## PRICE LIST 08_2025
code | description | polish description | Poland 08 Baltics 18 price list 02/25 eur FINAL | mp calculated | UM | previous Price list | MP PREVIOUS LIST | sales UM | delta new vs old | comment | Hyerarchy | status of sales 01/2025 | Cod_Cat | Cat_Desc. | cod Group | Descr Group | positioning discount family | positioning discount family description | Pack | Carton | M.U. | Volume | M.U. | Gross weight | Net weight | M.U. | EAN Product | EAN Pack | EAN Carton | INTRASTAT Codes
DX15232X | FK-X/32 GREEN MED.PLIABLE COEXT.CONDUIT | FK-X ZIELONY PESZEL 750N 32/24,3 XTREME | 145 | 100 | M | 145 | 100 | M | 0% | OFFICIAL | 5PS45G57FA563B5100 | 30 | 5PS | INSTALLATION PASS | 45G | CONDUITS | 57F | PLIABLE CONDUITS | 50 | 800 | M | 1818.75 | CCM | 161.903 | 142.52 | G | 8034035021565 | 8034035429224 | 8034035429231 | 39172310
DX15432X | FK-X/32 L.BLUE-MED.PLIABLE COEXT.CONDUIT | FK-X NIEBIESKI PESZEL 750N 32/24,3XTREME | 145 | 100 | M | 145 | 100 | M | 0% | OFFICIAL | 5PS45G57FA563B7100 | 30 | 5PS | INSTALLATION PASS | 45G | CONDUITS | 57F | PLIABLE CONDUITS | 50 | 800 | M | 1818.75 | CCM | 161.903 | 142.52 | G | 8034035021602 | 8034035429309 | 8034035429316 | 39172310
DX15632X | FK-X/32 BROWN-MED.PLIABLE COEXT.CONDUIT | FK-X BRĄZOWY PESZEL 750N 32/24,3 XTREME | 145 | 100 | M | 145 | 100 | M | 0% | OFFICIAL | 5PS45G57FA563B9100 | 30 | 5PS | INSTALLATION PASS | 45G | CONDUITS | 57F | PLIABLE CONDUITS | 50 | 800 | M | 1818.75 | CCM | 161.903 | 142.52 | G | 8034035021640 | 8034035429385 | 8034035429392 | 39172310
DX15832X | FK-X/32 LILAC-MED.PLIABLE COEXT.CONDUIT | FK-X RÓŻOWY PESZEL 750N 32/24,3 XTREME | 145 | 100 | M | 145 | 100 | M | 0% | OFFICIAL | 5PS45G57FA563BB100 | 30 | 5PS | INSTALLATION PASS | 45G | CONDUITS | 57F | PLIABLE CONDUITS | 50 | 1800 | M | 1672.778 | CCM | 150.257 | 141.128 | G | 8034035021688 | 8034035429460 | 8034035429477 | 39172310
DX16232X | FK-X/32 N.WHITE-MED.PLIABLE COEX.CONDUIT | FK-X BIAŁY PESZEL 750N 32/24,3 XTREME | 145 | 100 | M | 145 | 100 | M | 0% | OFFICIAL | 5PS45G57FA563BJ100 | 30 | 5PS | INSTALLATION PASS | 45G | CONDUITS | 57F | PLIABLE CONDUITS | 50 | 800 | M | 1818.75 | CCM | 161.904 | 142.521 | G | 8034035021725 | 8034035429545 | 8034035429552 | 39172310
DX15225X | FK-X/25 GREEN MED.PLIABLE COEXT.CONDUIT | FK-X ZIELONY PESZEL 750N 25/18,3 XTREME | 93 | 100 | M | 93 | 100 | M | 0% | OFFICIAL | 5PS45G57FA563B5100 | 30 | 5PS | INSTALLATION PASS | 45G | CONDUITS | 57F | PLIABLE CONDUITS | 75 | 1500 | M | 950.667 | CCM | 109.433 | 99.18 | G | 8034035021558 | 8034035429200 | 8034035429217 | 39172310
DX15425X | FK-X/25 L.BLUE-MED.PLIABLE COEXT.CONDUIT | FK-X NIEBIESKI PESZEL 750N 25/18,3XTREME | 93 | 100 | M | 93 | 100 | M | 0% | OFFICIAL | 5PS45G57FA563B7100 | 30 | 5PS | INSTALLATION PASS | 45G | CONDUITS | 57F | PLIABLE CONDUITS | 75 | 1500 | M | 950.667 | CCM | 109.443 | 99.19 | G | 8034035021596 | 8034035429286 | 8034035429293 | 39172310
DX15625X | FK-X/25 BROWN-MED.PLIABLE COEXT.CONDUIT | FK-X BRĄZOWY PESZEL 750N 25/18,3 XTREME | 93 | 100 | M | 93 | 100 | M | 0% | OFFICIAL | 5PS45G57FA563B9100 | 30 | 5PS | INSTALLATION PASS | 45G | CONDUITS | 57F | PLIABLE CONDUITS | 75 | 1500 | M | 950.667 | CCM | 109.443 | 99.19 | G | 8034035021633 | 8034035429361 | 8034035429378 | 39172310
DX15825X | FK-X/25 LILAC-MED.PLIABLE COEXT.CONDUIT | FK-X RÓŻOWY PESZEL 750N 25/18,3 XTREME | 93 | 100 | M | 93 | 100 | M | 0% | OFFICIAL | 5PS45G57FA563BB100 | 30 | 5PS | INSTALLATION PASS | 45G | CONDUITS | 57F | PLIABLE CONDUITS | 75 | 3300 | M | 917.879 | CCM | 103.463 | 98.587 | G | 8034035021671 | 8034035429446 | 8034035429453 | 39172310
DX16225X | FK-X/25 N.WHITE-MED.PLIABLE COEX.CONDUIT | FK-X BIAŁY PESZEL 750N 25/18,3 XTREME | 93 | 100 | M | 93 | 100 | M | 0% | OFFICIAL | 5PS45G57FA563BJ100 | 30 | 5PS | INSTALLATION PASS | 45G | CONDUITS | 57F | PLIABLE CONDUITS | 75 | 1500 | M | 950.667 | CCM | 109.443 | 99.19 | G | 8034035021718 | 8034035429521 | 8034035429538 | 39172310
DX15220X | FK-X/20 GREEN MED.PLIABLE COEXT.CONDUIT | FK-X ZIELONY PESZEL 750N 20/14 XTREME | 65.4 | 100 | M | 65.4 | 100 | M | 0% | OFFICIAL | 5PS45G57FA563B5100 | 30 | 5PS | INSTALLATION PASS | 45G | CONDUITS | 57F | PLIABLE CONDUITS | 100 | 2400 | M | 584.167 | CCM | 73.249 | 66.957 | G | 8034035021541 | 8034035429187 | 8034035429194 | 39172310
DX15420X | FK-X/20 L.BLUE-MED.PLIABLE COEXT.CONDUIT | FK-X NIEBIESKI PESZEL 750N 20/14 XTREME | 65.4 | 100 | M | 65.4 | 100 | M | 0% | OFFICIAL | 5PS45G57FA563B7100 | 30 | 5PS | INSTALLATION PASS | 45G | CONDUITS | 57F | PLIABLE CONDUITS | 100 | 2400 | M | 584.167 | CCM | 73.249 | 66.957 | G | 8034035021589 | 8034035429262 | 8034035429279 | 39172310
DX15620X | FK-X/20 BROWN-MED.PLIABLE COEXT.CONDUIT | FK-X BRĄZOWY PESZEL 750N 20/14,1 XTREME | 65.4 | 100 | M | 65.4 | 100 | M | 0% | OFFICIAL | 5PS45G57FA563B9100 | 30 | 5PS | INSTALLATION PASS | 45G | CONDUITS | 57F | PLIABLE CONDUITS | 100 | 2400 | M | 584.167 | CCM | 73.249 | 66.957 | G | 8034035021626 | 8034035429347 | 8034035429354 | 39172310
DX15820X | FK-X/20 LILAC-MED.PLIABLE COEXT.CONDUIT | FK-X RÓŻOWY PESZEL 750N 20/14 XTREME | 65.4 | 100 | M | 65.4 | 100 | M | 0% | OFFICIAL | 5PS45G57FA563BB100 | 30 | 5PS | INSTALLATION PASS | 45G | CONDUITS | 57F | PLIABLE CONDUITS | 100 | 5200 | M | 561.923 | CCM | 69.628 | 66.645 | G | 8034035021664 | 8034035429422 | 8034035429439 | 39172310
DX16220X | FK-X/20 N.WHITE-MED.PLIABLE COEX.CONDUIT | FK-X BIAŁY PESZEL 750N 20/14 XTREME | 65.4 | 100 | M | 65.4 | 100 | M | 0% | OFFICIAL | 5PS45G57FA563BJ100 | 30 | 5PS | INSTALLATION PASS | 45G | CONDUITS | 57F | PLIABLE CONDUITS | 100 | 2400 | M | 584.167 | CCM | 73.064 | 66.772 | G | 8034035021701 | 8034035429507 | 8034035429514 | 39172310
DX15240X | FK-X/40 GREEN MED.PLIABLE COEXT.CONDUIT | FK-X ZIELONY PESZEL 750N 40/31,2 XTREME | 207 | 100 | M | 207 | 100 | M | 0% | OFFICIAL | 5PS45G57FA563B5100 | 30 | 5PS | INSTALLATION PASS | 45G | CONDUITS | 57F | PLIABLE CONDUITS | 25 | 500 | M | 2990 | CCM | 214.294 | 184.172 | G | 8034035021572 | 8034035429248 | 8034035429255 | 39172310
DX15440X | FK-X/40 L.BLUE-MED.PLIABLE COEXT.CONDUIT | FK-X NIEBIESKI PESZEL 750N 40/31,2XTREME | 207 | 100 | M | 207 | 100 | M | 0% | OFFICIAL | 5PS45G57FA563B7100 | 30 | 5PS | INSTALLATION PASS | 45G | CONDUITS | 57F | PLIABLE CONDUITS | 25 | 500 | M | 2990 | CCM | 214.294 | 184.172 | G | 8034035021619 | 8034035429323 | 8034035429330 | 39172310
DX15640X | FK-X/40 BROWN-MED.PLIABLE COEXT.CONDUIT | FK-X BRĄZOWY PESZEL 750N 40/31,2 XTREME | 207 | 100 | M | 207 | 100 | M | 0% | OFFICIAL | 5PS45G57FA563B9100 | 30 | 5PS | INSTALLATION PASS | 45G | CONDUITS | 57F | PLIABLE CONDUITS | 25 | 500 | M | 2990 | CCM | 214.294 | 184.172 | G | 8034035021657 | 8034035429408 | 8034035429415 | 39172310
DX15840X | FK-X/40 LILAC-MED.PLIABLE COEXT.CONDUIT | FK-X RÓŻOWY PESZEL 750N 40/31,2 XTREME | 207 | 100 | M | 207 | 100 | M | 0% | OFFICIAL | 5PS45G57FA563BB100 | 30 | 5PS | INSTALLATION PASS | 45G | CONDUITS | 57F | PLIABLE CONDUITS | 25 | 500 | M | 2990 | CCM | 214.294 | 184.172 | G | 8034035021695 | 8034035429484 | 8034035429491 | 39172310
DX16240X | FK-X/40 N.WHITE-MED.PLIABLE COEX.CONDUIT | FK-X BIAŁY PESZEL 750N 40/31,2 XTREME | 207 | 100 | M | 207 | 100 | M | 0% | OFFICIAL | 5PS45G57FA563BJ100 | 30 | 5PS | INSTALLATION PASS | 45G | CONDUITS | 57F | PLIABLE CONDUITS | 25 | 500 | M | 2990 | CCM | 215.087 | 184.965 | G | 8034035021732 | 8034035429569 | 8034035429576 | 39172310
DX15240R | FK 15/40 GREEN-MEDIUM PLIABLE CONDUIT | FK15 ZIELONY PESZEL 750N PVC 40/31,2 | 154 | 100 | M | 134 | 100 | M | 14.93% | OFFICIAL | 5PS45G57FA553AW100 | 30 | 5PS | INSTALLATION PASS | 45G | CONDUITS | 57F | PLIABLE CONDUITS | 25 | 500 | M | 2990 | CCM | 174.674 | 145.552 | G | 8034035042393 | 8034035440830 | 8034035442179 | 39172310
DX15440R | FK 15/40 L. BLUE-MEDIUM PLIABLE CONDUIT | FK15 NIEBIESKI PESZEL 750N PVC 40/31,2 | 154 | 100 | M | 134 | 100 | M | 14.93% | OFFICIAL | 5PS45G57FA553B0100 | 30 | 5PS | INSTALLATION PASS | 45G | CONDUITS | 57F | PLIABLE CONDUITS | 25 | 500 | M | 2990 | CCM | 174.674 | 145.552 | G | 8034035042492 | 8034035440939 | 8034035442278 | 39172310
DX15640R | FK 15/40 BROWN-MEDIUM PLIABLE CONDUIT | FK15 BRĄZOWY PESZEL 750N PVC 40/31,2 | 154 | 100 | M | 134 | 100 | M | 14.93% | OFFICIAL | 5PS45G57FA553B4100 | 30 | 5PS | INSTALLATION PASS | 45G | CONDUITS | 57F | PLIABLE CONDUITS | 25 | 500 | M | 2990 | CCM | 174.674 | 145.552 | G | 8034035042591 | 8034035441035 | 8034035442377 | 39172310
DX15840R | FK 15/40 LILAC-MEDIUM PLIABLE CONDUIT | FK15 RÓŻOWY PESZEL 750N PVC 40/31,2 | 154 | 100 | M | 134 | 100 | M | 14.93% | OFFICIAL | 5PS45G57FA553B8100 | 30 | 5PS | INSTALLATION PASS | 45G | CONDUITS | 57F | PLIABLE CONDUITS | 25 | 500 | M | 2990 | CCM | 174.674 | 145.552 | G | 8034035042690 | 8034035441134 | 8034035442476 | 39172310
DX16220R | FK 15/20NAT.WHITE-MEDIUM PLIABLE CONDUIT | FK15 BIAŁY PESZEL 750N PVC 20/14 | 31 | 100 | M | 26.8 | 100 | M | 15.67% | OFFICIAL | 5PS45G57FA553BG100 | 30 | 5PS | INSTALLATION PASS | 45G | CONDUITS | 57F | PLIABLE CONDUITS | 100 | 2400 | M | 584.167 | CCM | 61.73 | 55.646 | G | 8034035042263 | 8034035440700 | 8034035442049 | 39172310
DX16240R | FK 15/40NAT.WHITE-MEDIUM PLIABLE CONDUIT | FK15 BIAŁY PESZEL 750N PVC 40/31,2 | 154 | 100 | M | 134 | 100 | M | 14.93% | OFFICIAL | 5PS45G57FA553BG100 | 30 | 5PS | INSTALLATION PASS | 45G | CONDUITS | 57F | PLIABLE CONDUITS | 25 | 500 | M | 2990 | CCM | 174.278 | 145.156 | G | 8034035042294 | 8034035440731 | 8034035442070 | 39172310
DX22040R | ICTA/40 GREEN MED.PLIABLE CONDUIT S.EXT. | ICTA ZIELONY PESZEL 750N PP 40/31,2 HF | 262 | 100 | M | 228 | 100 | M | 14.91% | OFFICIAL | 5PS45G57FA593BS100 | 30 | 5PS | INSTALLATION PASS | 45G | CONDUITS | 57F | PLIABLE CONDUITS | 25 | 500 | M | 2990 | CCM | 188.69 | 159.568 | G | 8034035043079 | 8034035441516 | 8034035442858 | 39172210
DX23040R | ICTA/40 BLUE MED.PLIABLE CONDUIT S.EXT. | ICTA NIEBIESKI PESZEL 750N PP 40/31,2 HF | 262 | 100 | M | 228 | 100 | M | 14.91% | OFFICIAL | 5PS45G57FA593BS100 | 30 | 5PS | INSTALLATION PASS | 45G | CONDUITS | 57F | PLIABLE CONDUITS | 25 | 500 | M | 2990 | CCM | 188.69 | 159.568 | G | 8034035043215 | 8034035441653 | 8034035442995 | 39172210
DX15220R | FK 15/20 GREEN-MEDIUM PLIABLE CONDUIT | FK15 ZIELONY PESZEL 750N PVC 20/14 | 43 | 100 | M | 37 | 100 | M | 16.22% | OFFICIAL | 5PS45G57FA553AW100 | 30 | 5PS | INSTALLATION PASS | 45G | CONDUITS | 57F | PLIABLE CONDUITS | 100 | 5200 | M | 561.923 | CCM | 58.642 | 55.755 | G | 8034035042362 | 8034035440809 | 8034035442148 | 39172310
DX16225R | FK 15/25NAT.WHITE-MEDIUM PLIABLE CONDUIT | FK15 BIAŁY PESZEL 750N PVC 25/18,3 | 49 | 100 | M | 42.4 | 100 | M | 15.57% | OFFICIAL | 5PS45G57FA553BG100 | 30 | 5PS | INSTALLATION PASS | 45G | CONDUITS | 57F | PLIABLE CONDUITS | 75 | 1500 | M | 950.667 | CCM | 89.029 | 79.109 | G | 8034035042270 | 8034035440717 | 8034035442056 | 39172310
DX20040R | ICTA/40 GREY-MED. PL. CONDUIT-SELF-REC. | ICTA SZARY PESZEL 750N PP 40/31,2 HF | 273 | 100 | M | 237 | 100 | M | 15.19% | OFFICIAL | 5PS45G57FA593BO100 | 30 | 5PS | INSTALLATION PASS | 45G | CONDUITS | 57F | PLIABLE CONDUITS | 25 | 500 | M | 2990 | CCM | 188.69 | 159.568 | G | 8034035042799 | 8034035441233 | 8034035442575 | 39172210
DX20140R | ICTA/40F GREY-M. PL.CONDUIT-S.R.- W/P-F | ICTA SZARY PESZEL 750N 40/31,2 HF PILOT | 273 | 100 | M | 237 | 100 | M | 15.19% | OFFICIAL | 5PS45G57FA593BQ100 | 30 | 5PS | INSTALLATION PASS | 45G | CONDUITS | 57F | PLIABLE CONDUITS | 25 | 500 | M | 2990 | CCM | 193.79 | 164.668 | G | 8034035042867 | 8034035441301 | 8034035442643 | 39172210
DX22140R | ICTA/40 GREEN MED.PLIABLE COND.S.EXT.W/P | ICTA ZIEL. PESZEL 750N 40/31,2 HF PILOT | 273 | 100 | M | 237 | 100 | M | 15.19% | OFFICIAL | 5PS45G57FA593BU100 | 30 | 5PS | INSTALLATION PASS | 45G | CONDUITS | 57F | PLIABLE CONDUITS | 25 | 500 | M | 2990 | CCM | 193.79 | 164.668 | G | 8034035043147 | 8034035441585 | 8034035442926 | 39172210
DX23140R | ICTA/40 BLUE MED.PLIABLE COND.S.EXT.W/P | ICTA NIEB. PESZEL 750N 40/31,2 HF PILOT | 273 | 100 | M | 237 | 100 | M | 15.19% | OFFICIAL | 5PS45G57FA593BU100 | 30 | 5PS | INSTALLATION PASS | 45G | CONDUITS | 57F | PLIABLE CONDUITS | 25 | 500 | M | 2990 | CCM | 193.79 | 164.668 | G | 8034035043284 | 8034035441721 | 8034035443060 | 39172210
DX20050R | ICTA/50 GREY-MED. PL. CONDUIT-SELF-REC. | ICTA SZARY PESZEL 750N PP 50/39,6 HF | 546 | 100 | M | 475 | 100 | M | 14.95% | OFFICIAL | 5PS45G57FA593BO100 | 30 | 5PS | INSTALLATION PASS | 45G | CONDUITS | 57F | PLIABLE CONDUITS | 25 | 400 | M | 4320 | CCM | 269.507 | 233.115 | G | 8034035042805 | 8034035441240 | 8034035442582 | 39172210
DX15325R | FK 15/25F GREEN-MED. PLIA. CONDUIT W/P-F | FK15 ZIELONY PESZEL 750N 25/18,3 PILOT | 77 | 100 | M | 67 | 100 | M | 14.93% | OFFICIAL | 5PS45G57FA553AY100 | 30 | 5PS | INSTALLATION PASS | 45G | CONDUITS | 57F | PLIABLE CONDUITS | 75 | 1500 | M | 950.667 | CCM | 94.171 | 84.251 | G | 8034035042430 | 8034035440878 | 8034035442216 | 39172310
DX15525R | FK 15/25F L.B.-MED. PLIA. CONDUIT W/P-F | FK15 NIEBIESKI PESZEL 750N 25/18,3 PILOT | 77 | 100 | M | 67 | 100 | M | 14.93% | OFFICIAL | 5PS45G57FA553B2100 | 30 | 5PS | INSTALLATION PASS | 45G | CONDUITS | 57F | PLIABLE CONDUITS | 75 | 1500 | M | 950.667 | CCM | 94.171 | 84.251 | G | 8034035042539 | 8034035440977 | 8034035442315 | 39172310
DX15725R | FK 15/25F BROWN-MED. PLIA. CONDUIT W/P-F | FK15 BRĄZOWY PESZEL 750N 25/18,3 PILOT | 77 | 100 | M | 67 | 100 | M | 14.93% | OFFICIAL | 5PS45G57FA553B6100 | 30 | 5PS | INSTALLATION PASS | 45G | CONDUITS | 57F | PLIABLE CONDUITS | 75 | 1500 | M | 950.667 | CCM | 94.171 | 84.251 | G | 8034035042638 | 8034035441073 | 8034035442414 | 39172310
DX15925R | FK 15/25F LILAC-MED. PLIA. CONDUIT W/P-F | FK15 RÓŻOWY PESZEL 750N 25/18,3 PILOT | 77 | 100 | M | 67 | 100 | M | 14.93% | OFFICIAL | 5PS45G57FA553BA100 | 30 | 5PS | INSTALLATION PASS | 45G | CONDUITS | 57F | PLIABLE CONDUITS | 75 | 1500 | M | 950.667 | CCM | 94.171 | 84.251 | G | 8034035042737 | 8034035441172 | 8034035442513 | 39172310
DX16320R | FK 15/20F N.WHITE-MED.PLIA.CONDUIT W/P-F | FK15 BIAŁY PESZEL 750N 20/14 Z PILOTEM | 50 | 100 | M | 43.1 | 100 | M | 16.01% | OFFICIAL | 5PS45G57FA553BI100 | 30 | 5PS | INSTALLATION PASS | 45G | CONDUITS | 57F | PLIABLE CONDUITS | 100 | 2400 | M | 584.167 | CCM | 66.83 | 60.746 | G | 8034035042324 | 8034035440762 | 8034035442100 | 39172310
DX20063R | ICTA/63 GREY-MED. PL. CONDUIT-SELF-REC. | ICTA SZARY PESZEL 750N PP 63/50,6 HF | 719 | 100 | M | 625 | 100 | M | 15.04% | OFFICIAL | 5PS45G57FA593BO100 | 30 | 5PS | INSTALLATION PASS | 45G | CONDUITS | 57F | PLIABLE CONDUITS | 20 | 240 | M | 7487.5 | CCM | 357.032 | 302.251 | G | 8034035042812 | 8034035441257 | 8034035442599 | 39172210
DX22063R | ICTA/63 GREEN MED.PLIABLE CONDUIT S.EXT. | ICTA ZIELONY PESZEL 750N PP 63/50,6 HF | 719 | 100 | M | 625 | 100 | M | 15.04% | OFFICIAL | 5PS45G57FA593BS100 | 40 | 5PS | INSTALLATION PASS | 45G | CONDUITS | 57F | PLIABLE CONDUITS | 20 | 240 | M | 7487.5 | CCM | 357.032 | 302.251 | G | 8034035043093 | 8034035441530 | 8034035442872 | 39172210
DX23063R | ICTA/63 BLUE MED.PLIABLE CONDUIT S.EXT. | ICTA NIEBIESKI PESZEL 750N PP 63/50,6 HF | 719 | 100 | M | 625 | 100 | M | 15.04% | OFFICIAL | 5PS45G57FA593BS100 | 40 | 5PS | INSTALLATION PASS | 45G | CONDUITS | 57F | PLIABLE CONDUITS | 20 | 240 | M | 7487.5 | CCM | 357.032 | 302.251 | G | 8034035043239 | 8034035441677 | 8034035443015 | 39172210
DX20020R | ICTA/20 GREY-MED. PL. CONDUIT-SELF-REC. | ICTA SZARY PESZEL 750N PP 20/13,4 HF | 100 | 100 | M | 86.6 | 100 | M | 15.47% | OFFICIAL | 5PS45G57FA593BO100 | 30 | 5PS | INSTALLATION PASS | 45G | CONDUITS | 57F | PLIABLE CONDUITS | 100 | 5200 | M | 561.923 | CCM | 62.46 | 59.573 | G | 8034035042768 | 8034035441202 | 8034035442544 | 39172210
DX20163R | ICTA/63F GREY-M. PL.CONDUIT-S.R.- W/P-F | ICTA SZARY PESZEL 750N 63/50,6 HF PILOT | 726 | 100 | M | 631 | 100 | M | 15.06% | OFFICIAL | 5PS45G57FA593BQ100 | 30 | 5PS | INSTALLATION PASS | 45G | CONDUITS | 57F | PLIABLE CONDUITS | 20 | 240 | M | 7487.5 | CCM | 362.132 | 307.351 | G | 8034035042881 | 8034035441325 | 8034035442667 | 39172210
DX22163R | ICTA/63 GREEN MED.PLIABLE COND.S.EXT.W/P | ICTA ZIEL. PESZEL 750N 63/50,6 HF PILOT | 726 | 100 | M | 631 | 100 | M | 15.06% | OFFICIAL | 5PS45G57FA593BU100 | 40 | 5PS | INSTALLATION PASS | 45G | CONDUITS | 57F | PLIABLE CONDUITS | 20 | 240 | M | 7487.5 | CCM | 362.132 | 307.351 | G | 8034035043161 | 8034035441608 | 8034035442940 | 39172210
DX23163R | ICTA/63 BLUE MED.PLIABLE COND.S.EXT.W/P | ICTA NIEB. PESZEL 750N 63/50,6 HF PILOT | 726 | 100 | M | 631 | 100 | M | 15.06% | OFFICIAL | 5PS45G57FA593BU100 | 40 | 5PS | INSTALLATION PASS | 45G | CONDUITS | 57F | PLIABLE CONDUITS | 20 | 240 | M | 7487.5 | CCM | 362.132 | 307.351 | G | 8034035043307 | 8034035441745 | 8034035443084 | 39172210
DX15225R | FK 15/25 GREEN-MEDIUM PLIABLE CONDUIT | FK15 ZIELONY PESZEL 750N PVC 25/18,3 | 73 | 100 | M | 63.6 | 100 | M | 14.78% | OFFICIAL | 5PS45G57FA553AW100 | 30 | 5PS | INSTALLATION PASS | 45G | CONDUITS | 57F | PLIABLE CONDUITS | 75 | 3300 | M | 917.879 | CCM | 83.826 | 79.091 | G | 8034035042379 | 8034035440816 | 8034035442155 | 39172310
DX15425R | FK 15/25 L. BLUE-MEDIUM PLIABLE CONDUIT | FK15 NIEBIESKI PESZEL 750N PVC 25/18,3 | 73 | 100 | M | 63.6 | 100 | M | 14.78% | OFFICIAL | 5PS45G57FA553B0100 | 30 | 5PS | INSTALLATION PASS | 45G | CONDUITS | 57F | PLIABLE CONDUITS | 75 | 3300 | M | 917.879 | CCM | 83.816 | 79.091 | G | 8034035042478 | 8034035440915 | 8034035442254 | 39172310
DX15625R | FK 15/25 BROWN-MEDIUM PLIABLE CONDUIT | FK15 BRĄZOWY PESZEL 750N PVC 25/18,3 | 73 | 100 | M | 63.6 | 100 | M | 14.78% | OFFICIAL | 5PS45G57FA553B4100 | 30 | 5PS | INSTALLATION PASS | 45G | CONDUITS | 57F | PLIABLE CONDUITS | 75 | 1500 | M | 950.667 | CCM | 89.071 | 79.151 | G | 8034035042577 | 8034035441011 | 8034035442353 | 39172310
DX15825R | FK 15/25 LILAC-MEDIUM PLIABLE CONDUIT | FK15 RÓŻOWY PESZEL 750N PVC 25/18,3 | 73 | 100 | M | 63.6 | 100 | M | 14.78% | OFFICIAL | 5PS45G57FA553B8100 | 30 | 5PS | INSTALLATION PASS | 45G | CONDUITS | 57F | PLIABLE CONDUITS | 75 | 1500 | M | 950.667 | CCM | 89.071 | 79.151 | G | 8034035042676 | 8034035441110 | 8034035442452 | 39172310
DX22020R | ICTA/20 GREEN MED.PLIABLE CONDUIT S.EXT. | ICTA ZIELONY PESZEL 750N PP 20/13,4 HF | 97 | 100 | M | 84.2 | 100 | M | 15.2% | OFFICIAL | 5PS45G57FA593BS100 | 30 | 5PS | INSTALLATION PASS | 45G | CONDUITS | 57F | PLIABLE CONDUITS | 100 | 2400 | M | 584.167 | CCM | 65.708 | 59.609 | G | 8034035043048 | 8034035441486 | 8034035442827 | 39172210
DX23020R | ICTA/20 BLUE MED.PLIABLE CONDUIT S.EXT. | ICTA NIEBIESKI PESZEL 750N PP 20/13,4 HF | 97 | 100 | M | 84.2 | 100 | M | 15.2% | OFFICIAL | 5PS45G57FA593BS100 | 30 | 5PS | INSTALLATION PASS | 45G | CONDUITS | 57F | PLIABLE CONDUITS | 100 | 2400 | M | 584.167 | CCM | 65.708 | 59.609 | G | 8034035043185 | 8034035441622 | 8034035442964 | 39172210
DX15320R | FK 15/20F GREEN-MED. PLIA. CONDUIT W/P-F | FK15 ZIELONY PESZEL 750N 20/14 Z PILOTEM | 46 | 100 | M | 39.7 | 100 | M | 15.87% | OFFICIAL | 5PS45G57FA553AY100 | 30 | 5PS | INSTALLATION PASS | 45G | CONDUITS | 57F | PLIABLE CONDUITS | 100 | 2400 | M | 584.167 | CCM | 66.975 | 60.891 | G | 8034035042423 | 8034035440861 | 8034035442209 | 39172310
DX15520R | FK 15/20F L.B.-MED. PLIA. CONDUIT W/P-F | FK15 NIEBIESKI PESZEL 750N 20/14,1 PILOT | 46 | 100 | M | 39.7 | 100 | M | 15.87% | OFFICIAL | 5PS45G57FA553B2100 | 30 | 5PS | INSTALLATION PASS | 45G | CONDUITS | 57F | PLIABLE CONDUITS | 100 | 2400 | M | 584.167 | CCM | 66.975 | 60.891 | G | 8034035042522 | 8034035440960 | 8034035442308 | 39172310
DX15720R | FK 15/20F BROWN-MED. PLIA. CONDUIT W/P-F | FK15 BRĄZOWY PESZEL 750N 20/14 Z PILOTEM | 46 | 100 | M | 39.7 | 100 | M | 15.87% | OFFICIAL | 5PS45G57FA553B6100 | 30 | 5PS | INSTALLATION PASS | 45G | CONDUITS | 57F | PLIABLE CONDUITS | 100 | 2400 | M | 584.167 | CCM | 66.975 | 60.891 | G | 8034035042621 | 8034035441066 | 8034035442407 | 39172310
DX15920R | FK 15/20F LILAC-MED. PLIA. CONDUIT W/P-F | FK15 RÓŻOWY PESZEL 750N 20/14 Z PILOTEM | 46 | 100 | M | 39.7 | 100 | M | 15.87% | OFFICIAL | 5PS45G57FA553BA100 | 30 | 5PS | INSTALLATION PASS | 45G | CONDUITS | 57F | PLIABLE CONDUITS | 100 | 2400 | M | 584.167 | CCM | 66.976 | 60.892 | G | 8034035042720 | 8034035441165 | 8034035442506 | 39172310
DX15316R | FK 15/16F GREEN-MED. PLIA. CONDUIT W/P-F | FK15 ZIELONY PESZEL 750N 16/10,7 PILOT | 40 | 100 | M | 34.8 | 100 | M | 14.94% | OFFICIAL | 5PS45G57FA553AY100 | 30 | 5PS | INSTALLATION PASS | 45G | CONDUITS | 57F | PLIABLE CONDUITS | 100 | 2800 | M | 453.929 | CCM | 51.043 | 45.777 | G | 8034035042416 | 8034035440854 | 8034035442193 | 39172310
DX15916R | FK 15/16F LILAC-MED. PLIA. CONDUIT W/P-F | FK15 RÓŻOWY PESZEL 750N 16/10,7 PILOT | 40 | 100 | M | 34.8 | 100 | M | 14.94% | OFFICIAL | 5PS45G57FA553BA100 | 30 | 5PS | INSTALLATION PASS | 45G | CONDUITS | 57F | PLIABLE CONDUITS | 100 | 2800 | M | 453.929 | CCM | 51.043 | 45.777 | G | 8034035042713 | 8034035441158 | 8034035442490 | 39172310
DX15250R | FK 15/50 GREEN-MEDIUM PLIABLE CONDUIT | FK15 ZIELONY PESZEL 750N PVC 50/39,6 | 229 | 100 | M | 199 | 100 | M | 15.08% | OFFICIAL | 5PS45G57FA553AW100 | 30 | 5PS | INSTALLATION PASS | 45G | CONDUITS | 57F | PLIABLE CONDUITS | 25 | 400 | M | 4320 | CCM | 264.503 | 228.111 | G | 8034035042409 | 8034035440847 | 8034035442186 | 39172310
DX15450R | FK 15/50 L. BLUE-MEDIUM PLIABLE CONDUIT | FK15 NIEBIESKI PESZEL 750N PVC 50/39,6 | 229 | 100 | M | 199 | 100 | M | 15.08% | OFFICIAL | 5PS45G57FA553B0100 | 30 | 5PS | INSTALLATION PASS | 45G | CONDUITS | 57F | PLIABLE CONDUITS | 25 | 400 | M | 4320 | CCM | 264.507 | 228.115 | G | 8034035042508 | 8034035440946 | 8034035442285 | 39172310
DX15650R | FK 15/50 BROWN-MEDIUM PLIABLE CONDUIT | FK15 BRĄZOWY PESZEL 750N PVC 50/39,6 | 229 | 100 | M | 199 | 100 | M | 15.08% | OFFICIAL | 5PS45G57FA553B4100 | 30 | 5PS | INSTALLATION PASS | 45G | CONDUITS | 57F | PLIABLE CONDUITS | 25 | 400 | M | 4320 | CCM | 264.507 | 228.115 | G | 8034035042607 | 8034035441042 | 8034035442384 | 39172310
DX15850R | FK 15/50 LILAC-MEDIUM PLIABLE CONDUIT | FK15 RÓŻOWY PESZEL 750N PVC 50/39,6 | 229 | 100 | M | 199 | 100 | M | 15.08% | OFFICIAL | 5PS45G57FA553B8100 | 30 | 5PS | INSTALLATION PASS | 45G | CONDUITS | 57F | PLIABLE CONDUITS | 25 | 400 | M | 4320 | CCM | 264.507 | 228.115 | G | 8034035042706 | 8034035441141 | 8034035442483 | 39172310
DX16250R | FK 15/50NAT.WHITE-MEDIUM PLIABLE CONDUIT | FK15 BIAŁY PESZEL 750N PVC 50/39,6 | 229 | 100 | M | 199 | 100 | M | 15.08% | OFFICIAL | 5PS45G57FA553BG100 | 30 | 5PS | INSTALLATION PASS | 45G | CONDUITS | 57F | PLIABLE CONDUITS | 25 | 400 | M | 4320 | CCM | 264.513 | 228.121 | G | 8034035042300 | 8034035440748 | 8034035442087 | 39172310
DX20120R | ICTA/20F GREY-M. PL.CONDUIT-S.R.- W/P-F | ICTA SZARY PESZEL 750N 20/13,4 HF PILOT | 103 | 100 | M | 89.6 | 100 | M | 14.96% | OFFICIAL | 5PS45G57FA593BQ100 | 30 | 5PS | INSTALLATION PASS | 45G | CONDUITS | 57F | PLIABLE CONDUITS | 100 | 5200 | M | 561.923 | CCM | 67.56 | 64.673 | G | 8034035042836 | 8034035441271 | 8034035442612 | 39172210
DX23120R | ICTA/20 BLUE MED.PLIABLE COND.S.EXT.W/P | ICTA NIEB. PESZEL 750N 20/13,4 HF PILOT | 103 | 100 | M | 89.6 | 100 | M | 14.96% | OFFICIAL | 5PS45G57FA593BU100 | 30 | 5PS | INSTALLATION PASS | 45G | CONDUITS | 57F | PLIABLE CONDUITS | 100 | 2400 | M | 584.167 | CCM | 70.793 | 64.709 | G | 8034035043253 | 8034035441691 | 8034035443039 | 39172210
DX22120R | ICTA/20 GREEN MED.PLIABLE COND.S.EXT.W/P | ICTA ZIEL. PESZEL 750N 20/13,4 HF PILOT | 103 | 100 | M | 89.7 | 100 | M | 14.83% | OFFICIAL | 5PS45G57FA593BU100 | 30 | 5PS | INSTALLATION PASS | 45G | CONDUITS | 57F | PLIABLE CONDUITS | 100 | 2400 | M | 584.167 | CCM | 70.793 | 64.709 | G | 8034035043116 | 8034035441554 | 8034035442896 | 39172210
DX15516R | FK 15/16F L.B.-MED. PLIA. CONDUIT W/P-F | FK15 NIEBIESKI PESZEL 750N 16/10,7 PILOT | 40 | 100 | M | 34.9 | 100 | M | 14.61% | OFFICIAL | 5PS45G57FA553B2100 | 30 | 5PS | INSTALLATION PASS | 45G | CONDUITS | 57F | PLIABLE CONDUITS | 100 | 2800 | M | 453.929 | CCM | 51.043 | 45.777 | G | 8034035042515 | 8034035440953 | 8034035442292 | 39172310
DX15716R | FK 15/16F BROWN-MED. PLIA. CONDUIT W/P-F | FK15 BRĄZOWY PESZEL 750N 16/10,7 PILOT | 40 | 100 | M | 34.9 | 100 | M | 14.61% | OFFICIAL | 5PS45G57FA553B6100 | 30 | 5PS | INSTALLATION PASS | 45G | CONDUITS | 57F | PLIABLE CONDUITS | 100 | 2800 | M | 453.929 | CCM | 51.043 | 45.777 | G | 8034035042614 | 8034035441059 | 8034035442391 | 39172310
DX16316R | FK 15/16F N.WHITE-MED.PLIA.CONDUIT W/P-F | FK15 BIAŁY PESZEL 750N 16/10,7 Z PILOTEM | 40 | 100 | M | 34.9 | 100 | M | 14.61% | OFFICIAL | 5PS45G57FA553BI100 | 30 | 5PS | INSTALLATION PASS | 45G | CONDUITS | 57F | PLIABLE CONDUITS | 100 | 2800 | M | 453.929 | CCM | 50.897 | 45.631 | G | 8034035042317 | 8034035440755 | 8034035442094 | 39172310
DX15232R | FK 15/32 GREEN-MEDIUM PLIABLE CONDUIT | FK15 ZIELONY PESZEL 750N PVC 32/24,3 | 109 | 100 | M | 95 | 100 | M | 14.74% | OFFICIAL | 5PS45G57FA553AW100 | 30 | 5PS | INSTALLATION PASS | 45G | CONDUITS | 57F | PLIABLE CONDUITS | 50 | 800 | M | 1818.75 | CCM | 130.989 | 112.231 | G | 8034035042386 | 8034035440823 | 8034035442162 | 39172310
DX15432R | FK 15/32 L. BLUE-MEDIUM PLIABLE CONDUIT | FK15 NIEBIESKI PESZEL 750N PVC 32/24,3 | 109 | 100 | M | 95 | 100 | M | 14.74% | OFFICIAL | 5PS45G57FA553B0100 | 30 | 5PS | INSTALLATION PASS | 45G | CONDUITS | 57F | PLIABLE CONDUITS | 50 | 800 | M | 1818.75 | CCM | 130.989 | 112.231 | G | 8034035042485 | 8034035440922 | 8034035442261 | 39172310
DX15632R | FK 15/32 BROWN-MEDIUM PLIABLE CONDUIT | FK15 BRĄZOWY PESZEL 750N 32/24,3 | 109 | 100 | M | 95 | 100 | M | 14.74% | OFFICIAL | 5PS45G57FA553B4100 | 30 | 5PS | INSTALLATION PASS | 45G | CONDUITS | 57F | PLIABLE CONDUITS | 50 | 800 | M | 1818.75 | CCM | 130.989 | 112.231 | G | 8034035042584 | 8034035441028 | 8034035442360 | 39172310
DX15832R | FK 15/32 LILAC-MEDIUM PLIABLE CONDUIT | FK15 RÓŻOWY PESZEL 750N PVC 32/24,3 | 109 | 100 | M | 95 | 100 | M | 14.74% | OFFICIAL | 5PS45G57FA553B8100 | 30 | 5PS | INSTALLATION PASS | 45G | CONDUITS | 57F | PLIABLE CONDUITS | 50 | 800 | M | 1818.75 | CCM | 130.989 | 112.231 | G | 8034035042683 | 8034035441127 | 8034035442469 | 39172310
DX16232R | FK 15/32NAT.WHITE-MEDIUM PLIABLE CONDUIT | FK15 BIAŁY PESZEL 750N PVC 32/24,3 | 109 | 100 | M | 95 | 100 | M | 14.74% | OFFICIAL | 5PS45G57FA553BG100 | 30 | 5PS | INSTALLATION PASS | 45G | CONDUITS | 57F | PLIABLE CONDUITS | 50 | 800 | M | 1818.75 | CCM | 130.93 | 112.172 | G | 8034035042287 | 8034035440724 | 8034035442063 | 39172310
DX20116R | ICTA/16F GREY-M. PL.CONDUIT-S.R.- W/P-F | ICTA SZARY PESZEL 750N 16/10,7 HF PILOT | 75 | 100 | M | 65.1 | 100 | M | 15.21% | OFFICIAL | 5PS45G57FA593BQ100 | 30 | 5PS | INSTALLATION PASS | 45G | CONDUITS | 57F | PLIABLE CONDUITS | 100 | 6400 | M | 436.719 | CCM | 50.938 | 48.598 | G | 8034035042829 | 8034035441264 | 8034035442605 | 39172210
DX22116R | ICTA/16 GREEN MED.PLIABLE COND.S.EXT.W/P | ICTA ZIEL. PESZEL 750N 16/10,7 HF PILOT | 75 | 100 | M | 65.1 | 100 | M | 15.21% | OFFICIAL | 5PS45G57FA593BU100 | 30 | 5PS | INSTALLATION PASS | 45G | CONDUITS | 57F | PLIABLE CONDUITS | 100 | 2800 | M | 453.929 | CCM | 53.797 | 48.555 | G | 8034035043109 | 8034035441547 | 8034035442889 | 39172210
DX23116R | ICTA/16 BLUE MED.PLIABLE COND.S.EXT.W/P | ICTA NIEB. PESZEL 750N 16/10,7 HF PILOT | 75 | 100 | M | 65.1 | 100 | M | 15.21% | OFFICIAL | 5PS45G57FA593BU100 | 30 | 5PS | INSTALLATION PASS | 45G | CONDUITS | 57F | PLIABLE CONDUITS | 100 | 2800 | M | 453.929 | CCM | 53.764 | 48.555 | G | 8034035043246 | 8034035441684 | 8034035443022 | 39172210
DX20016R | ICTA/16 GREY-MED. PL. CONDUIT-SELF-REC. | ICTA SZARY PESZEL 750N PP 16/10,7 HF | 69 | 100 | M | 60.3 | 100 | M | 14.43% | OFFICIAL | 5PS45G57FA593BO100 | 30 | 5PS | INSTALLATION PASS | 45G | CONDUITS | 57F | PLIABLE CONDUITS | 100 | 6400 | M | 436.719 | CCM | 45.838 | 43.498 | G | 8034035042751 | 8034035441196 | 8034035442537 | 39172210
DX22016R | ICTA/16 GREEN MED.PLIABLE CONDUIT S.EXT. | ICTA ZIELONY PESZEL 750N PP 16/10,7 HF | 69 | 100 | M | 60.3 | 100 | M | 14.43% | OFFICIAL | 5PS45G57FA593BS100 | 30 | 5PS | INSTALLATION PASS | 45G | CONDUITS | 57F | PLIABLE CONDUITS | 100 | 2800 | M | 453.929 | CCM | 48.739 | 43.53 | G | 8034035043031 | 8034035441479 | 8034035442810 | 39172210
DX23016R | ICTA/16 BLUE MED.PLIABLE CONDUIT S.EXT. | ICTA NIEBIESKI PESZEL 750N PP 16/10,7 HF | 69 | 100 | M | 60.3 | 100 | M | 14.43% | OFFICIAL | 5PS45G57FA593BS100 | 30 | 5PS | INSTALLATION PASS | 45G | CONDUITS | 57F | PLIABLE CONDUITS | 100 | 2800 | M | 453.929 | CCM | 48.739 | 43.53 | G | 8034035043178 | 8034035441615 | 8034035442957 | 39172210
DX22050R | ICTA/50 GREEN MED.PLIABLE CONDUIT S.EXT. | ICTA ZIELONY PESZEL 750N PP 50/39,6 HF | 523 | 100 | M | 455 | 100 | M | 14.95% | OFFICIAL | 5PS45G57FA593BS100 | 30 | 5PS | INSTALLATION PASS | 45G | CONDUITS | 57F | PLIABLE CONDUITS | 25 | 400 | M | 4320 | CCM | 269.507 | 233.115 | G | 8034035043086 | 8034035441523 | 8034035442865 | 39172210
DX23050R | ICTA/50 BLUE MED.PLIABLE CONDUIT S.EXT. | ICTA NIEBIESKI PESZEL 750N PP 50/39,6 HF | 523 | 100 | M | 455 | 100 | M | 14.95% | OFFICIAL | 5PS45G57FA593BS100 | 30 | 5PS | INSTALLATION PASS | 45G | CONDUITS | 57F | PLIABLE CONDUITS | 25 | 400 | M | 4320 | CCM | 269.507 | 233.115 | G | 8034035043222 | 8034035441660 | 8034035443008 | 39172210
DX20150R | ICTA/50F GREY-M. PL.CONDUIT-S.R.- W/P-F | ICTA SZARY PESZEL 750N 50/39,6 HF PILOT | 530 | 100 | M | 461 | 100 | M | 14.97% | OFFICIAL | 5PS45G57FA593BQ100 | 30 | 5PS | INSTALLATION PASS | 45G | CONDUITS | 57F | PLIABLE CONDUITS | 25 | 400 | M | 4320 | CCM | 274.607 | 238.215 | G | 8034035042874 | 8034035441318 | 8034035442650 | 39172210
DX22150R | ICTA/50 GREEN MED.PLIABLE COND.S.EXT.W/P | ICTA ZIEL. PESZEL 750N 50/39,6 HF PILOT | 530 | 100 | M | 461 | 100 | M | 14.97% | OFFICIAL | 5PS45G57FA593BU100 | 30 | 5PS | INSTALLATION PASS | 45G | CONDUITS | 57F | PLIABLE CONDUITS | 25 | 400 | M | 4320 | CCM | 274.607 | 238.215 | G | 8034035043154 | 8034035441592 | 8034035442933 | 39172210
DX23150R | ICTA/50 BLUE MED.PLIABLE COND.S.EXT.W/P | ICTA NIEB. PESZEL 750N 50/39,6 HF PILOT | 530 | 100 | M | 461 | 100 | M | 14.97% | OFFICIAL | 5PS45G57FA593BU100 | 30 | 5PS | INSTALLATION PASS | 45G | CONDUITS | 57F | PLIABLE CONDUITS | 25 | 400 | M | 4320 | CCM | 274.607 | 238.215 | G | 8034035043291 | 8034035441738 | 8034035443077 | 39172210
DX16325R | FK 15/25F N.WHITE-MED.PLIA.CONDUIT W/P-F | FK15 BIAŁY PESZEL 750N 25/18,3 Z PILOTEM | 83 | 100 | M | 72.6 | 100 | M | 14.33% | OFFICIAL | 5PS45G57FA553BI100 | 30 | 5PS | INSTALLATION PASS | 45G | CONDUITS | 57F | PLIABLE CONDUITS | 75 | 1500 | M | 950.667 | CCM | 94.129 | 84.209 | G | 8034035042331 | 8034035440779 | 8034035442117 | 39172310
DX15216R | FK 15/16 GREEN-MEDIUM PLIABLE CONDUIT | FK15 ZIELONY PESZEL 750N PVC 16/10,7 | 36 | 100 | M | 31.4 | 100 | M | 14.65% | OFFICIAL | 5PS45G57FA553AW100 | 30 | 5PS | INSTALLATION PASS | 45G | CONDUITS | 57F | PLIABLE CONDUITS | 100 | 2800 | M | 453.929 | CCM | 45.943 | 40.677 | G | 8034035042355 | 8034035440793 | 8034035442131 | 39172310
DX15416R | FK 15/16 L. BLUE-MEDIUM PLIABLE CONDUIT | FK15 NIEBIESKI PESZEL 750N PVC 16/10,7 | 36 | 100 | M | 31.4 | 100 | M | 14.65% | OFFICIAL | 5PS45G57FA553B0100 | 30 | 5PS | INSTALLATION PASS | 45G | CONDUITS | 57F | PLIABLE CONDUITS | 100 | 2800 | M | 453.929 | CCM | 45.943 | 40.677 | G | 8034035042454 | 8034035440892 | 8034035442230 | 39172310
DX15616R | FK 15/16 BROWN-MEDIUM PLIABLE CONDUIT | FK15 BRĄZOWY PESZEL 750N PVC 16/10,7 | 36 | 100 | M | 31.4 | 100 | M | 14.65% | OFFICIAL | 5PS45G57FA553B4100 | 30 | 5PS | INSTALLATION PASS | 45G | CONDUITS | 57F | PLIABLE CONDUITS | 100 | 2800 | M | 453.929 | CCM | 45.943 | 40.677 | G | 8034035042553 | 8034035440991 | 8034035442339 | 39172310
DX15816R | FK 15/16 LILAC-MEDIUM PLIABLE CONDUIT | FK15 RÓŻOWY PESZEL 750N PVC 16/10,7 | 36 | 100 | M | 31.4 | 100 | M | 14.65% | OFFICIAL | 5PS45G57FA553B8100 | 30 | 5PS | INSTALLATION PASS | 45G | CONDUITS | 57F | PLIABLE CONDUITS | 100 | 2800 | M | 453.929 | CCM | 45.943 | 40.677 | G | 8034035042652 | 8034035441097 | 8034035442438 | 39172310
DX22032R | ICTA/32 GREEN MED.PLIABLE CONDUIT S.EXT. | ICTA ZIELONY PESZEL 750N PP 32/24,3 HF | 182 | 100 | M | 158 | 100 | M | 15.19% | OFFICIAL | 5PS45G57FA593BS100 | 30 | 5PS | INSTALLATION PASS | 45G | CONDUITS | 57F | PLIABLE CONDUITS | 50 | 800 | M | 1818.75 | CCM | 135.927 | 117.169 | G | 8034035043062 | 8034035441509 | 8034035442841 | 39172210
DX23032R | ICTA/32 BLUE MED.PLIABLE CONDUIT S.EXT. | ICTA NIEBIESKI PESZEL 750N PP 32/24,3 HF | 182 | 100 | M | 158 | 100 | M | 15.19% | OFFICIAL | 5PS45G57FA593BS100 | 30 | 5PS | INSTALLATION PASS | 45G | CONDUITS | 57F | PLIABLE CONDUITS | 50 | 800 | M | 1818.75 | CCM | 135.927 | 117.169 | G | 8034035043208 | 8034035441646 | 8034035442988 | 39172210
DX15420R | FK 15/20 L. BLUE-MEDIUM PLIABLE CONDUIT | FK15 NIEBIESKI PESZEL 750N PVC 20/14 | 42 | 100 | M | 36.9 | 100 | M | 13.82% | OFFICIAL | 5PS45G57FA553B0100 | 30 | 5PS | INSTALLATION PASS | 45G | CONDUITS | 57F | PLIABLE CONDUITS | 100 | 5200 | M | 561.923 | CCM | 58.642 | 55.755 | G | 8034035042461 | 8034035440908 | 8034035442247 | 39172310
DX15620R | FK 15/20 BROWN-MEDIUM PLIABLE CONDUIT | FK15 BRĄZOWY PESZEL 750N PVC 20/14,1 | 42 | 100 | M | 36.9 | 100 | M | 13.82% | OFFICIAL | 5PS45G57FA553B4100 | 30 | 5PS | INSTALLATION PASS | 45G | CONDUITS | 57F | PLIABLE CONDUITS | 100 | 2400 | M | 584.167 | CCM | 61.89 | 55.791 | G | 8034035042560 | 8034035441004 | 8034035442346 | 39172310
DX15820R | FK 15/20 LILAC-MEDIUM PLIABLE CONDUIT | FK15 RÓŻOWY PESZEL 750N PVC 20/14,1 | 42 | 100 | M | 36.9 | 100 | M | 13.82% | OFFICIAL | 5PS45G57FA553B8100 | 30 | 5PS | INSTALLATION PASS | 45G | CONDUITS | 57F | PLIABLE CONDUITS | 100 | 2400 | M | 584.167 | CCM | 61.875 | 55.791 | G | 8034035042669 | 8034035441103 | 8034035442445 | 39172310
DX16332R | FK 15/32F N.WHITE-MED.PLIA.CONDUIT W/P-F | FK15 BIAŁY PESZEL 750N 32/24,3 Z PILOTEM | 124 | 100 | M | 108 | 100 | M | 14.81% | OFFICIAL | 5PS45G57FA553BI100 | 30 | 5PS | INSTALLATION PASS | 45G | CONDUITS | 57F | PLIABLE CONDUITS | 50 | 800 | M | 1818.75 | CCM | 136.03 | 117.272 | G | 8034035042348 | 8034035440786 | 8034035442124 | 39172310
DX20032R | ICTA/32 GREY-MED. PL. CONDUIT-SELF-REC. | ICTA SZARY PESZEL 750N PP 32/24,3 HF | 190 | 100 | M | 165 | 100 | M | 15.15% | OFFICIAL | 5PS45G57FA593BO100 | 30 | 5PS | INSTALLATION PASS | 45G | CONDUITS | 57F | PLIABLE CONDUITS | 50 | 1800 | M | 1672.778 | CCM | 125.907 | 117.056 | G | 8034035042782 | 8034035441226 | 8034035442568 | 39172210
DX15332R | FK 15/32F GREEN-MED. PLIA. CONDUIT W/P-F | FK15 ZIELONY PESZEL 750N 32/24,3 PILOT | 114 | 100 | M | 99.2 | 100 | M | 14.92% | OFFICIAL | 5PS45G57FA553AY100 | 30 | 5PS | INSTALLATION PASS | 45G | CONDUITS | 57F | PLIABLE CONDUITS | 50 | 800 | M | 1818.75 | CCM | 136.089 | 117.331 | G | 8034035042447 | 8034035440885 | 8034035442223 | 39172310
DX15532R | FK 15/32F L.B.-MED. PLIA. CONDUIT W/P-F | FK15 NIEBIESKI PESZEL 750N 32/24,3 PILOT | 114 | 100 | M | 99.2 | 100 | M | 14.92% | OFFICIAL | 5PS45G57FA553B2100 | 30 | 5PS | INSTALLATION PASS | 45G | CONDUITS | 57F | PLIABLE CONDUITS | 50 | 800 | M | 1818.75 | CCM | 136.089 | 117.331 | G | 8034035042546 | 8034035440984 | 8034035442322 | 39172310
DX15732R | FK 15/32F BROWN-MED. PLIA. CONDUIT W/P-F | FK15 BRĄZOWY PESZEL 750N 32/24,3 PILOT | 114 | 100 | M | 99.2 | 100 | M | 14.92% | OFFICIAL | 5PS45G57FA553B6100 | 30 | 5PS | INSTALLATION PASS | 45G | CONDUITS | 57F | PLIABLE CONDUITS | 50 | 800 | M | 1818.75 | CCM | 135.747 | 116.989 | G | 8034035042645 | 8034035441080 | 8034035442421 | 39172310
DX15932R | FK 15/32F LILAC-MED. PLIA. CONDUIT W/P-F | FK15 RÓŻOWY PESZEL 750N 32/24,3 PILOT | 114 | 100 | M | 99.2 | 100 | M | 14.92% | OFFICIAL | 5PS45G57FA553BA100 | 30 | 5PS | INSTALLATION PASS | 45G | CONDUITS | 57F | PLIABLE CONDUITS | 50 | 800 | M | 1818.75 | CCM | 136.089 | 117.331 | G | 8034035042744 | 8034035441189 | 8034035442520 | 39172310
DX20132R | ICTA/32F GREY-M. PL.CONDUIT-S.R.- W/P-F | ICTA SZARY PESZEL 750N 32/24,3 HF PILOT | 191 | 100 | M | 166 | 100 | M | 15.06% | OFFICIAL | 5PS45G57FA593BQ100 | 30 | 5PS | INSTALLATION PASS | 45G | CONDUITS | 57F | PLIABLE CONDUITS | 50 | 1800 | M | 1672.778 | CCM | 131.007 | 122.156 | G | 8034035042850 | 8034035441295 | 8034035442636 | 39172210
DX22132R | ICTA/32GREEN MED.PLIABLE COND.S.EXT.W/P | ICTA ZIEL. PESZEL 750N 32/24,3 HF PILOT | 191 | 100 | M | 166 | 100 | M | 15.06% | OFFICIAL | 5PS45G57FA593BU100 | 30 | 5PS | INSTALLATION PASS | 45G | CONDUITS | 57F | PLIABLE CONDUITS | 50 | 800 | M | 1818.75 | CCM | 141.027 | 122.269 | G | 8034035043130 | 8034035441578 | 8034035442919 | 39172210
DX23132R | ICTA/32BLUE MED.PLIABLE COND.S.EXT.W/P | ICTA NIEB. PESZEL 750N 32/24,3 HF PILOT | 191 | 100 | M | 166 | 100 | M | 15.06% | OFFICIAL | 5PS45G57FA593BU100 | 30 | 5PS | INSTALLATION PASS | 45G | CONDUITS | 57F | PLIABLE CONDUITS | 50 | 800 | M | 1818.75 | CCM | 141.027 | 122.269 | G | 8034035043277 | 8034035441714 | 8034035443053 | 39172210
DX22025R | ICTA/25 GREEN MED.PLIABLE CONDUIT S.EXT. | ICTA ZIELONY PESZEL 750N PP 25/17,8 HF | 130 | 100 | M | 113 | 100 | M | 15.04% | OFFICIAL | 5PS45G57FA593BS100 | 30 | 5PS | INSTALLATION PASS | 45G | CONDUITS | 57F | PLIABLE CONDUITS | 75 | 1500 | M | 950.667 | CCM | 91.027 | 81.107 | G | 8034035043055 | 8034035441493 | 8034035442834 | 39172210
DX23025R | ICTA/25 BLUE MED.PLIABLE CONDUIT S.EXT. | ICTA NIEBIESKI PESZEL 750N PP 25/17,8 HF | 130 | 100 | M | 113 | 100 | M | 15.04% | OFFICIAL | 5PS45G57FA593BS100 | 30 | 5PS | INSTALLATION PASS | 45G | CONDUITS | 57F | PLIABLE CONDUITS | 75 | 1500 | M | 950.667 | CCM | 91.027 | 81.107 | G | 8034035043192 | 8034035441639 | 8034035442971 | 39172210
DX20025R | ICTA/25 GREY-MED. PL. CONDUIT-SELF-REC. | ICTA SZARY PESZEL 750N PP 25/17,8 HF | 136 | 100 | M | 118 | 100 | M | 15.25% | OFFICIAL | 5PS45G57FA593BO100 | 30 | 5PS | INSTALLATION PASS | 45G | CONDUITS | 57F | PLIABLE CONDUITS | 75 | 3300 | M | 917.879 | CCM | 83.772 | 79.047 | G | 8034035042775 | 8034035441219 | 8034035442551 | 39172210
DX22125R | ICTA/25 GREEN MED.PLIABLE COND.S.EXT.W/P | ICTA ZIEL. PESZEL 750N 25/17,8 HF PILOT | 138 | 100 | M | 120 | 100 | M | 15% | OFFICIAL | 5PS45G57FA593BU100 | 30 | 5PS | INSTALLATION PASS | 45G | CONDUITS | 57F | PLIABLE CONDUITS | 75 | 1500 | M | 950.667 | CCM | 95.994 | 86.207 | G | 8034035043123 | 8034035441561 | 8034035442902 | 39172210
DX16216R | FK 15/16NAT.WHITE-MEDIUM PLIABLE CONDUIT | FK15 BIAŁY PESZEL 750N PVC 16/10,7 | 27 | 100 | M | 23.7 | 100 | M | 13.92% | OFFICIAL | 5PS45G57FA553BG100 | 30 | 5PS | INSTALLATION PASS | 45G | CONDUITS | 57F | PLIABLE CONDUITS | 100 | 2800 | M | 453.929 | CCM | 45.797 | 40.531 | G | 8034035042256 | 8034035440694 | 8034035442032 | 39172310
GWJ3402C | I-CON EVO FREE T2S 7.4kW |  | 867 | 1 | NR |  |  |  |  | INTERNAL USE | 0EM18G25F0011R0100 | 30 | 0EM | MOBILITY | 18G | E-MOBILITY | 25F | I-CON | 1 | 1 | NR | 34447 | CCM | 4.835 | 3.752 | KG
GWJ3404C | I-CON EVO FREE T2S 22kW |  | 978 | 1 | NR |  |  |  |  | INTERNAL USE | 0EM18G25F0011MU100 | 30 | 0EM | MOBILITY | 18G | E-MOBILITY | 25F | I-CON | 1 | 1 | NR | 34447 | CCM | 5.107 | 4.024 | KG
GWJ3412C | I-CON EVO FREE T2C 7.4kW |  | 956 | 1 | NR |  |  |  |  | INTERNAL USE | 0EM18G25F0011R2100 | 30 | 0EM | MOBILITY | 18G | E-MOBILITY | 25F | I-CON | 1 | 1 | NR | 47138 | CCM | 6.321 | 4.994 | KG
GWJ3413C | I-CON EVO FREE T2C 11kW |  | 1070 | 1 | NR |  |  |  |  | INTERNAL USE | 0EM18G25F0011MT100 | 30 | 0EM | MOBILITY | 18G | E-MOBILITY | 25F | I-CON | 1 | 1 | NR | 47138 | CCM | 6.472 | 5.145 | KG
GWJ3414C | I-CON EVO FREE T2C 22kW |  | 1110 | 1 | NR |  |  |  |  | INTERNAL USE | 0EM18G25F0011MV100 | 30 | 0EM | MOBILITY | 18G | E-MOBILITY | 25F | I-CON | 1 | 1 | NR | 47138 | CCM | 7.556 | 6.229 | KG
GWJ3502G | I-CON EVO FREE M/S T2S 7.4kW |  | 1000 | 1 | NR |  |  |  |  | INTERNAL USE | 0EM18G25F0110U2100 | 30 | 0EM | MOBILITY | 18G | E-MOBILITY | 25F | I-CON | 1 | 1 | NR | 34447 | CCM | 4.847 | 3.764 | KG
GWJ3504G | I-CON EVO FREE M/S T2S 22kW |  | 1090 | 1 | NR |  |  |  |  | INTERNAL USE | 0EM18G25F0070T1100 | 30 | 0EM | MOBILITY | 18G | E-MOBILITY | 25F | I-CON | 1 | 1 | NR | 34447 | CCM | 5.049 | 3.971 | KG
GWJ3512G | I-CON EVO FREE M/S T2C 7.4kW |  | 1070 | 1 | NR |  |  |  |  | INTERNAL USE | 0EM18G25F0110U4100 | 30 | 0EM | MOBILITY | 18G | E-MOBILITY | 25F | I-CON | 1 | 1 | NR | 47138 | CCM | 6.323 | 4.997 | KG
GWJ3513G | I-CON EVO FREE M/S T2C 11kW |  | 1160 | 1 | NR |  |  |  |  | INTERNAL USE | 0EM18G25F0112TC100 | 30 | 0EM | MOBILITY | 18G | E-MOBILITY | 25F | I-CON | 1 | 1 | NR | 47138 | CCM | 6.412 | 5.085 | KG
GWJ3514G | I-CON EVO FREE M/S T2C 22kW |  | 1220 | 1 | NR |  |  |  |  | INTERNAL USE | 0EM18G25F0070T3100 | 30 | 0EM | MOBILITY | 18G | E-MOBILITY | 25F | I-CON | 1 | 1 | NR | 47138 | CCM | 7.494 | 6.167 | KG
GWJ3602T | I-CON EVO RFID T2S 7.4kW |  | 1070 | 1 | NR |  |  |  |  | INTERNAL USE | 0EM18G25F0110U2100 | 30 | 0EM | MOBILITY | 18G | E-MOBILITY | 25F | I-CON | 1 | 1 | NR | 34447 | CCM | 4.954 | 3.871 | KG
GWJ3604T | I-CON EVO RFID T2S 22kW |  | 1160 | 1 | NR |  |  |  |  | INTERNAL USE | 0EM18G25F0070T1100 | 30 | 0EM | MOBILITY | 18G | E-MOBILITY | 25F | I-CON | 1 | 1 | NR | 34447 | CCM | 5.228 | 4.144 | KG
GWJ3612T | I-CON EVO RFID T2C 7.4kW |  | 1130 | 1 | NR |  |  |  |  | INTERNAL USE | 0EM18G25F0110U4100 | 30 | 0EM | MOBILITY | 18G | E-MOBILITY | 25F | I-CON | 1 | 1 | NR | 47138 | CCM | 6.382 | 5.056 | KG
GWJ3614T | I-CON EVO RFID T2C 22kW |  | 1240 | 1 | NR |  |  |  |  | INTERNAL USE | 0EM18G25F0070T3100 | 30 | 0EM | MOBILITY | 18G | E-MOBILITY | 25F | I-CON | 1 | 1 | NR | 47138 | CCM | 7.553 | 6.226 | KG
GWJ3702T | I-CON EVO RFID T2S 7.4kW MID |  | 1400 | 1 | NR |  |  |  |  | INTERNAL USE | 0EM18G25F0110U2100 | 30 | 0EM | MOBILITY | 18G | E-MOBILITY | 25F | I-CON | 1 | 1 | NR | 34447 | CCM | 5.27 | 4.187 | KG
GWJ3704T | I-CON EVO RFID T2S 22kW MID |  | 1490 | 1 | NR |  |  |  |  | INTERNAL USE | 0EM18G25F0070T1100 | 30 | 0EM | MOBILITY | 18G | E-MOBILITY | 25F | I-CON | 1 | 1 | NR | 34447 | CCM | 5.574 | 4.491 | KG
GWJ3712T | I-CON EVO RFID T2C 7.4kW MID |  | 1490 | 1 | NR |  |  |  |  | INTERNAL USE | 0EM18G25F0110U4100 | 30 | 0EM | MOBILITY | 18G | E-MOBILITY | 25F | I-CON | 1 | 1 | NR | 47138 | CCM | 6.71 | 5.383 | KG
GWJ3714T | I-CON EVO RFID T2C 22kW MID |  | 1620 | 1 | NR |  |  |  |  | INTERNAL USE | 0EM18G25F0070T3100 | 30 | 0EM | MOBILITY | 18G | E-MOBILITY | 25F | I-CON | 1 | 1 | NR | 47138 | CCM | 7.924 | 6.597 | KG
GWJ8037 | I-CON EVO CT KIT FOR SINGLE-PHASE DLM |  | 88.9 | 1 | NR |  |  |  |  | INTERNAL USE | 0EM18G25F03338S100 | 30 | 0EM | MOBILITY | 18G | E-MOBILITY | 25F | I-CON | 1 | 1 | NR | 1617.13 | CCM | 204.749 | 130 | G
GWJ8038 | I-CON EVO CT KIT FOR THREE-PHASE DLM |  | 200 | 1 | NR |  |  |  |  | INTERNAL USE | 0EM18G25F03338S100 | 30 | 0EM | MOBILITY | 18G | E-MOBILITY | 25F | I-CON | 1 | 1 | NR | 1617.13 | CCM | 404.749 | 330 | G
GWJ8111 | I-CON EVO 4G MODEM KIT |  | 311 | 1 | NR |  |  |  |  | INTERNAL USE | 0EM18G25F03338S100 | 30 | 0EM | MOBILITY | 18G | E-MOBILITY | 25F | I-CON | 1 | 1 | NR | 1617.13 | CCM | 142.96 | 68.211 | G
GWJ3002R | WB ICON RFID 7,4 kW T2S IP55 | PUSZKA NATYNK. ICON RFID 7 kW T2S IP55 | 1920 | 1 | NR | 1880 | 1 | NR | 2.128% | INTERNAL USE | 0EM18G25F0011R0100 | 30 | 0EM | MOBILITY | 18G | E-MOBILITY | 25F | I-CON | 1 | 1 | NR | 36022.35 | CCM | 6.344 | 5.565 | KG | 8034035070952 | 8034035070952 | 8034035070952 | 0
GWJ3004A | WB ICON AUTOSTART 22 kW T2S IP55 | PU.NAT.ICON AUTOSTART 22 kW T2S IP55 | 1920 | 1 | NR | 1880 | 1 | NR | 2.128% | INTERNAL USE | 0EM18G25F0011MU100 | 30 | 0EM | MOBILITY | 18G | E-MOBILITY | 25F | I-CON | 1 | 1 | NR | 36022.35 | CCM | 6.45 | 5.541 | KG | 8034035070907 | 8034035070907 | 8034035070907 | 0
GW68124 | JOINON NEW EASY 4,6KW 1XT2 CAVO | JOINON NEW EASY 4,6KW 1XT2 KABEL | 2020 | 1 | NR | 1980 | 1 | NR | 2.02% | INTERNAL USE | 0EM18G25F03739C100 | 40 | 0EM | MOBILITY | 18G | E-MOBILITY | 25F | I-CON | 1 | 1 | NR | 37625 | CCM | 7.638 | 6.814 | KG
GWJ3004R | WB ICON RFID 22 kW T2S IP55 | PUSZKA NATYNK. ICON RFID 22 kW T2S IP55 | 2020 | 1 | NR | 1980 | 1 | NR | 2.02% | INTERNAL USE | 0EM18G25F0011MU100 | 30 | 0EM | MOBILITY | 18G | E-MOBILITY | 25F | I-CON | 1 | 1 | NR | 36022.35 | CCM | 6.5 | 5.85 | KG | 8034035070969 | 8034035070969 | 8034035070969 | 0
GWJ3103A | WB ICON AUTOSTART DLM 11 kW T2S IP55 | PU.NAT.ICON AUTOSTART DLM 11 kW T2S IP55 | 2020 | 1 | NR | 1980 | 1 | NR | 2.02% | INTERNAL USE | 0EM18G25F0011R8100 | 30 | 0EM | MOBILITY | 18G | E-MOBILITY | 25F | I-CON | 1 | 1 | NR | 36022.35 | CCM | 6.334 | 5.2 | KG | 8034035081507 | 8034035081507 | 8034035081507 | 0
GWJ3111A | WB ICON AUTOSTART DLM 4,6 kW T2C IP55 | PU.NATY.ICON AUTOSTART DLM 4 kW T2C IP55 | 2020 | 1 | NR | 1980 | 1 | NR | 2.02% | INTERNAL USE | 0EM18G25F0011MJ100 | 30 | 0EM | MOBILITY | 18G | E-MOBILITY | 25F | I-CON | 1 | 1 | NR | 49347.9 | CCM | 6.589 | 5.6 | KG | 8034035071331 | 8034035071331 | 8034035071331 | 0
GWJ3112A | WB ICON AUTOSTART DLM 7,4 kW T2C IP55 | PU.NATY.ICON AUTOSTART DLM 7 kW T2C IP55 | 2090 | 1 | NR | 2050 | 1 | NR | 1.951% | INTERNAL USE | 0EM18G25F0011R2100 | 30 | 0EM | MOBILITY | 18G | E-MOBILITY | 25F | I-CON | 1 | 1 | NR | 49347.9 | CCM | 7.708 | 7 | KG | 8034035071348 | 8034035071348 | 8034035071348 | 0
GWJ3202A | WB ICON PREM.AUT.DLM 7,4 kW T2S IP55 | PU.NAT.ICON PREM. AUT. DLM 7 kW T2S IP55 | 2670 | 1 | NR | 2620 | 1 | NR | 1.908% | INTERNAL USE | 0EM18G25F0011R0100 | 30 | 0EM | MOBILITY | 18G | E-MOBILITY | 25F | I-CON | 1 | 1 | NR | 36022.35 | CCM | 6.5 | 6 | KG | 8034035070921 | 8034035070921 | 8034035070921 | 0
GWJ3202L | WB ICON PREM.RFID 7,4 kW T2S IP55 - ETH | PU.NAT.ICON PREM. RFID 7 kW T2S IP55-ETH | 3240 | 1 | NR | 3180 | 1 | NR | 1.887% | INTERNAL USE | 0EM18G25F0110U2100 | 30 | 0EM | MOBILITY | 18G | E-MOBILITY | 25F | I-CON | 1 | 1 | NR | 36022.35 | CCM | 6.689 | 5.911 | KG | 8034035071034 | 8034035071034 | 8034035071034 | 0
GWJ3211A | WB ICON PREM.AUT.DLM 4,6 kW T2C IP55 | PU.NAT.ICON PREM. AUT. DLM 4 kW T2C IP55 | 2810 | 1 | NR | 2760 | 1 | NR | 1.812% | INTERNAL USE | 0EM18G25F0011MJ100 | 30 | 0EM | MOBILITY | 18G | E-MOBILITY | 25F | I-CON | 1 | 1 | NR | 49347.9 | CCM | 7.2 | 7.2 | KG | 8034035071119 | 8034035071119 | 8034035071119 | 0
GWJ3301A | WB ICON PREM.A.AUT.DLM 4,6 kW T2S IP55 | P.N.ICON PREM.A. AUT. DLM 4 kW T2S IP55 | 2810 | 1 | NR | 2760 | 1 | NR | 1.812% | INTERNAL USE | 0EM18G25F0011MH100 | 30 | 0EM | MOBILITY | 18G | E-MOBILITY | 25F | I-CON | 1 | 1 | NR | 36022.35 | CCM | 6.4 | 6.4 | KG | 8034035070938 | 8034035070938 | 8034035070938 | 0
GW68131 | JOINON NEW EASY CLOUD 22KW 1XT2S | JOINON NEW EASY CHMURA 22KW 1XT2S | 3380 | 1 | NR | 3320 | 1 | NR | 1.807% | INTERNAL USE | 0EM18G25F03739C100 | 40 | 0EM | MOBILITY | 18G | E-MOBILITY | 25F | I-CON | 1 | 1 | NR | 37625 | CCM | 6.816 | 5.98 | KG
GWJ8101 | I-CON FLUSH MOUNTING BOX | OBUDOWA WEJ I-CON | 113 | 1 | NR | 111 | 1 | NR | 1.802% | INTERNAL USE | 0EM18G25F03338S100 | 30 | 0EM | MOBILITY | 18G | E-MOBILITY | 25F | I-CON | 1 | 1 | NR | 26173.875 | CCM | 1.443 | 0.922 | KG | 8034035070815 | 8034035070815 | 8034035070815 | 0
GWJ8103 | I-CON FLOOR MOUNTING SUPPORT DOUBLE SIDE | PODPORA PODŁOGI I-Z – DWUSTRONNA | 1130 | 1 | NR | 1110 | 1 | NR | 1.802% | INTERNAL USE | 0EM18G25F03338S100 | 30 | 0EM | MOBILITY | 18G | E-MOBILITY | 25F | I-CON | 1 | 1 | NR | 113367 | CCM | 10.104 | 9.312 | KG | 8034035071386 | 8034035071386 | 8034035071386 | 0
GWJ3004W | WB ICON RFID 22 KW T2S IP55 - 4G | PU.NAT. ICON RFID 22 kW T2S IP55 - 4G | 3410 | 1 | NR | 3350 | 1 | NR | 1.791% | INTERNAL USE | 0EM18G25F0070T5100 | 30 | 0EM | MOBILITY | 18G | E-MOBILITY | 25F | I-CON | 1 | 1 | NR | 36022.35 | CCM | 6.769 | 5.96 | KG | 8034035071027 | 8034035071027 | 8034035071027 | 0
GWJ3014L | WB ICON RFID 22 KW T2C IP55 - ETH | PUSZ.NAT. ICON RFID 22 kW T2C IP55 - ETH | 2860 | 1 | NR | 2810 | 1 | NR | 1.779% | INTERNAL USE | 0EM18G25F0070T3100 | 30 | 0EM | MOBILITY | 18G | E-MOBILITY | 25F | I-CON | 1 | 1 | NR | 49347.9 | CCM | 9 | 7.666 | KG | 8034035071201 | 8034035071201 | 8034035071201 | 0
GWJ3011A | WB ICON AUTOSTART 4,6 kW T2C IP55 | PUSZ.NAT. ICON AUTOSTART 4 kW T2C IP55 | 1720 | 1 | NR | 1690 | 1 | NR | 1.775% | INTERNAL USE | 0EM18G25F0011MJ100 | 30 | 0EM | MOBILITY | 18G | E-MOBILITY | 25F | I-CON | 1 | 1 | NR | 49347.9 | CCM | 6.649 | 5.66 | KG | 8034035071072 | 8034035071072 | 8034035071072 | 0
GW68127 | JOINON NEW EASY RFID 22KW 1XT2S | JOINON NEW EASY RFID 22KW 1XT2S | 2320 | 1 | NR | 2280 | 1 | NR | 1.754% | INTERNAL USE | 0EM18G25F03739C100 | 40 | 0EM | MOBILITY | 18G | E-MOBILITY | 25F | I-CON | 1 | 1 | NR | 37625 | CCM | 6.554 | 5.729 | KG
GWJ3213A | WB ICON PREM. AUT.DLM 11 kW T2C IP55 | PU.NAT.ICON PREM. AUT.DLM 11 kW T2C IP55 | 2900 | 1 | NR | 2850 | 1 | NR | 1.754% | INTERNAL USE | 0EM18G25F0011MT100 | 30 | 0EM | MOBILITY | 18G | E-MOBILITY | 25F | I-CON | 1 | 1 | NR | 49347.9 | CCM | 7.78 | 7.656 | KG | 8034035081484 | 8034035081484 | 8034035081484 | 0
GWD6812 | ENER. METER FOR DOMESTIC DLM MONO-PHASE | MIERN.MON.BEZP. MID 40A 1M MODBUS | 407 | 1 | NR | 400 | 1 | NR | 1.75% | INTERNAL USE | 0EM18G25F03338S100 | 30 | 0EM | MOBILITY | 18G | E-MOBILITY | 25F | I-CON | 1 | 6 | NR | 468.798 | CCM | 110 | 100 | G | 8034035043628 | 8034035043628 | 8034035443367 | 0
GWJ3212W | WB ICON PREM.RFID 7,4 kW T2C IP55 - 4G | PU.NAT.ICON PREM. RFID 7 kW T2C IP55-4G | 4070 | 1 | NR | 4000 | 1 | NR | 1.75% | INTERNAL USE | 0EM18G25F0112XA100 | 30 | 0EM | MOBILITY | 18G | E-MOBILITY | 25F | I-CON | 1 | 1 | NR | 49347.9 | CCM | 7.987 | 6.617 | KG | 8034035071256 | 8034035071256 | 8034035071256 | 0
GW68128 | JOINON NEW EASY RFID 7,4KW 1XT2 CAVO | JOINON NEW EASY RFID 7,4KW 1XT2 CAVO | 2360 | 1 | NR | 2320 | 1 | NR | 1.724% | INTERNAL USE | 0EM18G25F03739C100 | 40 | 0EM | MOBILITY | 18G | E-MOBILITY | 25F | I-CON | 1 | 1 | NR | 37625 | CCM | 7.692 | 6.856 | KG
GWJ3311A | WB ICON PREM.A.AUT.DLM 4,6 kW T2C IP55 | P.N.ICON PREM.A. AUT. DLM 4 kW T2C IP55 | 2950 | 1 | NR | 2900 | 1 | NR | 1.724% | INTERNAL USE | 0EM18G25F0011MJ100 | 30 | 0EM | MOBILITY | 18G | E-MOBILITY | 25F | I-CON | 1 | 1 | NR | 49347.9 | CCM | 7.142 | 5.759 | KG | 8034035071133 | 8034035071133 | 8034035071133 | 0
GWJ3014W | WB ICON RFID 22 KW T2C IP55 - 4G | PUSZ.NAT. ICON RFID 22 kW T2C IP55 - 4G | 3550 | 1 | NR | 3490 | 1 | NR | 1.719% | INTERNAL USE | 0EM18G25F0070T7100 | 30 | 0EM | MOBILITY | 18G | E-MOBILITY | 25F | I-CON | 1 | 1 | NR | 49347.9 | CCM | 8.734 | 7.745 | KG | 8034035071225 | 8034035071225 | 8034035071225 | 0
GWJ3214R | WB ICON PREM.RFID 22 kW T2C IP55 | PU.NAT.ICON PREM. RFID 22 kW T2C IP55 | 3550 | 1 | NR | 3490 | 1 | NR | 1.719% | INTERNAL USE | 0EM18G25F0011MV100 | 30 | 0EM | MOBILITY | 18G | E-MOBILITY | 25F | I-CON | 1 | 1 | NR | 49347.9 | CCM | 9.4 | 9.2 | KG | 8034035071188 | 8034035071188 | 8034035071188 | 0
GWJ3204L | WB ICON PREM.RFID 22 KW T2S IP55 - ETH | PU.NAT.ICON PREM.RFID 22 kW T2S IP55-ETH | 3570 | 1 | NR | 3510 | 1 | NR | 1.709% | INTERNAL USE | 0EM18G25F0070T1100 | 30 | 0EM | MOBILITY | 18G | E-MOBILITY | 25F | I-CON | 1 | 1 | NR | 36022.35 | CCM | 6.881 | 6.102 | KG | 8034035071041 | 8034035071041 | 8034035071041 | 0
GWJ8034 | I-CON WALL MOUNTING METAL SUPPORT |  | 239 | 1 | NR | 235 | 1 | NR | 1.702% | INTERNAL USE | 0EM18G25F03338S100 | 30 | 0EM | MOBILITY | 18G | E-MOBILITY | 25F | I-CON | 1 | 1 | NR | 8303.625 | CCM | 2.582 | 2.271 | KG | 8034035085895 | 8034035085895 | 8034035085895 | 0
GWJ8102 | I-CON FLOOR MOUNTING SUPPORT SINGLE SIDE | PODPORA PODŁOGI I-Z – JEDNOSTRONNA | 958 | 1 | NR | 942 | 1 | NR | 1.699% | INTERNAL USE | 0EM18G25F03338S100 | 30 | 0EM | MOBILITY | 18G | E-MOBILITY | 25F | I-CON | 1 | 1 | NR | 113367 | CCM | 8.945 | 7.289 | KG | 8034035071379 | 8034035071379 | 8034035071379 | 0
GWJ3002A | WB ICON AUTOSTART 7,4 kW T2S IP55 | PU.NAT.ICON AUTOSTART 7 kW T2S IP55 | 1800 | 1 | NR | 1770 | 1 | NR | 1.695% | INTERNAL USE | 0EM18G25F0011R0100 | 30 | 0EM | MOBILITY | 18G | E-MOBILITY | 25F | I-CON | 1 | 1 | NR | 36022.35 | CCM | 6.5 | 5.486 | KG | 8034035069987 | 8034035069987 | 8034035069987 | 0
GWJ3002W | WB ICON RFID 7,4 kW T2S IP55 - 4G | PU.NAT. ICON RFID 7 kW T2S IP55 - 4G | 3000 | 1 | NR | 2950 | 1 | NR | 1.695% | INTERNAL USE | 0EM18G25F0112X8100 | 30 | 0EM | MOBILITY | 18G | E-MOBILITY | 25F | I-CON | 1 | 1 | NR | 36022.35 | CCM | 6.757 | 5.614 | KG | 8034035071010 | 8034035071010 | 8034035071010 | 0
GWJ3013A | WB ICON AUTOSTART 11 kW T2C IP55 | PUSZ.NAT. ICON AUTOSTART 11 kW T2C IP55 | 1800 | 1 | NR | 1770 | 1 | NR | 1.695% | INTERNAL USE | 0EM18G25F0011MT100 | 30 | 0EM | MOBILITY | 18G | E-MOBILITY | 25F | I-CON | 1 | 1 | NR | 49347.9 | CCM | 7.184 | 6.194 | KG | 8034035071096 | 8034035071096 | 8034035071096 | 0
GWJ3312A | WB ICON PREM.A.AUT.DLM 7,4 kW T2C IP55 | P.N.ICON PREM.A. AUT.DLM 7 kW T2C IP55 | 3020 | 1 | NR | 2970 | 1 | NR | 1.684% | INTERNAL USE | 0EM18G25F0011R2100 | 30 | 0EM | MOBILITY | 18G | E-MOBILITY | 25F | I-CON | 1 | 1 | NR | 49347.9 | CCM | 7.854 | 6.47 | KG | 8034035071140 | 8034035071140 | 8034035071140 | 0
GWJ3204W | WB ICON PREM.RFID 22 KW T2S IP55 - 4G | PU.NAT.ICON PREM. RFID 22 kW T2S IP55-4G | 4240 | 1 | NR | 4170 | 1 | NR | 1.679% | INTERNAL USE | 0EM18G25F0070T5100 | 30 | 0EM | MOBILITY | 18G | E-MOBILITY | 25F | I-CON | 1 | 1 | NR | 36022.35 | CCM | 7.012 | 6.203 | KG | 8034035071065 | 8034035071065 | 8034035071065 | 0
GWJ3004L | WB ICON RFID 22 KW T2S IP55 - ETH | PUSZ.NAT.ICON RFID 22 kW T2S IP55 - ETH | 3040 | 1 | NR | 2990 | 1 | NR | 1.672% | INTERNAL USE | 0EM18G25F0070T1100 | 30 | 0EM | MOBILITY | 18G | E-MOBILITY | 25F | I-CON | 1 | 1 | NR | 36022.35 | CCM | 7 | 5.859 | KG | 8034035071003 | 8034035071003 | 8034035071003 | 0
GWJ3303A | WB ICON PREM.A. AUT. DLM 11 kW T2S IP55 | P.N.ICON PREM.A. AUT. DLM 11 kW T2S IP55 | 3040 | 1 | NR | 2990 | 1 | NR | 1.672% | INTERNAL USE | 0EM18G25F0011R8100 | 30 | 0EM | MOBILITY | 18G | E-MOBILITY | 25F | I-CON | 1 | 1 | NR | 36022.35 | CCM | 6.51 | 5.372 | KG | 8034035081521 | 8034035081521 | 8034035081521 | 0
GWJ8104 | I-CON PROTECTION COVER | PODBORA ZABEZPIECZENIA I-Z | 366 | 1 | NR | 360 | 1 | NR | 1.667% | INTERNAL USE | 0EM18G25F03338S100 | 30 | 0EM | MOBILITY | 18G | E-MOBILITY | 25F | I-CON | 1 | 1 | NR | 37625 | CCM | 4.057 | 3.343 | KG | 8034035071393 | 8034035071393 | 8034035071393 | 0
GWJ3003A | WB ICON AUTOSTART 11 kW T2S IP55 | PU.NAT.ICON AUTOSTART 11 kW T2S IP55 | 922 | 1 | NR | 907 | 1 | NR | 1.654% | INTERNAL USE | 0EM18G25F0011R8100 | 30 | 0EM | MOBILITY | 18G | E-MOBILITY | 25F | I-CON | 1 | 1 | NR | 36022.35 | CCM | 6.24 | 5.396 | KG | 8034035069994 | 8034035069994 | 8034035069994 | 0
GWD6817 | ENER. METER FOR DOMESTIC DLM THREE-PHASE | TRÓJFAZ. MIERN. EN. DO DLM DOMOWY | 618 | 1 | NR | 608 | 1 | NR | 1.645% | INTERNAL USE | 0EM18G25F03338S100 | 30 | 0EM | MOBILITY | 18G | E-MOBILITY | 25F | I-CON | 1 | 6 | NR | 2566.667 | CCM | 416.667 | 380 | G | 8034035026805 | 8034035026805 | 8034035433115 | 0
GWJ3202R | WB ICON PREM.RFID 7,4 kW T2S IP55 | PU.NAT.ICON PREM. RFID 7 kW T2S IP55 | 3090 | 1 | NR | 3040 | 1 | NR | 1.645% | INTERNAL USE | 0EM18G25F0011R0100 | 30 | 0EM | MOBILITY | 18G | E-MOBILITY | 25F | I-CON | 1 | 1 | NR | 36022.35 | CCM | 6.686 | 5.908 | KG | 8034035070976 | 8034035070976 | 8034035070976 | 0
GWJ3313A | WB ICON PREM.A. AUT.DLM 11 kW T2C IP55 | P.N.ICON PREM.A. AUT.DLM 11 kW T2C IP55 | 3090 | 1 | NR | 3040 | 1 | NR | 1.645% | INTERNAL USE | 0EM18G25F0011MT100 | 30 | 0EM | MOBILITY | 18G | E-MOBILITY | 25F | I-CON | 1 | 1 | NR | 49347.9 | CCM | 7.763 | 6.386 | KG | 8034035081477 | 8034035081477 | 8034035081477 | 0
GWJ3002L | WB ICON RFID 7,4 kW T2S IP55 - ETH | PUSZ.NAT.ICON RFID 7 kW T2S IP55 - ETH | 2490 | 1 | NR | 2450 | 1 | NR | 1.633% | INTERNAL USE | 0EM18G25F0110U2100 | 30 | 0EM | MOBILITY | 18G | E-MOBILITY | 25F | I-CON | 1 | 1 | NR | 36022.35 | CCM | 6.446 | 5.668 | KG | 8034035070990 | 8034035070990 | 8034035070990 | 0
GWJ3012W | WB ICON RFID 7,4 kW T2C IP55 - 4G | PUSZ.NAT. ICON RFID 7 kW T2C IP55 - 4G | 3120 | 1 | NR | 3070 | 1 | NR | 1.629% | INTERNAL USE | 0EM18G25F0112XA100 | 30 | 0EM | MOBILITY | 18G | E-MOBILITY | 25F | I-CON | 1 | 1 | NR | 49347.9 | CCM | 9 | 8.1 | KG | 8034035071218 | 8034035071218 | 8034035071218 | 0
GWJ3101A | WB ICON AUTOSTART DLM 4,6 kW T2S IP55 | PU.NATY.ICON AUTOSTART DLM 4 kW T2S IP55 | 1890 | 1 | NR | 1860 | 1 | NR | 1.613% | INTERNAL USE | 0EM18G25F0011MH100 | 30 | 0EM | MOBILITY | 18G | E-MOBILITY | 25F | I-CON | 1 | 1 | NR | 36022.35 | CCM | 6.19 | 5.057 | KG | 8034035071355 | 8034035071355 | 8034035071355 | 0
GWJ3214L | WB ICON PREM. RFID 22 KW T2C IP55 - ETH | PU.NAT.ICON PREM.RFID 22 kW T2C IP55-ETH | 3780 | 1 | NR | 3720 | 1 | NR | 1.613% | INTERNAL USE | 0EM18G25F0070T3100 | 30 | 0EM | MOBILITY | 18G | E-MOBILITY | 25F | I-CON | 1 | 1 | NR | 49347.9 | CCM | 9.212 | 9 | KG | 8034035071249 | 8034035071249 | 8034035071249 | 0
GWJ3214W | WB ICON PREM.RFID 22 KW T2C IP55 - 4G | PU.NAT.ICON PREM. RFID 22 kW T2C IP55-4G | 4410 | 1 | NR | 4340 | 1 | NR | 1.613% | INTERNAL USE | 0EM18G25F0070T7100 | 30 | 0EM | MOBILITY | 18G | E-MOBILITY | 25F | I-CON | 1 | 1 | NR | 49347.9 | CCM | 9.192 | 7.816 | KG | 8034035071263 | 8034035071263 | 8034035071263 | 0
GWJ3012A | WB ICON AUTOSTART 7,4 kW T2C IP55 | PUSZ.NAT. ICON AUTOSTART 7 kW T2C IP55 | 1940 | 1 | NR | 1910 | 1 | NR | 1.571% | INTERNAL USE | 0EM18G25F0011R2100 | 30 | 0EM | MOBILITY | 18G | E-MOBILITY | 25F | I-CON | 1 | 1 | NR | 49347.9 | CCM | 8 | 7.358 | KG | 8034035071089 | 8034035071089 | 8034035071089 | 0
GWJ3102A | WB ICON AUTOSTART DLM 7,4 kW T2S IP55 | PU.NATY.ICON AUTOSTART DLM 7 kW T2S IP55 | 1940 | 1 | NR | 1910 | 1 | NR | 1.571% | INTERNAL USE | 0EM18G25F0011R0100 | 30 | 0EM | MOBILITY | 18G | E-MOBILITY | 25F | I-CON | 1 | 1 | NR | 36022.35 | CCM | 6.5 | 5.46 | KG | 8034035071362 | 8034035071362 | 8034035071362 | 0
GWJ3201A | WB ICON PREM.AUT.DLM 4,6 kW T2S IP55 | PU.NAT.ICON PREM. AUT. DLM 4 kW T2S IP55 | 2600 | 1 | NR | 2560 | 1 | NR | 1.562% | INTERNAL USE | 0EM18G25F0011MH100 | 30 | 0EM | MOBILITY | 18G | E-MOBILITY | 25F | I-CON | 1 | 1 | NR | 36022.35 | CCM | 6.2 | 6.1 | KG | 8034035070914 | 8034035070914 | 8034035070914 | 0
GWJ3212R | WB ICON PREM.RFID 7,4 kW T2C IP55 | PU.NAT.ICON PREM. RFID 7 kW T2C IP55 | 3260 | 1 | NR | 3210 | 1 | NR | 1.558% | INTERNAL USE | 0EM18G25F0011R2100 | 30 | 0EM | MOBILITY | 18G | E-MOBILITY | 25F | I-CON | 1 | 1 | NR | 49347.9 | CCM | 7.927 | 7.927 | KG | 8034035071171 | 8034035071171 | 8034035071171 | 0
GWJ3202W | WB ICON PREM.RFID 7,4 kW T2S IP55 - 4G | PU.NAT.ICON PREM. RFID 7 kW T2S IP55-4G | 3920 | 1 | NR | 3860 | 1 | NR | 1.554% | INTERNAL USE | 0EM18G25F0112X8100 | 30 | 0EM | MOBILITY | 18G | E-MOBILITY | 25F | I-CON | 1 | 1 | NR | 36022.35 | CCM | 6.79 | 6.012 | KG | 8034035071058 | 8034035071058 | 8034035071058 | 0
GW68122 | JOINON NEW EASY 4,6KW 1XT2S | JOINON NEW EASY 4,6KW 1XT2S | 1970 | 1 | NR | 1940 | 1 | NR | 1.546% | INTERNAL USE | 0EM18G25F03739C100 | 40 | 0EM | MOBILITY | 18G | E-MOBILITY | 25F | I-CON | 1 | 1 | NR | 37625 | CCM | 6.311 | 5.486 | KG
GWJ3204R | WB ICON PREM.RFID 22 kW T2S IP55 | PU.NAT.ICON PREM. RFID 22 kW T2S IP55 | 3340 | 1 | NR | 3290 | 1 | NR | 1.52% | INTERNAL USE | 0EM18G25F0011MU100 | 30 | 0EM | MOBILITY | 18G | E-MOBILITY | 25F | I-CON | 1 | 1 | NR | 36022.35 | CCM | 6.878 | 6.099 | KG | 8034035070983 | 8034035070983 | 8034035070983 | 0
GWJ3212L | WB ICON PREM.RFID 7,4 kW T2C IP55 - ETH | PU.NAT.ICON PREM. RFID 7 kW T2C IP55-ETH | 3370 | 1 | NR | 3320 | 1 | NR | 1.506% | INTERNAL USE | 0EM18G25F0110U4100 | 30 | 0EM | MOBILITY | 18G | E-MOBILITY | 25F | I-CON | 1 | 1 | NR | 49347.9 | CCM | 8 | 8 | KG | 8034035071232 | 8034035071232 | 8034035071232 | 0
GW68123 | JOINON NEW EASY 7,4KW 1XT2S | JOINON NEW EASY 7,4KW 1XT2S | 2030 | 1 | NR | 2000 | 1 | NR | 1.5% | INTERNAL USE | 0EM18G25F03739C100 | 40 | 0EM | MOBILITY | 18G | E-MOBILITY | 25F | I-CON | 1 | 1 | NR | 37625 | CCM | 6.377 | 5.541 | KG
GWJ3012R | WB ICON RFID 7,4 kW T2C IP55 | PUSZKA NATYNK ICON RFID 7 kW T2C IP55 | 2040 | 1 | NR | 2010 | 1 | NR | 1.493% | INTERNAL USE | 0EM18G25F0011R2100 | 30 | 0EM | MOBILITY | 18G | E-MOBILITY | 25F | I-CON | 1 | 1 | NR | 49347.9 | CCM | 7.5 | 6.324 | KG | 8034035071157 | 8034035071157 | 8034035071157 | 0
GWJ3014A | WB ICON AUTOSTART 22 kW T2C IP55 | PUSZ.NAT. ICON AUTOSTART 22 kW T2C IP55 | 2040 | 1 | NR | 2010 | 1 | NR | 1.493% | INTERNAL USE | 0EM18G25F0011MV100 | 30 | 0EM | MOBILITY | 18G | E-MOBILITY | 25F | I-CON | 1 | 1 | NR | 49347.9 | CCM | 8.378 | 7.388 | KG | 8034035071102 | 8034035071102 | 8034035071102 | 0
GW68125 | JOINON NEW EASY 7,4KW 1XT2 CAVO | JOINON NEW EASY 7,4KW 1XT2 KABEL | 2070 | 1 | NR | 2040 | 1 | NR | 1.471% | INTERNAL USE | 0EM18G25F03739C100 | 40 | 0EM | MOBILITY | 18G | E-MOBILITY | 25F | I-CON | 1 | 1 | NR | 37625 | CCM | 7.772 | 6.936 | KG
GWJ3012L | WB ICON RFID 7,4 kW T2C IP55 - ETH | PUSZ.NAT. ICON RFID 7 kW T2C IP55 - ETH | 2780 | 1 | NR | 2740 | 1 | NR | 1.46% | INTERNAL USE | 0EM18G25F0110U4100 | 30 | 0EM | MOBILITY | 18G | E-MOBILITY | 25F | I-CON | 1 | 1 | NR | 49347.9 | CCM | 8 | 6.39 | KG | 8034035071195 | 8034035071195 | 8034035071195 | 0
GWJ8019 | KIT COMMISIONING I-CON |  | 211 | 1 | NR | 208 | 1 | NR | 1.442% | INTERNAL USE | 0EM18G25F03338S100 | 30 | 0EM | MOBILITY | 18G | E-MOBILITY | 25F | I-ON | 1 | 10 | NR | 820.313 | CCM | 52.53 | 21.359 | G
GWJ3113A | WB ICON AUTOSTART DLM 11 kW T2C IP55 | PU.NAT.ICON AUTOSTART DLM 11 kW T2C IP55 | 2140 | 1 | NR | 2110 | 1 | NR | 1.422% | INTERNAL USE | 0EM18G25F0011MT100 | 30 | 0EM | MOBILITY | 18G | E-MOBILITY | 25F | I-CON | 1 | 1 | NR | 49347.9 | CCM | 7.413 | 6.021 | KG | 8034035081491 | 8034035081491 | 8034035081491 | 0
GWJ3014R | WB ICON RFID 22 kW T2C IP55 | PUSZKA NATYNK ICON RFID 22 kW T2C IP55 | 2150 | 1 | NR | 2120 | 1 | NR | 1.415% | INTERNAL USE | 0EM18G25F0011MV100 | 30 | 0EM | MOBILITY | 18G | E-MOBILITY | 25F | I-CON | 1 | 1 | NR | 49347.9 | CCM | 9 | 8.1 | KG | 8034035071164 | 8034035071164 | 8034035071164 | 0
GWJ3212A | WB ICON PREM.AUT.DLM 7,4 kW T2C IP55 | PU.NAT.ICON PREM. AUT.DLM 7 kW T2C IP55 | 2880 | 1 | NR | 2840 | 1 | NR | 1.408% | INTERNAL USE | 0EM18G25F0011R2100 | 30 | 0EM | MOBILITY | 18G | E-MOBILITY | 25F | I-CON | 1 | 1 | NR | 49347.9 | CCM | 7.9 | 7.9 | KG | 8034035071126 | 8034035071126 | 8034035071126 | 0
GWJ3302A | WB ICON PREM.A.AUT.DLM 7,4 kW T2S IP55 | P.N.ICON PREM.A. AUT. DLM 7 kW T2S IP55 | 2880 | 1 | NR | 2840 | 1 | NR | 1.408% | INTERNAL USE | 0EM18G25F0011R0100 | 30 | 0EM | MOBILITY | 18G | E-MOBILITY | 25F | I-CON | 1 | 1 | NR | 36022.35 | CCM | 6.6 | 6.6 | KG | 8034035070945 | 8034035070945 | 8034035070945 | 0
GWJ3203A | WB ICON PREM. AUT. DLM 11 kW T2S IP55 | PU.NAT.ICON PREM.AUT. DLM 11 kW T2S IP55 | 1480 | 1 | NR | 1460 | 1 | NR | 1.37% | INTERNAL USE | 0EM18G25F0011R8100 | 30 | 0EM | MOBILITY | 18G | E-MOBILITY | 25F | I-CON | 1 | 1 | NR | 36022.35 | CCM | 6.5 | 6.357 | KG | 8034035081514 | 8034035081514 | 8034035081514 | 0
GWJ3001A | WB ICON AUTOSTART 4,6 kW T2S IP55 | PU.NAT.ICON AUTOSTART 4 kW T2S IP55 | 895 | 1 | NR | 1720 | 1 | NR | -47.97% | INTERNAL USE | 0EM18G25F0011MH100 | 30 | 0EM | MOBILITY | 18G | E-MOBILITY | 25F | I-CON | 1 | 1 | NR | 36022.35 | CCM | 6.08 | 5.393 | KG | 8034035069970 | 8034035069970 | 8034035069970 | 0
GWJ1402T | I-ON EVO COL. RFID 2xT2S 7.4kW |  | 4660 | 1 | NR |  |  |  |  | INTERNAL USE | 0EM18G28F7124LK100 | 20 | 0EM | MOBILITY | 18G | E-MOBILITY | 28F | I-ON | 1 | 1 | NR | 343640 | CCM | 57.664 | 55.738 | KG
GWJ1404T | I-ON EVO COL. RFID 2xT2S 22kW |  | 4900 | 1 | NR |  |  |  |  | INTERNAL USE | 0EM18G28F7124LO100 | 30 | 0EM | MOBILITY | 18G | E-MOBILITY | 28F | I-ON | 1 | 1 | NR | 445280 | CCM | 63.5 | 58 | KG
GWJ1412T | I-ON EVO COL. RFID 2xT2C 7.4kW |  | 4960 | 1 | NR |  |  |  |  | INTERNAL USE | 0EM18G28F7144OE100 | 20 | 0EM | MOBILITY | 18G | E-MOBILITY | 28F | I-ON | 1 | 1 | NR | 343640 | CCM | 57.178 | 55.251 | KG
GWJ1414T | I-ON EVO COL. RFID 2xT2C 22kW |  | 5200 | 1 | NR |  |  |  |  | INTERNAL USE | 0EM18G28F7124LQ100 | 20 | 0EM | MOBILITY | 18G | E-MOBILITY | 28F | I-ON | 1 | 1 | NR | 343640 | CCM | 64.861 | 62.935 | KG
GWJ1502T | I-ON EVO COL. RFID 2xT2S 7.4kW MID |  | 5180 | 1 | NR |  |  |  |  | INTERNAL USE | 0EM18G28F7124LK100 | 20 | 0EM | MOBILITY | 18G | E-MOBILITY | 28F | I-ON | 1 | 1 | NR | 343640 | CCM | 58.194 | 56.268 | KG
GWJ1504T | I-ON EVO COL. RFID 2xT2S 22kW MID |  | 5440 | 1 | NR |  |  |  |  | INTERNAL USE | 0EM18G28F7124LO100 | 30 | 0EM | MOBILITY | 18G | E-MOBILITY | 28F | I-ON | 1 | 1 | NR | 343640 | CCM | 56.938 | 55.017 | KG
GWJ1514T | I-ON EVO COL. RFID 2xT2C 22kW MID |  | 5770 | 1 | NR |  |  |  |  | INTERNAL USE | 0EM18G28F7124LQ100 | 30 | 0EM | MOBILITY | 18G | E-MOBILITY | 28F | I-ON | 1 | 1 | NR | 343640 | CCM | 65.371 | 63.445 | KG
GWJ2402T | I-ON EVO WB RFID 2xT2S 7.4kW |  | 4160 | 1 | NR |  |  |  |  | INTERNAL USE | 0EM18G28F7124LK100 | 20 | 0EM | MOBILITY | 18G | E-MOBILITY | 28F | I-ON | 1 | 1 | NR | 200131.25 | CCM | 28.773 | 26.2 | KG
GWJ2404T | I-ON EVO WB RFID 2xT2S 22kW |  | 4380 | 1 | NR |  |  |  |  | INTERNAL USE | 0EM18G28F7124LO100 | 30 | 0EM | MOBILITY | 18G | E-MOBILITY | 28F | I-ON | 1 | 1 | NR | 201960 | CCM | 20 | 19 | KG
GWJ2502T | I-ON EVO WB RFID 2xT2S 7.4kW MID |  | 4620 | 1 | NR |  |  |  |  | INTERNAL USE | 0EM18G28F7124LK100 | 20 | 0EM | MOBILITY | 18G | E-MOBILITY | 28F | I-ON | 1 | 1 | NR | 200131.25 | CCM | 29.246 | 27.2 | KG
GWJ2504T | I-ON EVO WB RFID 2xT2S 22kW MID |  | 4870 | 1 | NR |  |  |  |  | INTERNAL USE | 0EM18G28F7124LO100 | 30 | 0EM | MOBILITY | 18G | E-MOBILITY | 28F | I-ON | 1 | 1 | NR | 200131.25 | CCM | 30.441 | 28.3 | KG
GWJ8013 | I-ON EVO 4G MODEM KIT |  | 333 | 1 | NR |  |  |  |  | INTERNAL USE | 0EM18G28F7304RE100 | 30 | 0EM | MOBILITY | 18G | E-MOBILITY | 28F | I-ON | 1 | 1 | NR | 4039.875 | CCM | 265.022 | 136.922 | G
GWJ8114 | I-ON EVO COMMISSIONING KIT |  | 33.4 | 1 | NR |  |  |  |  | INTERNAL USE | 0EM18G28F7304RE100 | 30 | 0EM | MOBILITY | 18G | E-MOBILITY | 28F | I-ON | 1 | 10 | NR | 161.713 | CCM | 41.732 | 35.689 | G
GWJ8001 | JOINON RFID CARD | JOINON KARTA RFID | 22.2 | 1 | NR | 18.7 | 1 | NR | 18.72% | INTERNAL USE | 0EM18G28F7304RE100 | 40 | 0EM | MOBILITY | 18G | E-MOBILITY | 28F | I-ON | 1 | 50 | NR | 161.713 | CCM | 17.25 | 11.072 | G | 8034035028946 | 8034035028946 | 8034035028946 | 0
GWJ8012 | JOINON KIT ETHERNET + MODEM 4G | JOINON ZESTAW ETHERNET +MODEM 3G+ANTENA | 1350 | 1 | NR | 1320 | 1 | NR | 2.273% | INTERNAL USE | 0EM18G28F7304RE100 | 30 | 0EM | MOBILITY | 18G | E-MOBILITY | 28F | I-ON | 1 | 1 | NR | 5463.282 | CCM | 307.5 | 158.973 | G | 8034035028922 | 8034035028922 | 8034035028922 | 0
GWJ8018 | KIT CAVO SMALL NET | ZESTAW KABEL MAŁA SIATKA | 136 | 1 | NR | 133 | 1 | NR | 2.256% | INTERNAL USE | 0EM18G28F7304RE100 | 30 | 0EM | MOBILITY | 18G | E-MOBILITY | 28F | I-ON | 1 | 5 | NR | 323.426 | CCM | 292.991 | 280.661 | G | 8034035069680 | 8034035069680 | 8034035453045 | 0
GWJ1002R | COL.JOINON RFID 11 kW 2xT2S IP55 | KOL. JOINON RFID 11 kW 2xT2S IP55 | 10700 | 1 | NR | 10500 | 1 | NR | 1.905% | INTERNAL USE | 0EM18G28F6924KU100 | 30 | 0EM | MOBILITY | 18G | E-MOBILITY | 28F | I-ON | 1 | 1 | NR | 445280 | CCM | 55.769 | 53.383 | KG | 8034035028700 | 8034035028700 | 8034035028700 | 0
GWJ1001L | COL.JOINON RFID 7,4 KW 2XT2S IP55 - ETH | KOL. JOINON RFID 7,4 kW 2xT2S IP55 - ETH | 11300 | 1 | NR | 11100 | 1 | NR | 1.802% | INTERNAL USE | 0EM18G28F7124LK100 | 30 | 0EM | MOBILITY | 18G | E-MOBILITY | 28F | I-ON | 1 | 1 | NR | 445280 | CCM | 60 | 60 | KG | 8034035028717 | 8034035028717 | 8034035028717 | 0
GWJ2101L | WB JOINON RFID 7,4 KW 2XT2S IP55 - ETH | PU.NAT.JOINON RFID 7,4kW 2xT2S IP55-ETH | 7550 | 1 | NR | 7420 | 1 | NR | 1.752% | INTERNAL USE | 0EM18G28F7124LK100 | 30 | 0EM | MOBILITY | 18G | E-MOBILITY | 28F | I-ON | 1 | 1 | NR | 131013.75 | CCM | 25.5 | 25.5 | KG | 8034035028830 | 8034035028830 | 8034035028830 | 0
GWJ8026 | JOINON - HEATING KIT + HYGROSTAT | ZEST. PODGRZEW + HYGROTERMOSTAT | 818 | 1 | NR | 804 | 1 | NR | 1.741% | INTERNAL USE | 0EM18G28F7304RE100 | 30 | 0EM | MOBILITY | 18G | E-MOBILITY | 28F | I-ON | 1 | 1 | NR | 1617.13 | CCM | 486.776 | 396 | G | 8034035051050 | 8034035051050 | 8034035051050 | 0
GWJ1002A | COL.JOINON AUTOSTART 11 kW 2xT2S IP55 | KOL. JOINON AUTOSTART 11 kW 2xT2S IP55 | 9400 | 1 | NR | 9240 | 1 | NR | 1.732% | INTERNAL USE | 0EM18G28F6924KU100 | 30 | 0EM | MOBILITY | 18G | E-MOBILITY | 28F | I-ON | 1 | 1 | NR | 445280 | CCM | 54.702 | 52.721 | KG | 8034035028373 | 8034035028373 | 8034035028373 | 0
GWJ2102R | WB JOINON RFID 11 kW 2xT2S IP55 | PU.NAT.JOINON RFID 11 kW 2xT2S IP55 | 7120 | 1 | NR | 7000 | 1 | NR | 1.714% | INTERNAL USE | 0EM18G28F6924KU100 | 30 | 0EM | MOBILITY | 18G | E-MOBILITY | 28F | I-ON | 1 | 1 | NR | 131013.75 | CCM | 26 | 23.563 | KG | 8034035028816 | 8034035028816 | 8034035028816 | 0
GWJ2103R | WB JOINON RFID 22 kW 2xT2S IP55 | PU.NAT.JOINON RFID 22 kW 2xT2S IP55 | 7130 | 1 | NR | 7010 | 1 | NR | 1.712% | INTERNAL USE | 0EM18G28F6924KW100 | 30 | 0EM | MOBILITY | 18G | E-MOBILITY | 28F | I-ON | 1 | 1 | NR | 131013.75 | CCM | 26.5 | 23.872 | KG | 8034035028823 | 8034035028823 | 8034035028823 | 0
GWJ2123R | WB JOINON RFID 22 kW 1xT2S+SC IP55 | PU.NAT.JOINON RFID 22 kW 1xT2S+SC IP55 | 7770 | 1 | NR | 7640 | 1 | NR | 1.702% | INTERNAL USE | 0EM18G28F7104LA100 | 30 | 0EM | MOBILITY | 18G | E-MOBILITY | 28F | I-ON | 1 | 1 | NR | 131013.75 | CCM | 25 | 23.5 | KG | 8034035051593 | 8034035051593 | 8034035051593 | 0
GWJ2102W | WB JOINON RFID 11 KW 2XT2S IP55 - 4G | PU.NAT.JOINON RFID 11 kW 2xT2S IP55 - 3G | 8390 | 1 | NR | 8250 | 1 | NR | 1.697% | INTERNAL USE | 0EM18G28F7124LU100 | 30 | 0EM | MOBILITY | 18G | E-MOBILITY | 28F | I-ON | 1 | 1 | NR | 131013.75 | CCM | 26 | 26 | KG | 8034035028878 | 8034035028878 | 8034035028878 | 0
GWJ1002L | COL.JOINON RFID 11 KW 2XT2S IP55 - ETH | KOL. JOINON RFID 11 kW 2xT2S IP55 - ETH | 12000 | 1 | NR | 11800 | 1 | NR | 1.695% | INTERNAL USE | 0EM18G28F7124LM100 | 30 | 0EM | MOBILITY | 18G | E-MOBILITY | 28F | I-ON | 1 | 1 | NR | 445280 | CCM | 55.264 | 52.861 | KG | 8034035028724 | 8034035028724 | 8034035028724 | 0
GWJ2121R | WB JOINON RFID 7,4 kW 1xT2S+SC IP55 | PU.NAT.JOINON RFID 7,4 kW 1xT2S+SC IP55 | 7240 | 1 | NR | 7120 | 1 | NR | 1.685% | INTERNAL USE | 0EM18G28F7104L8100 | 30 | 0EM | MOBILITY | 18G | E-MOBILITY | 28F | I-ON | 1 | 1 | NR | 131013.75 | CCM | 24.5 | 22.475 | KG | 8034035051579 | 8034035051579 | 8034035051579 | 0
GWJ1003A | COL.JOINON AUTOSTART 22 kW 2xT2S IP55 | KOL. JOINON AUTOSTART 22 kW 2xT2S IP55 | 9670 | 1 | NR | 9510 | 1 | NR | 1.682% | INTERNAL USE | 0EM18G28F6924KW100 | 30 | 0EM | MOBILITY | 18G | E-MOBILITY | 28F | I-ON | 1 | 1 | NR | 445280 | CCM | 59 | 53.19 | KG | 8034035028380 | 8034035028380 | 8034035028380 | 0
GWJ2123W | WB JOINON RFID 22 KW 1XT2S+SC IP55 - 4G | PU.NAT.JOINON RFID 22kW 1xT2S+SC IP55-3G | 8510 | 1 | NR | 8370 | 1 | NR | 1.673% | INTERNAL USE | 0EM18G28F7124O2100 | 30 | 0EM | MOBILITY | 18G | E-MOBILITY | 28F | I-ON | 1 | 1 | NR | 124509 | CCM | 26 | 23.4 | KG | 8034035053405 | 8034035053405 | 8034035053405 | 0
GWJ1003L | COL.JOINON RFID 22 KW 2XT2S IP55 - ETH | KOL. JOINON RFID 22 kW 2xT2S IP55 - ETH | 12200 | 1 | NR | 12000 | 1 | NR | 1.667% | INTERNAL USE | 0EM18G28F7124LO100 | 30 | 0EM | MOBILITY | 18G | E-MOBILITY | 28F | I-ON | 1 | 1 | NR | 445280 | CCM | 63.5 | 58 | KG | 8034035028731 | 8034035028731 | 8034035028731 | 0
GWJ2103L | WB JOINON RFID 22 KW 2XT2S IP55 - ETH | PU.NAT.JOINON RFID 22 kW 2xT2S IP55 -ETH | 7960 | 1 | NR | 7830 | 1 | NR | 1.66% | INTERNAL USE | 0EM18G28F7124LO100 | 30 | 0EM | MOBILITY | 18G | E-MOBILITY | 28F | I-ON | 1 | 1 | NR | 131013.75 | CCM | 28 | 26.8 | KG | 8034035028854 | 8034035028854 | 8034035028854 | 0
GWJ2101W | WB JOINON RFID 7,4 KW 2XT2S IP55 - 4G | PU.NAT.JOINON RFID 7,4kW 2xT2S IP55-3G | 7970 | 1 | NR | 7840 | 1 | NR | 1.658% | INTERNAL USE | 0EM18G28F7124LS100 | 30 | 0EM | MOBILITY | 18G | E-MOBILITY | 28F | I-ON | 1 | 1 | NR | 131013.75 | CCM | 26 | 26 | KG | 8034035028861 | 8034035028861 | 8034035028861 | 0
GWJ2102L | WB JOINON RFID 11 KW 2XT2S IP55 - ETH | PU.NAT.JOINON RFID 11 kW 2xT2S IP55 -ETH | 7970 | 1 | NR | 7840 | 1 | NR | 1.658% | INTERNAL USE | 0EM18G28F7124LM100 | 30 | 0EM | MOBILITY | 18G | E-MOBILITY | 28F | I-ON | 1 | 1 | NR | 131013.75 | CCM | 23.832 | 23.333 | KG | 8034035028847 | 8034035028847 | 8034035028847 | 0
GWJ2121W | WB JOINON RFID 7,4 KW 1XT2S+SC IP55 - 4G | PU.NA.JOINON RFID 7,4kW 1xT2S+SC IP55-3G | 7990 | 1 | NR | 7860 | 1 | NR | 1.654% | INTERNAL USE | 0EM18G28F7124O0100 | 30 | 0EM | MOBILITY | 18G | E-MOBILITY | 28F | I-ON | 1 | 1 | NR | 131013.75 | CCM | 22.65 | 22.16 | KG | 8034035051586 | 8034035051586 | 8034035051586 | 0
GWJ1001A | COL.JOINON AUTOSTART 7,4 kW 2xT2S IP55 | KOL. JOINON AUTOSTART 7,4 kW 2xT2S IP55 | 9220 | 1 | NR | 9070 | 1 | NR | 1.654% | INTERNAL USE | 0EM18G28F6924KS100 | 30 | 0EM | MOBILITY | 18G | E-MOBILITY | 28F | I-ON | 1 | 1 | NR | 445280 | CCM | 57.5 | 52.353 | KG | 8034035028366 | 8034035028366 | 8034035028366 | 0
GWJ1002W | COL.JOINON RFID 11 KW 2XT2S IP55 - 4G | KOL. JOINON RFID 11 kW 2xT2S IP55 - 3G | 12400 | 1 | NR | 12200 | 1 | NR | 1.639% | INTERNAL USE | 0EM18G28F7124LU100 | 30 | 0EM | MOBILITY | 18G | E-MOBILITY | 28F | I-ON | 1 | 1 | NR | 445280 | CCM | 64 | 60 | KG | 8034035028755 | 8034035028755 | 8034035028755 | 0
GWJ1021R | COL. JOINON RFID 7,4 kW 2xT2S+SC IP55 | KOL. JOINON RFID 7,4 kW 2xT2S+SC IP55 | 12400 | 1 | NR | 12200 | 1 | NR | 1.639% | INTERNAL USE | 0EM18G28F7104L8100 | 30 | 0EM | MOBILITY | 18G | E-MOBILITY | 28F | I-ON | 1 | 1 | NR | 445280 | CCM | 58 | 58 | KG | 8034035052088 | 8034035052088 | 8034035052088 | 0
GWJ8032 | MODEM SITE CONTROLLER | MODEM_STEROWNIK MIEJSCOWY | 2510 | 1 | NR | 2470 | 1 | NR | 1.619% | INTERNAL USE | 0EM18G28F7304RE100 | 30 | 0EM | MOBILITY | 18G | E-MOBILITY | 28F | I-ON | 1 | 1 | NR | 1617.13 | CCM | 958.38 | 823.501 | G | 8034035059827 | 8034035059827 | 8034035059827 | 0
GWJ2102A | WB JOINON AUTOSTART 11 kW 2xT2S IP55 | PU.NAT.JOINON AUTOSTART 11 kW 2xT2S IP55 | 6280 | 1 | NR | 6180 | 1 | NR | 1.618% | INTERNAL USE | 0EM18G28F6924KU100 | 30 | 0EM | MOBILITY | 18G | E-MOBILITY | 28F | I-ON | 1 | 1 | NR | 131013.75 | CCM | 23.196 | 22.697 | KG | 8034035028786 | 8034035028786 | 8034035028786 | 0
GWJ2103A | WB JOINON AUTOSTART 22 kW 2xT2S IP55 | PU.NAT.JOINON AUTOSTART 22 kW 2xT2S IP55 | 6280 | 1 | NR | 6180 | 1 | NR | 1.618% | INTERNAL USE | 0EM18G28F6924KW100 | 30 | 0EM | MOBILITY | 18G | E-MOBILITY | 28F | I-ON | 1 | 1 | NR | 131013.75 | CCM | 23.808 | 23.307 | KG | 8034035028793 | 8034035028793 | 8034035028793 | 0
GWJ8033 | IP ENERGY METER SITE CONTROLLER | #N/A | 3770 | 1 | NR | 3710 | 1 | NR | 1.617% | INTERNAL USE | 0EM18G28F7304RE100 | 40 | 0EM | MOBILITY | 18G | E-MOBILITY | 28F | I-ON | 1 | 1 | NR | 1617.13 | CCM | 363.077 | 300.301 | G
GWJ1003W | COL.JOINON RFID 22 KW 2XT2S IP55 - 4G | KOL. JOINON RFID 22 kW 2xT2S IP55 - 3G | 12600 | 1 | NR | 12400 | 1 | NR | 1.613% | INTERNAL USE | 0EM18G28F7124LW100 | 30 | 0EM | MOBILITY | 18G | E-MOBILITY | 28F | I-ON | 1 | 1 | NR | 445280 | CCM | 64.5 | 60.5 | KG | 8034035028762 | 8034035028762 | 8034035028762 | 0
GWJ8011 | JOINON KIT ETHERNET | JOINON ZESTAW ETHERNET | 882 | 1 | NR | 868 | 1 | NR | 1.613% | INTERNAL USE | 0EM18G28F7304RE100 | 30 | 0EM | MOBILITY | 18G | E-MOBILITY | 28F | I-ON | 1 | 1 | NR | 1617.13 | CCM | 116.95 | 26.174 | G | 8034035028939 | 8034035028939 | 8034035028939 | 0
GWJ2103W | WB JOINON RFID 22 KW 2XT2S IP55 - 4G | PU.NAT.JOINON RFID 22 kW 2xT2S IP55 - 3G | 8390 | 1 | NR | 8260 | 1 | NR | 1.574% | INTERNAL USE | 0EM18G28F7124LW100 | 30 | 0EM | MOBILITY | 18G | E-MOBILITY | 28F | I-ON | 1 | 1 | NR | 131013.75 | CCM | 26.208 | 24.138 | KG | 8034035028885 | 8034035028885 | 8034035028885 | 0
GWJ8031 | SITE CONTROLLER | STEROWNIK MIEJSCOWY | 19400 | 1 | NR | 19100 | 1 | NR | 1.571% | INTERNAL USE | 0EM18G28F7304RE100 | 30 | 0EM | MOBILITY | 18G | E-MOBILITY | 28F | I-ON | 1 | 1 | NR | 4998 | CCM | 923.076 | 860.3 | G | 8034035059810 | 8034035059810 | 8034035059810 | 0
GWJ2101A | WB JOINON AUTOSTART 7,4 kW 2xT2S IP55 | PU.NAT.JOINON AUTOSTART 7,4 kW2xT2S IP55 | 5870 | 1 | NR | 5780 | 1 | NR | 1.557% | INTERNAL USE | 0EM18G28F6924KS100 | 30 | 0EM | MOBILITY | 18G | E-MOBILITY | 28F | I-ON | 1 | 1 | NR | 131013.75 | CCM | 26 | 26 | KG | 8034035028779 | 8034035028779 | 8034035028779 | 0
GWJ1023R | COL. JOINON RFID 22 kW 2xT2S+SC IP55 | KOL. JOINON RFID 22 kW 2xT2S+SC IP55 | 13100 | 1 | NR | 12900 | 1 | NR | 1.55% | INTERNAL USE | 0EM18G28F7104LA100 | 30 | 0EM | MOBILITY | 18G | E-MOBILITY | 28F | I-ON | 1 | 1 | NR | 445280 | CCM | 60 | 59 | KG | 8034035053207 | 8034035053207 | 8034035053207 | 0
GWJ1021W | COL. JOINON RFID 7,4 KW 2XT2S+SC IP55-4G | KOL. JOINON RFID 7,4 kW 2xT2S+SC IP55-3G | 13200 | 1 | NR | 13000 | 1 | NR | 1.538% | INTERNAL USE | 0EM18G28F7124O0100 | 30 | 0EM | MOBILITY | 18G | E-MOBILITY | 28F | I-ON | 1 | 1 | NR | 445280 | CCM | 61.5 | 60.885 | KG | 8034035052095 | 8034035052095 | 8034035052095 | 0
GWJ2101R | WB JOINON RFID 7,4 kW 2xT2S IP55 | PU.NAT.JOINON RFID 7,4 kW 2xT2S IP55 | 6700 | 1 | NR | 6600 | 1 | NR | 1.515% | INTERNAL USE | 0EM18G28F6924KS100 | 30 | 0EM | MOBILITY | 18G | E-MOBILITY | 28F | I-ON | 1 | 1 | NR | 131013.75 | CCM | 26.5 | 26.5 | KG | 8034035028809 | 8034035028809 | 8034035028809 | 0
GWJ1023W | COL. JOINON RFID 22 KW 2XT2S+SC IP55-4G | KOL. JOINON RFID 22 kW 2xT2S+SC IP55-3G | 13800 | 1 | NR | 13600 | 1 | NR | 1.471% | INTERNAL USE | 0EM18G28F7124O2100 | 30 | 0EM | MOBILITY | 18G | E-MOBILITY | 28F | I-ON | 1 | 1 | NR | 445280 | CCM | 62 | 61 | KG | 8034035053214 | 8034035053214 | 8034035053214 | 0
GWJ8015 | KIT COMMISSIONING I-ON COLONNA | ZESTAW ODBIORCZY KOLUMNA | 211 | 1 | NR | 208 | 1 | NR | 1.442% | INTERNAL USE | 0EM18G28F7304RE100 | 30 | 0EM | MOBILITY | 18G | E-MOBILITY | 28F | I-ON | 1 | 5 | NR | 1165.5 | CCM | 101.402 | 83.602 | G | 8034035056604 | 8034035056604 | 8034035447846 | 0
GWJ8016 | KIT COMMISSIONING I-ON WB | ZESTAW ODBIORCZY PUSZKA NATYNK | 211 | 1 | NR | 208 | 1 | NR | 1.442% | INTERNAL USE | 0EM18G28F7304RE100 | 30 | 0EM | MOBILITY | 18G | E-MOBILITY | 28F | I-ON | 1 | 5 | NR | 1165.5 | CCM | 93.402 | 85.602 | G | 8034035056598 | 8034035056598 | 8034035447839 | 0
GWJ1001R | COL. JOINON RFID 7,4 kW 2xT2S IP55 | KOL. JOINON RFID 7,4 kW 2xT2S IP55 | 10000 | 1 | NR | 9870 | 1 | NR | 1.317% | INTERNAL USE | 0EM18G28F6924KS100 | 30 | 0EM | MOBILITY | 18G | E-MOBILITY | 28F | I-ON | 1 | 1 | NR | 445280 | CCM | 61.5 | 60.885 | KG | 8034035028397 | 8034035028397 | 8034035028397 | 0
GW68106C | JOINON PARKING+22KW 2XT2S CON RDC-MD | JOINON PARKING+22KW 2XT2S PODŁ.WYŁ.R-UM | 15500 | 1 | NR | 15300 | 1 | NR | 1.307% | INTERNAL USE | 0EM18G28F7814RM100 | 40 | 0EM | MOBILITY | 18G | E-MOBILITY | 28F | I-ON | 1 | 1 | NR | 218124 | CCM | 40.2 | 36.18 | KG
GWJ1003R | COL.JOINON RFID 22 kW 2xT2S IP55 | KOL. JOINON RFID 22 kW 2xT2S IP55 | 10800 | 1 | NR | 10700 | 1 | NR | 0.9346% | INTERNAL USE | 0EM18G28F6924KW100 | 30 | 0EM | MOBILITY | 18G | E-MOBILITY | 28F | I-ON | 1 | 1 | NR | 445280 | CCM | 60 | 60 | KG | 8034035041150 | 8034035041150 | 8034035041150 | 0
GWJ1001W | COL.JOINON RFID 7,4 KW 2XT2S IP55 - 4G | KOL. JOINON RFID 7,4 kW 2xT2S IP55 - 3G | 11700 | 1 | NR | 11600 | 1 | NR | 0.8621% | INTERNAL USE | 0EM18G28F7124LS100 | 30 | 0EM | MOBILITY | 18G | E-MOBILITY | 28F | I-ON | 1 | 1 | NR | 445280 | CCM | 57.5 | 57.5 | KG | 8034035028748 | 8034035028748 | 8034035028748 | 0
GWJ8014 | JOINON SIM DATA | SIM DATI JOINON | 22.2 | 1 | NR | 41.5 | 1 | NR | -46.51% | INTERNAL USE | 0EM18G28F7304RE100 | 30 | 0EM | MOBILITY | 18G | E-MOBILITY | 28F | I-ON | 1 | 10 | NR | 161.713 | CCM | 11.065 | 5.022 | G | 8034035043703 | 8034035043703 | 8034035043703 | 0
GWJ8021 | I-ON GROUND FIXING PLATE | JOINON PŁYTA DI FISPROF GIO A TERRA | 111 | 1 | NR | 228 | 1 | NR | -51.32% | INTERNAL USE | 0EM18G28F7304RE100 | 30 | 0EM | MOBILITY | 18G | E-MOBILITY | 28F | I-ON | 1 | 1 | NR | 3609.375 | CCM | 1.884 | 1.521 | KG | 8034035028915 | 8034035028915 | 8034035028915 | 0
GWJ9011W | I-FAST WB 30kW 1xCCS2 |  | 16000 | 1 | NR |  |  |  |  | INTERNAL USE | 0EM18G28H03939G100 | 30 | 0EM | MOBILITY | 18G | E-MOBILITY | 28H | FAST DC | 1 | 1 | NR | 683760 | CCM | 140 | 130 | KG
GWJ9013W | I-FAST WB 30kW 1xCCS2+1xCHA |  | 19300 | 1 | NR |  |  |  |  | INTERNAL USE | 0EM18G28H03939I100 | 30 | 0EM | MOBILITY | 18G | E-MOBILITY | 28H | FAST DC | 1 | 1 | NR | 688380 | CCM | 140 | 84 | KG
GWJ9122D | I-FAST STATION 60kW 2xCCS2 E+P |  | 51300 | 1 | NR |  |  |  |  | INTERNAL USE | 0EM18G28H0413DI100 | 10 | 0EM | MOBILITY | 18G | E-MOBILITY | 28H | FAST DC | 1 | 1 | NR | 1.763 | M3 | 335 | 235 | KG
GWJ9122E | I-FAST STATION 60KW 2XCCS2 + EICH. |  | 49800 | 1 | NR |  |  |  |  | INTERNAL USE | 0EM18G28H0413DE100 | 30 | 0EM | MOBILITY | 18G | E-MOBILITY | 28H | FAST DC | 1 | 1 | NR | 1763010 | CCM | 356.736 | 356.71 | KG
GWJ9122F | I-FAST STATION 60kW 2xCCS2 M+P |  | 40700 | 1 | NR |  |  |  |  | INTERNAL USE | 0EM18G28H0413CU100 | 10 | 0EM | MOBILITY | 18G | E-MOBILITY | 28H | FAST DC | 1 | 1 | NR | 1.763 | M3 | 335 | 235 | KG
GWJ9122M | I-FAST STATION 60kW 2xCCS2 MID |  | 39100 | 1 | NR |  |  |  |  | INTERNAL USE | 0EM18G28H04139W100 | 10 | 0EM | MOBILITY | 18G | E-MOBILITY | 28H | FAST DC | 1 | 1 | NR | 1.763 | M3 | 335 | 235 | KG
GWJ9122P | I-FAST STATION 60kW 2xCCS2 POS |  | 39100 | 1 | NR |  |  |  |  | INTERNAL USE | 0EM18G28H0413CK100 | 30 | 0EM | MOBILITY | 18G | E-MOBILITY | 28H | FAST DC | 1 | 1 | NR | 1.763 | M3 | 335 | 235 | KG
GWJ9122W | I-FAST STATION 60kW 2xCCS2 |  | 37800 | 1 | NR |  |  |  |  | INTERNAL USE | 0EM18G28H04139M100 | 30 | 0EM | MOBILITY | 18G | E-MOBILITY | 28H | FAST DC | 1 | 1 | NR | 1.738 | M3 | 340 | 235 | KG
GWJ9123D | I-FAST STATION 60kW 1xCCS2+1xCHA E+P |  | 51300 | 1 | NR |  |  |  |  | INTERNAL USE | 0EM18G28H0413DK100 | 10 | 0EM | MOBILITY | 18G | E-MOBILITY | 28H | FAST DC | 1 | 1 | NR | 1.763 | M3 | 335 | 235 | KG
GWJ9123E | I-FAST STATION 60KW 1XCCS2 + 1XCHA + E |  | 49800 | 1 | NR |  |  |  |  | INTERNAL USE | 0EM18G28H0413DG100 | 30 | 0EM | MOBILITY | 18G | E-MOBILITY | 28H | FAST DC | 1 | 1 | NR | 1763010 | CCM | 356.736 | 356.71 | KG
GWJ9123F | I-FAST STATION 60kW 1xCCS2+1xCHA M+P |  | 40700 | 1 | NR |  |  |  |  | INTERNAL USE | 0EM18G28H0413CW100 | 10 | 0EM | MOBILITY | 18G | E-MOBILITY | 28H | FAST DC | 1 | 1 | NR | 1.763 | M3 | 335 | 235 | KG
GWJ9123M | I-FAST STATION 60kW 1xCCS2+1xCHA MID |  | 39100 | 1 | NR |  |  |  |  | INTERNAL USE | 0EM18G28H04139Y100 | 10 | 0EM | MOBILITY | 18G | E-MOBILITY | 28H | FAST DC | 1 | 1 | NR | 1.763 | M3 | 335 | 235 | KG
GWJ9123P | I-FAST STATION 60kW 1xCCS2+1xCHA POS |  | 39100 | 1 | NR |  |  |  |  | INTERNAL USE | 0EM18G28H0413CM100 | 10 | 0EM | MOBILITY | 18G | E-MOBILITY | 28H | FAST DC | 1 | 1 | NR | 1.763 | M3 | 335 | 235 | KG
GWJ9123W | I-FAST STATION 60kW 1xCCS2+1xCHA |  | 37800 | 1 | NR |  |  |  |  | INTERNAL USE | 0EM18G28H04139O100 | 30 | 0EM | MOBILITY | 18G | E-MOBILITY | 28H | FAST DC | 1 | 1 | NR | 1.763 | M3 | 335 | 235 | KG
GWJ9232D | I-FAST STATION 90kW 2xCCS2 E+P |  | 70400 | 1 | NR |  |  |  |  | INTERNAL USE | 0EM18G28H04341O100 | 10 | 0EM | MOBILITY | 18G | E-MOBILITY | 28H | FAST DC | 1 | 1 | NR | 2.417 | M3 | 425 | 395 | KG
GWJ9232E | I-FAST STATION 90KW 2XCCS2 + E |  | 68900 | 1 | NR |  |  |  |  | INTERNAL USE | 0EM18G28H04341K100 | 30 | 0EM | MOBILITY | 18G | E-MOBILITY | 28H | FAST DC | 1 | 1 | NR | 1763010 | CCM | 390.607 | 390.581 | KG
GWJ9232F | I-FAST STATION 90kW 2xCCS2 M+P |  | 58900 | 1 | NR |  |  |  |  | INTERNAL USE | 0EM18G28H04341E100 | 10 | 0EM | MOBILITY | 18G | E-MOBILITY | 28H | FAST DC | 1 | 1 | NR | 2.417 | M3 | 425 | 395 | KG
GWJ9232M | I-FAST STATION 90kW 2xCCS2 MID |  | 57100 | 1 | NR |  |  |  |  | INTERNAL USE | 0EM18G28H0433IS100 | 10 | 0EM | MOBILITY | 18G | E-MOBILITY | 28H | FAST DC | 1 | 1 | NR | 2.417 | M3 | 425 | 395 | KG
GWJ9232MV | I-FAST STATION 90KW 2XCCS2 +MID |  | 57100 | 1 | NR |  |  |  |  | INTERNAL USE | 0EM18G28H0433IS100 | 10 | 0EM | MOBILITY | 18G | E-MOBILITY | 28H | FAST DC | 1 | 1 | NR | 2.417 | M3 | 425 | 395 | KG
GWJ9232P | I-FAST STATION 90kW 2xCCS2 POS |  | 57100 | 1 | NR |  |  |  |  | INTERNAL USE | 0EM18G28H0433IY100 | 10 | 0EM | MOBILITY | 18G | E-MOBILITY | 28H | FAST DC | 1 | 1 | NR | 2.417 | M3 | 425 | 395 | KG
GWJ9232W | I-FAST STATION 90kW 2xCCS2 |  | 55600 | 1 | NR |  |  |  |  | INTERNAL USE | 0EM18G28H0433DW100 | 30 | 0EM | MOBILITY | 18G | E-MOBILITY | 28H | FAST DC | 1 | 1 | NR | 2.41 | M3 | 520 | 468 | KG
GWJ9233D | I-FAST STATION 90kW 1xCCS2+1xCHA E+P |  | 70400 | 1 | NR |  |  |  |  | INTERNAL USE | 0EM18G28H04341Q100 | 10 | 0EM | MOBILITY | 18G | E-MOBILITY | 28H | FAST DC | 1 | 1 | NR | 2.417 | M3 | 425 | 395 | KG
GWJ9233E | I-FAST STATION 90KW 1XCCS2 + 1XCHA + E |  | 68900 | 1 | NR |  |  |  |  | INTERNAL USE | 0EM18G28H04341M100 | 30 | 0EM | MOBILITY | 18G | E-MOBILITY | 28H | FAST DC | 1 | 1 | NR | 1763010 | CCM | 390.607 | 390.581 | KG
GWJ9233F | I-FAST STATION 90kW 1xCCS2+1xCHA M+P |  | 58900 | 1 | NR |  |  |  |  | INTERNAL USE | 0EM18G28H04341G100 | 10 | 0EM | MOBILITY | 18G | E-MOBILITY | 28H | FAST DC | 1 | 1 | NR | 2.417 | M3 | 425 | 395 | KG
GWJ9233M | I-FAST STATION 90kW 1xCCS2+1xCHA MID |  | 57100 | 1 | NR |  |  |  |  | INTERNAL USE | 0EM18G28H0433IU100 | 10 | 0EM | MOBILITY | 18G | E-MOBILITY | 28H | FAST DC | 1 | 1 | NR | 2.417 | M3 | 425 | 395 | KG
GWJ9233P | I-FAST STATION 90kW 1xCCS2+1xCHA POS |  | 57100 | 1 | NR |  |  |  |  | INTERNAL USE | 0EM18G28H04341A100 | 10 | 0EM | MOBILITY | 18G | E-MOBILITY | 28H | FAST DC | 1 | 1 | NR | 2.417 | M3 | 425 | 395 | KG
GWJ9233W | I-FAST STATION 90kW 1xCCS2+1xCHA |  | 55600 | 1 | NR |  |  |  |  | INTERNAL USE | 0EM18G28H0433DY100 | 30 | 0EM | MOBILITY | 18G | E-MOBILITY | 28H | FAST DC | 1 | 1 | NR | 2.417 | M3 | 425 | 395 | KG
GWJ9242D | I-FAST STATION 120kW 2xCCS2 E+P |  | 74000 | 1 | NR |  |  |  |  | INTERNAL USE | 0EM18G28H04347E100 | 10 | 0EM | MOBILITY | 18G | E-MOBILITY | 28H | FAST DC | 1 | 1 | NR | 2.417 | M3 | 450 | 420 | KG
GWJ9242DV | I-FAST STATION 120KW 2XCCS2 + E+P |  | 74000 | 1 | NR |  |  |  |  | INTERNAL USE | 0EM18G28H04347E100 | 10 | 0EM | MOBILITY | 18G | E-MOBILITY | 28H | FAST DC | 1 | 1 | NR | 2.417 | M3 | 450 | 420 | KG
GWJ9242DX | I-FAST STATION 120KW 2XCCS2 + E+P |  | 74000 | 1 | NR |  |  |  |  | INTERNAL USE | 0EM18G28H04347E100 | 10 | 0EM | MOBILITY | 18G | E-MOBILITY | 28H | FAST DC | 1 | 1 | NR | 2.417 | M3 | 450 | 420 | KG
GWJ9242E | I-FAST STATION 120KW 2XCCS2 + E |  | 72400 | 1 | NR |  |  |  |  | INTERNAL USE | 0EM18G28H04347A100 | 30 | 0EM | MOBILITY | 18G | E-MOBILITY | 28H | FAST DC | 1 | 1 | NR | 1763010 | CCM | 390.607 | 390.581 | KG
GWJ9242EV | I-FAST STATION 120KW 2XCCS2 + E |  | 72400 | 1 | NR |  |  |  |  | INTERNAL USE | 0EM18G28H04347A100 | 10 | 0EM | MOBILITY | 18G | E-MOBILITY | 28H | FAST DC | 1 | 1 | NR | 1763010 | CCM | 390.607 | 390.581 | KG
GWJ9242EX | I-FAST STATION 120KW 2XCCS2 + E |  | 72400 | 1 | NR |  |  |  |  | INTERNAL USE | 0EM18G28H04347A100 | 30 | 0EM | MOBILITY | 18G | E-MOBILITY | 28H | FAST DC | 1 | 1 | NR | 1763010 | CCM | 390.607 | 390.581 | KG
GWJ9242F | I-FAST STATION 120kW 2xCCS2 M+P |  | 63100 | 1 | NR |  |  |  |  | INTERNAL USE | 0EM18G28H04346U100 | 10 | 0EM | MOBILITY | 18G | E-MOBILITY | 28H | FAST DC | 1 | 1 | NR | 2.417 | M3 | 450 | 420 | KG
GWJ9242FV | I-FAST STATION 120KW 2XCCS2 +M+P |  | 63100 | 1 | NR |  |  |  |  | INTERNAL USE | 0EM18G28H04346U100 | 10 | 0EM | MOBILITY | 18G | E-MOBILITY | 28H | FAST DC | 1 | 1 | NR | 2.417 | M3 | 450 | 420 | KG
GWJ9242FX | I-FAST STATION 120KW 2XCCS2 +M+P |  | 63100 | 1 | NR |  |  |  |  | INTERNAL USE | 0EM18G28H04346U100 | 10 | 0EM | MOBILITY | 18G | E-MOBILITY | 28H | FAST DC | 1 | 1 | NR | 2.417 | M3 | 450 | 420 | KG
GWJ9242M | I-FAST STATION 120kW 2xCCS2 MID |  | 61600 | 1 | NR |  |  |  |  | INTERNAL USE | 0EM18G28H04346I100 | 10 | 0EM | MOBILITY | 18G | E-MOBILITY | 28H | FAST DC | 1 | 1 | NR | 2.417 | M3 | 450 | 420 | KG
GWJ9242MV | I-FAST STATION 120KW 2XCCS2 +MID |  | 61600 | 1 | NR |  |  |  |  | INTERNAL USE | 0EM18G28H04346I100 | 10 | 0EM | MOBILITY | 18G | E-MOBILITY | 28H | FAST DC | 1 | 1 | NR | 2.417 | M3 | 450 | 420 | KG
GWJ9242MX | I-FAST STATION 120KW 2XCCS2 +MID |  | 61600 | 1 | NR |  |  |  |  | INTERNAL USE | 0EM18G28H04346I100 | 10 | 0EM | MOBILITY | 18G | E-MOBILITY | 28H | FAST DC | 1 | 1 | NR | 2.417 | M3 | 450 | 420 | KG
GWJ9242P | I-FAST STATION 120kW 2xCCS2 POS |  | 61600 | 1 | NR |  |  |  |  | INTERNAL USE | 0EM18G28H04346O100 | 10 | 0EM | MOBILITY | 18G | E-MOBILITY | 28H | FAST DC | 1 | 1 | NR | 2.417 | M3 | 450 | 420 | KG
GWJ9242PV | I-FAST STATION 120KW 2XCCS2 + POS |  | 61600 | 1 | NR |  |  |  |  | INTERNAL USE | 0EM18G28H04346O100 | 10 | 0EM | MOBILITY | 18G | E-MOBILITY | 28H | FAST DC | 1 | 1 | NR | 2.417 | M3 | 450 | 420 | KG
GWJ9242PX | I-FAST STATION 120KW 2XCCS2 + POS |  | 61600 | 1 | NR |  |  |  |  | INTERNAL USE | 0EM18G28H04346O100 | 10 | 0EM | MOBILITY | 18G | E-MOBILITY | 28H | FAST DC | 1 | 1 | NR | 2.417 | M3 | 450 | 420 | KG
GWJ9242W | I-FAST STATION 120kW 2xCCS2 |  | 60000 | 1 | NR |  |  |  |  | INTERNAL USE | 0EM18G28H04346C100 | 30 | 0EM | MOBILITY | 18G | E-MOBILITY | 28H | FAST DC | 1 | 1 | NR | 2.417 | M3 | 450 | 420 | KG
GWJ9242WV | I-FAST STATION 120KW 2XCCS2 |  | 60000 | 1 | NR |  |  |  |  | INTERNAL USE | 0EM18G28H04346C100 | 10 | 0EM | MOBILITY | 18G | E-MOBILITY | 28H | FAST DC | 1 | 1 | NR | 2.417 | M3 | 450 | 420 | KG
GWJ9242WX | I-FAST STATION 120KW 2XCCS2 |  | 60000 | 1 | NR |  |  |  |  | INTERNAL USE | 0EM18G28H04346C100 | 30 | 0EM | MOBILITY | 18G | E-MOBILITY | 28H | FAST DC | 1 | 1 | NR | 2.417 | M3 | 450 | 420 | KG
GWJ9243D | I-FAST STATION 120kW 1xCCS2+1xCHA E+P |  | 74000 | 1 | NR |  |  |  |  | INTERNAL USE | 0EM18G28H04347G100 | 10 | 0EM | MOBILITY | 18G | E-MOBILITY | 28H | FAST DC | 1 | 1 | NR | 2.417 | M3 | 450 | 420 | KG
GWJ9243DX | I-FAST STATION 120KW 1XCCS2 + 1XCHA +E+P |  | 74000 | 1 | NR |  |  |  |  | INTERNAL USE | 0EM18G28H04347G100 | 10 | 0EM | MOBILITY | 18G | E-MOBILITY | 28H | FAST DC | 1 | 1 | NR | 2.417 | M3 | 450 | 420 | KG
GWJ9243E | I-FAST STATION 120KW 1XCCS2 + 1XCHA + E |  | 72400 | 1 | NR |  |  |  |  | INTERNAL USE | 0EM18G28H04347C100 | 30 | 0EM | MOBILITY | 18G | E-MOBILITY | 28H | FAST DC | 1 | 1 | NR | 1763010 | CCM | 390.607 | 390.581 | KG
GWJ9243EX | I-FAST STATION 120KW 1XCCS2 + 1XCHA +E |  | 72400 | 1 | NR |  |  |  |  | INTERNAL USE | 0EM18G28H04347C100 | 30 | 0EM | MOBILITY | 18G | E-MOBILITY | 28H | FAST DC | 1 | 1 | NR | 1763010 | CCM | 390.607 | 390.581 | KG
GWJ9243F | I-FAST STATION 120kW 1xCCS2+1xCHA M+P |  | 63100 | 1 | NR |  |  |  |  | INTERNAL USE | 0EM18G28H04346W100 | 10 | 0EM | MOBILITY | 18G | E-MOBILITY | 28H | FAST DC | 1 | 1 | NR | 2.417 | M3 | 450 | 420 | KG
GWJ9243FX | I-FAST STATION 120KW 1XCCS2 + 1XCHA +M+P |  | 63100 | 1 | NR |  |  |  |  | INTERNAL USE | 0EM18G28H04346W100 | 10 | 0EM | MOBILITY | 18G | E-MOBILITY | 28H | FAST DC | 1 | 1 | NR | 2.417 | M3 | 450 | 420 | KG
GWJ9243M | I-FAST STATION 120kW 1xCCS2+1xCHA MID |  | 61600 | 1 | NR |  |  |  |  | INTERNAL USE | 0EM18G28H04346K100 | 10 | 0EM | MOBILITY | 18G | E-MOBILITY | 28H | FAST DC | 1 | 1 | NR | 2.417 | M3 | 450 | 420 | KG
GWJ9243MX | I-FAST STATION 120KW 1XCCS2 + 1XCHA +MID |  | 61600 | 1 | NR |  |  |  |  | INTERNAL USE | 0EM18G28H04346K100 | 10 | 0EM | MOBILITY | 18G | E-MOBILITY | 28H | FAST DC | 1 | 1 | NR | 2.417 | M3 | 450 | 420 | KG
GWJ9243P | I-FAST STATION 120kW 1xCCS2+1xCHA POS |  | 61600 | 1 | NR |  |  |  |  | INTERNAL USE | 0EM18G28H04346Q100 | 10 | 0EM | MOBILITY | 18G | E-MOBILITY | 28H | FAST DC | 1 | 1 | NR | 2.417 | M3 | 450 | 420 | KG
GWJ9243PX | I-FAST STATION 120KW 1XCCS2 + 1XCHA + P |  | 61600 | 1 | NR |  |  |  |  | INTERNAL USE | 0EM18G28H04346Q100 | 10 | 0EM | MOBILITY | 18G | E-MOBILITY | 28H | FAST DC | 1 | 1 | NR | 2.417 | M3 | 450 | 420 | KG
GWJ9243W | I-FAST STATION 120kW 1xCCS2+1xCHA |  | 60000 | 1 | NR |  |  |  |  | INTERNAL USE | 0EM18G28H04346E100 | 30 | 0EM | MOBILITY | 18G | E-MOBILITY | 28H | FAST DC | 1 | 1 | NR | 2.417 | M3 | 450 | 420 | KG
GWJ9243WX | I-FAST STATION 120KW 1XCCS2 + 1XCHA |  | 60000 | 1 | NR |  |  |  |  | INTERNAL USE | 0EM18G28H04346E100 | 30 | 0EM | MOBILITY | 18G | E-MOBILITY | 28H | FAST DC | 1 | 1 | NR | 2.417 | M3 | 450 | 420 | KG
GWJ9252D | I-FAST STATION 150kW 2xCCS2 E+P |  | 80400 | 1 | NR |  |  |  |  | INTERNAL USE | 0EM18G28H0434AA100 | 10 | 0EM | MOBILITY | 18G | E-MOBILITY | 28H | FAST DC | 1 | 1 | NR | 2.417 | M3 | 500 | 470 | KG
GWJ9252DV | I-FAST STATION 150KW 2XCCS2 + E+P |  | 80400 | 1 | NR |  |  |  |  | INTERNAL USE | 0EM18G28H0434AA100 | 10 | 0EM | MOBILITY | 18G | E-MOBILITY | 28H | FAST DC | 1 | 1 | NR | 2.417 | M3 | 500 | 470 | KG
GWJ9252DX | I-FAST STATION 150KW 2XCCS2 + E+P |  | 80400 | 1 | NR |  |  |  |  | INTERNAL USE | 0EM18G28H0434AA100 | 10 | 0EM | MOBILITY | 18G | E-MOBILITY | 28H | FAST DC | 1 | 1 | NR | 2.417 | M3 | 500 | 470 | KG
GWJ9252E | I-FAST STATION 150KW 2XCCS2 + E |  | 78700 | 1 | NR |  |  |  |  | INTERNAL USE | 0EM18G28H0434A4100 | 30 | 0EM | MOBILITY | 18G | E-MOBILITY | 28H | FAST DC | 1 | 1 | NR | 1763010 | CCM | 390.607 | 390.581 | KG
GWJ9252EV | I-FAST STATION 150KW 2XCCS2 + E |  | 78700 | 1 | NR |  |  |  |  | INTERNAL USE | 0EM18G28H0434A4100 | 10 | 0EM | MOBILITY | 18G | E-MOBILITY | 28H | FAST DC | 1 | 1 | NR | 1763010 | CCM | 390.607 | 390.581 | KG
GWJ9252EX | I-FAST STATION 150KW 2XCCS2 + E |  | 78700 | 1 | NR |  |  |  |  | INTERNAL USE | 0EM18G28H0434A4100 | 30 | 0EM | MOBILITY | 18G | E-MOBILITY | 28H | FAST DC | 1 | 1 | NR | 1763010 | CCM | 390.607 | 390.581 | KG
GWJ9252F | I-FAST STATION 150kW 2xCCS2 M+P |  | 69800 | 1 | NR |  |  |  |  | INTERNAL USE | 0EM18G28H04349Y100 | 10 | 0EM | MOBILITY | 18G | E-MOBILITY | 28H | FAST DC | 1 | 1 | NR | 2.417 | M3 | 500 | 470 | KG
GWJ9252FV | I-FAST STATION 150KW 2XCCS2 +M+P |  | 69800 | 1 | NR |  |  |  |  | INTERNAL USE | 0EM18G28H04349Y100 | 10 | 0EM | MOBILITY | 18G | E-MOBILITY | 28H | FAST DC | 1 | 1 | NR | 2.417 | M3 | 500 | 470 | KG
GWJ9252FX | I-FAST STATION 150KW 2XCCS2 +M+P |  | 69800 | 1 | NR |  |  |  |  | INTERNAL USE | 0EM18G28H04349Y100 | 10 | 0EM | MOBILITY | 18G | E-MOBILITY | 28H | FAST DC | 1 | 1 | NR | 2.417 | M3 | 500 | 470 | KG
GWJ9252M | I-FAST STATION 150kW 2xCCS2 MID |  | 68200 | 1 | NR |  |  |  |  | INTERNAL USE | 0EM18G28H04347W100 | 10 | 0EM | MOBILITY | 18G | E-MOBILITY | 28H | FAST DC | 1 | 1 | NR | 2.417 | M3 | 500 | 470 | KG
GWJ9252MV | I-FAST STATION 150KW 2XCCS2 +MID |  | 68200 | 1 | NR |  |  |  |  | INTERNAL USE | 0EM18G28H04347W100 | 10 | 0EM | MOBILITY | 18G | E-MOBILITY | 28H | FAST DC | 1 | 1 | NR | 2.417 | M3 | 500 | 470 | KG
GWJ9252MX | I-FAST STATION 150KW 2XCCS2 +MID |  | 68200 | 1 | NR |  |  |  |  | INTERNAL USE | 0EM18G28H04347W100 | 10 | 0EM | MOBILITY | 18G | E-MOBILITY | 28H | FAST DC | 1 | 1 | NR | 2.417 | M3 | 500 | 470 | KG
GWJ9252P | I-FAST STATION 150kW 2xCCS2 POS |  | 68200 | 1 | NR |  |  |  |  | INTERNAL USE | 0EM18G28H04349S100 | 10 | 0EM | MOBILITY | 18G | E-MOBILITY | 28H | FAST DC | 1 | 1 | NR | 2.417 | M3 | 500 | 470 | KG
GWJ9252PV | I-FAST STATION 150KW 2XCCS2 + POS |  | 68200 | 1 | NR |  |  |  |  | INTERNAL USE | 0EM18G28H04349S100 | 10 | 0EM | MOBILITY | 18G | E-MOBILITY | 28H | FAST DC | 1 | 1 | NR | 2.417 | M3 | 500 | 470 | KG
GWJ9252PX | I-FAST STATION 150KW 2XCCS2 + POS |  | 68200 | 1 | NR |  |  |  |  | INTERNAL USE | 0EM18G28H04349S100 | 10 | 0EM | MOBILITY | 18G | E-MOBILITY | 28H | FAST DC | 1 | 1 | NR | 2.417 | M3 | 500 | 470 | KG
GWJ9252W | I-FAST STATION 150kW 2xCCS2 |  | 66700 | 1 | NR |  |  |  |  | INTERNAL USE | 0EM18G28H04347Q100 | 30 | 0EM | MOBILITY | 18G | E-MOBILITY | 28H | FAST DC | 1 | 1 | NR | 2.417 | M3 | 500 | 470 | KG
GWJ9252WV | I-FAST STATION 150KW 2XCCS2 |  | 66700 | 1 | NR |  |  |  |  | INTERNAL USE | 0EM18G28H04347Q100 | 10 | 0EM | MOBILITY | 18G | E-MOBILITY | 28H | FAST DC | 1 | 1 | NR | 2.417 | M3 | 500 | 470 | KG
GWJ9252WX | I-FAST STATION 150KW 2XCCS2 |  | 66700 | 1 | NR |  |  |  |  | INTERNAL USE | 0EM18G28H04347Q100 | 30 | 0EM | MOBILITY | 18G | E-MOBILITY | 28H | FAST DC | 1 | 1 | NR | 2.417 | M3 | 500 | 470 | KG
GWJ9253D | I-FAST STATION 150kW 1xCCS2+1xCHA E+P |  | 80400 | 1 | NR |  |  |  |  | INTERNAL USE | 0EM18G28H0434AM100 | 10 | 0EM | MOBILITY | 18G | E-MOBILITY | 28H | FAST DC | 1 | 1 | NR | 2.417 | M3 | 500 | 470 | KG
GWJ9253DX | I-FAST STATION 150KW 1XCCS2 + 1XCHA +E+P |  | 80400 | 1 | NR |  |  |  |  | INTERNAL USE | 0EM18G28H0434AM100 | 10 | 0EM | MOBILITY | 18G | E-MOBILITY | 28H | FAST DC | 1 | 1 | NR | 2.417 | M3 | 500 | 470 | KG
GWJ9253E | I-FAST STATION 150KW 1XCCS2 + 1XCHA + E |  | 78700 | 1 | NR |  |  |  |  | INTERNAL USE | 0EM18G28H0434A6100 | 30 | 0EM | MOBILITY | 18G | E-MOBILITY | 28H | FAST DC | 1 | 1 | NR | 1763010 | CCM | 390.607 | 390.581 | KG
GWJ9253EX | I-FAST STATION 150KW 1XCCS2 + 1XCHA +E |  | 78700 | 1 | NR |  |  |  |  | INTERNAL USE | 0EM18G28H0434A6100 | 30 | 0EM | MOBILITY | 18G | E-MOBILITY | 28H | FAST DC | 1 | 1 | NR | 1763010 | CCM | 390.607 | 390.581 | KG
GWJ9253F | I-FAST STATION 150kW 1xCCS2+1xCHA M+P |  | 69800 | 1 | NR |  |  |  |  | INTERNAL USE | 0EM18G28H0434A0100 | 10 | 0EM | MOBILITY | 18G | E-MOBILITY | 28H | FAST DC | 1 | 1 | NR | 2.417 | M3 | 500 | 470 | KG
GWJ9253FX | I-FAST STATION 150KW 1XCCS2 + 1XCHA +M+P |  | 69800 | 1 | NR |  |  |  |  | INTERNAL USE | 0EM18G28H0434A0100 | 10 | 0EM | MOBILITY | 18G | E-MOBILITY | 28H | FAST DC | 1 | 1 | NR | 2.417 | M3 | 500 | 470 | KG
GWJ9253M | I-FAST STATION 150kW 1xCCS2+1xCHA MID |  | 68200 | 1 | NR |  |  |  |  | INTERNAL USE | 0EM18G28H04347Y100 | 10 | 0EM | MOBILITY | 18G | E-MOBILITY | 28H | FAST DC | 1 | 1 | NR | 2.417 | M3 | 500 | 470 | KG
GWJ9253MX | I-FAST STATION 150KW 1XCCS2 + 1XCHA +MID |  | 68200 | 1 | NR |  |  |  |  | INTERNAL USE | 0EM18G28H04347Y100 | 10 | 0EM | MOBILITY | 18G | E-MOBILITY | 28H | FAST DC | 1 | 1 | NR | 2.417 | M3 | 500 | 470 | KG
GWJ9253P | I-FAST STATION 150kW 1xCCS2+1xCHA POS |  | 68200 | 1 | NR |  |  |  |  | INTERNAL USE | 0EM18G28H04349U100 | 10 | 0EM | MOBILITY | 18G | E-MOBILITY | 28H | FAST DC | 1 | 1 | NR | 2.417 | M3 | 500 | 470 | KG
GWJ9253PX | I-FAST STATION 150KW 1XCCS2 + 1XCHA + P |  | 68200 | 1 | NR |  |  |  |  | INTERNAL USE | 0EM18G28H04349U100 | 10 | 0EM | MOBILITY | 18G | E-MOBILITY | 28H | FAST DC | 1 | 1 | NR | 2.417 | M3 | 500 | 470 | KG
GWJ9253W | I-FAST STATION 150kW 1xCCS2+1xCHA |  | 66700 | 1 | NR |  |  |  |  | INTERNAL USE | 0EM18G28H04347S100 | 30 | 0EM | MOBILITY | 18G | E-MOBILITY | 28H | FAST DC | 1 | 1 | NR | 2.417 | M3 | 500 | 470 | KG
GWJ9253WX | I-FAST STATION 150KW 1XCCS2 + 1XCHA |  | 66700 | 1 | NR |  |  |  |  | INTERNAL USE | 0EM18G28H04347S100 | 30 | 0EM | MOBILITY | 18G | E-MOBILITY | 28H | FAST DC | 1 | 1 | NR | 2.417 | M3 | 500 | 470 | KG
GWJ9262D | I-FAST STATION 180kW 2xCCS2 E+P |  | 78900 | 1 | NR |  |  |  |  | INTERNAL USE | 0EM18G28H0434DM100 | 10 | 0EM | MOBILITY | 18G | E-MOBILITY | 28H | FAST DC | 1 | 1 | NR | 2.417 | M3 | 500 | 470 | KG
GWJ9262DV | I-FAST STATION 180KW 2XCCS2 + E+P |  | 78900 | 1 | NR |  |  |  |  | INTERNAL USE | 0EM18G28H0434DM100 | 10 | 0EM | MOBILITY | 18G | E-MOBILITY | 28H | FAST DC | 1 | 1 | NR | 2.417 | M3 | 500 | 470 | KG
GWJ9262DX | I-FAST STATION 180KW 2XCCS2 + E+P |  | 78900 | 1 | NR |  |  |  |  | INTERNAL USE | 0EM18G28H0434DM100 | 10 | 0EM | MOBILITY | 18G | E-MOBILITY | 28H | FAST DC | 1 | 1 | NR | 2.417 | M3 | 500 | 470 | KG
GWJ9262E | I-FAST STATION 180KW 2XCCS2 + E |  | 77300 | 1 | NR |  |  |  |  | INTERNAL USE | 0EM18G28H0434DI100 | 30 | 0EM | MOBILITY | 18G | E-MOBILITY | 28H | FAST DC | 1 | 1 | NR | 1763010 | CCM | 390.607 | 390.581 | KG
GWJ9262EV | I-FAST STATION 180KW 2XCCS2 + E |  | 77300 | 1 | NR |  |  |  |  | INTERNAL USE | 0EM18G28H0434DI100 | 10 | 0EM | MOBILITY | 18G | E-MOBILITY | 28H | FAST DC | 1 | 1 | NR | 1763010 | CCM | 390.607 | 390.581 | KG
GWJ9262EX | I-FAST STATION 180KW 2XCCS2 + E |  | 77300 | 1 | NR |  |  |  |  | INTERNAL USE | 0EM18G28H0434DI100 | 30 | 0EM | MOBILITY | 18G | E-MOBILITY | 28H | FAST DC | 1 | 1 | NR | 1763010 | CCM | 390.607 | 390.581 | KG
GWJ9262F | I-FAST STATION 180kW 2xCCS2 M+P |  | 69600 | 1 | NR |  |  |  |  | INTERNAL USE | 0EM18G28H0434DC100 | 10 | 0EM | MOBILITY | 18G | E-MOBILITY | 28H | FAST DC | 1 | 1 | NR | 2416876 | CCM | 500 | 470 | KG
GWJ9262FV | I-FAST STATION 180KW 2XCCS2 +M+P |  | 69600 | 1 | NR |  |  |  |  | INTERNAL USE | 0EM18G28H0434DC100 | 10 | 0EM | MOBILITY | 18G | E-MOBILITY | 28H | FAST DC | 1 | 1 | NR | 2.417 | M3 | 500 | 470 | KG
GWJ9262FX | I-FAST STATION 180KW 2XCCS2 +M+P |  | 69600 | 1 | NR |  |  |  |  | INTERNAL USE | 0EM18G28H0434DC100 | 10 | 0EM | MOBILITY | 18G | E-MOBILITY | 28H | FAST DC | 1 | 1 | NR | 2.417 | M3 | 500 | 470 | KG
GWJ9262M | I-FAST STATION 180kW 2xCCS2 MID |  | 68000 | 1 | NR |  |  |  |  | INTERNAL USE | 0EM18G28H0434CY100 | 10 | 0EM | MOBILITY | 18G | E-MOBILITY | 28H | FAST DC | 1 | 1 | NR | 2.417 | M3 | 500 | 470 | KG
GWJ9262MV | I-FAST STATION 180KW 2XCCS2 +MID |  | 68000 | 1 | NR |  |  |  |  | INTERNAL USE | 0EM18G28H0434CY100 | 10 | 0EM | MOBILITY | 18G | E-MOBILITY | 28H | FAST DC | 1 | 1 | NR | 2.417 | M3 | 500 | 470 | KG
GWJ9262MX | I-FAST STATION 180KW 2XCCS2 300A +MID |  | 68000 | 1 | NR |  |  |  |  | INTERNAL USE | 0EM18G28H0434CY100 | 10 | 0EM | MOBILITY | 18G | E-MOBILITY | 28H | FAST DC | 1 | 1 | NR | 2.417 | M3 | 500 | 470 | KG
GWJ9262P | I-FAST STATION 180kW 2xCCS2 POS |  | 68000 | 1 | NR |  |  |  |  | INTERNAL USE | 0EM18G28H0434D6100 | 10 | 0EM | MOBILITY | 18G | E-MOBILITY | 28H | FAST DC | 1 | 1 | NR | 2.417 | M3 | 500 | 470 | KG
GWJ9262PV | I-FAST STATION 180KW 2XCCS2 + POS |  | 68000 | 1 | NR |  |  |  |  | INTERNAL USE | 0EM18G28H0434D6100 | 10 | 0EM | MOBILITY | 18G | E-MOBILITY | 28H | FAST DC | 1 | 1 | NR | 2.417 | M3 | 500 | 470 | KG
GWJ9262PX | I-FAST STATION 180KW 2XCCS2 + POS |  | 68000 | 1 | NR |  |  |  |  | INTERNAL USE | 0EM18G28H0434D6100 | 10 | 0EM | MOBILITY | 18G | E-MOBILITY | 28H | FAST DC | 1 | 1 | NR | 2.417 | M3 | 500 | 470 | KG
GWJ9262W | I-FAST STATION 180kW 2xCCS2 |  | 73300 | 1 | NR |  |  |  |  | INTERNAL USE | 0EM18G28H0434AW100 | 30 | 0EM | MOBILITY | 18G | E-MOBILITY | 28H | FAST DC | 1 | 1 | NR | 2.417 | M3 | 500 | 470 | KG
GWJ9262WV | I-FAST STATION 180KW 2XCCS2 |  | 66700 | 1 | NR |  |  |  |  | INTERNAL USE | 0EM18G28H0434AW100 | 10 | 0EM | MOBILITY | 18G | E-MOBILITY | 28H | FAST DC | 1 | 1 | NR | 2.417 | M3 | 500 | 470 | KG
GWJ9262WX | I-FAST STATION 180KW 2XCCS2 |  | 66700 | 1 | NR |  |  |  |  | INTERNAL USE | 0EM18G28H0434AW100 | 30 | 0EM | MOBILITY | 18G | E-MOBILITY | 28H | FAST DC | 1 | 1 | NR | 2.417 | M3 | 500 | 470 | KG
GWJ9263D | I-FAST STATION 180kW 1xCCS2+1xCHA E+P |  | 78900 | 1 | NR |  |  |  |  | INTERNAL USE | 0EM18G28H0434DO100 | 10 | 0EM | MOBILITY | 18G | E-MOBILITY | 28H | FAST DC | 1 | 1 | NR | 2.417 | M3 | 500 | 470 | KG
GWJ9263DX | I-FAST STATION 180KW 1XCCS2 + 1XCHA +E+P |  | 78900 | 1 | NR |  |  |  |  | INTERNAL USE | 0EM18G28H0434DO100 | 10 | 0EM | MOBILITY | 18G | E-MOBILITY | 28H | FAST DC | 1 | 1 | NR | 2.417 | M3 | 500 | 470 | KG
GWJ9263E | I-FAST STATION 180KW 1XCCS2 + 1XCHA + E |  | 77300 | 1 | NR |  |  |  |  | INTERNAL USE | 0EM18G28H0434DK100 | 30 | 0EM | MOBILITY | 18G | E-MOBILITY | 28H | FAST DC | 1 | 1 | NR | 1763010 | CCM | 390.607 | 390.581 | KG
GWJ9263EX | I-FAST STATION 180KW 1XCCS2 + 1XCHA + E |  | 77300 | 1 | NR |  |  |  |  | INTERNAL USE | 0EM18G28H0434DK100 | 30 | 0EM | MOBILITY | 18G | E-MOBILITY | 28H | FAST DC | 1 | 1 | NR | 1763010 | CCM | 390.607 | 390.581 | KG
GWJ9263F | I-FAST STATION 180kW 1xCCS2+1xCHA M+P |  | 69600 | 1 | NR |  |  |  |  | INTERNAL USE | 0EM18G28H0434DE100 | 10 | 0EM | MOBILITY | 18G | E-MOBILITY | 28H | FAST DC | 1 | 1 | NR | 2.417 | M3 | 500 | 470 | KG
GWJ9263FX | I-FAST STATION 180KW 1XCCS2 + 1XCHA +M+P |  | 69600 | 1 | NR |  |  |  |  | INTERNAL USE | 0EM18G28H0434DE100 | 10 | 0EM | MOBILITY | 18G | E-MOBILITY | 28H | FAST DC | 1 | 1 | NR | 2.417 | M3 | 500 | 470 | KG
GWJ9263M | I-FAST STATION 180kW 1xCCS2+1xCHA MID |  | 68000 | 1 | NR |  |  |  |  | INTERNAL USE | 0EM18G28H0434D2100 | 10 | 0EM | MOBILITY | 18G | E-MOBILITY | 28H | FAST DC | 1 | 1 | NR | 2.417 | M3 | 500 | 470 | KG
GWJ9263MX | I-FAST STATION 180KW 1XCCS2 + 1XCHA +MID |  | 68000 | 1 | NR |  |  |  |  | INTERNAL USE | 0EM18G28H0434D2100 | 10 | 0EM | MOBILITY | 18G | E-MOBILITY | 28H | FAST DC | 1 | 1 | NR | 2.417 | M3 | 500 | 470 | KG
GWJ9263P | I-FAST STATION 180kW 1xCCS2+1xCHA POS |  | 68000 | 1 | NR |  |  |  |  | INTERNAL USE | 0EM18G28H0434D8100 | 10 | 0EM | MOBILITY | 18G | E-MOBILITY | 28H | FAST DC | 1 | 1 | NR | 2.417 | M3 | 500 | 470 | KG
GWJ9263PX | I-FAST STATION 180KW 1XCCS2 + 1XCHA + P |  | 68000 | 1 | NR |  |  |  |  | INTERNAL USE | 0EM18G28H0434D8100 | 10 | 0EM | MOBILITY | 18G | E-MOBILITY | 28H | FAST DC | 1 | 1 | NR | 2.417 | M3 | 500 | 470 | KG
GWJ9263W | I-FAST STATION 180kW 1xCCS2+1xCHA |  | 66700 | 1 | NR |  |  |  |  | INTERNAL USE | 0EM18G28H0434AY100 | 30 | 0EM | MOBILITY | 18G | E-MOBILITY | 28H | FAST DC | 1 | 1 | NR | 2.417 | M3 | 500 | 470 | KG
GWJ9263WX | I-FAST STATION 180KW 1XCCS2 + 1XCHA |  | 66700 | 1 | NR |  |  |  |  | INTERNAL USE | 0EM18G28H0434AY100 | 30 | 0EM | MOBILITY | 18G | E-MOBILITY | 28H | FAST DC | 1 | 1 | NR | 2.417 | M3 | 500 | 470 | KG
GWJ9902 | I-FAST 30kW AC-DC POWER MODULE |  | 6670 | 1 | NR |  |  |  |  | INTERNAL USE | 0EM18G28H0454F2100 | 30 | 0EM | MOBILITY | 18G | E-MOBILITY | 28H | FAST DC | 1 | 1 | NR | 30800 | CCM | 23.676 | 22.676 | KG
GWJ9911 | I-FAST STATION 60kW CABLE SUPPORT |  | 3330 | 1 | NR |  |  |  |  | INTERNAL USE | 0EM18G28H0454F2100 | 30 | 0EM | MOBILITY | 18G | E-MOBILITY | 28H | FAST DC | 1 | 1 | NR | 1.763 | M3 | 40.035 | 32 | KG
GWJ9912 | I-FAST STATION CABLE SUPPORT 90KW |  | 3330 | 1 | NR |  |  |  |  | INTERNAL USE | 0EM18G28H0454F2100 | 30 | 0EM | MOBILITY | 18G | E-MOBILITY | 28H | FAST DC | 1 | 1 | NR | 266000 | CCM | 90 | 90 | KG
GWJ9921 | I-FAST STATION 60kW FLOOR FIXING PLATE |  | 222 | 1 | NR |  |  |  |  | INTERNAL USE | 0EM18G28H0454F2100 | 30 | 0EM | MOBILITY | 18G | E-MOBILITY | 28H | FAST DC | 1 | 1 | NR | 20520 | CCM | 5.02 | 4.4 | KG
GWJ9922 | I-FAST STATION FLOOR FIXING PLATE ?90KW |  | 289 | 1 | NR |  |  |  |  | INTERNAL USE | 0EM18G28H0454F2100 | 30 | 0EM | MOBILITY | 18G | E-MOBILITY | 28H | FAST DC | 1 | 1 | NR | 25550 | CCM | 9.707 | 8.446 | KG
GWJ9923 | I-FAST WB FLOOR INSTALLATION SUPPORT |  | 3110 | 1 | NR |  |  |  |  | INTERNAL USE | 0EM18G28H0454F2100 | 30 | 0EM | MOBILITY | 18G | E-MOBILITY | 28H | FAST DC | 0 | 1 | NR | 630000 | CCM | 61.37 | 61.37 | KG
GWJ5901 | CONN. ATTUATORE + KIT ALVEOLI A CRIMPARE | ZŁ. WYZW + ZEST. PĘCH ZORPR. | 21.1 | 1 | NR | 20.7 | 1 | NR | 1.932% | INTERNAL USE | 0EM18G32H0634KO100 | 30 | 0EM | MOBILITY | 18G | E-MOBILITY | 32H | JOINON ACCESSORIES | 1 | 20 | NR | 81 | CCM | 14.609 | 11.022 | G | 8034035031588 | 8034035031588 | 8034035434846 | 0
GWJ5002G | PRESA T2S 32A 3P ANTIV. LED INT. - IP55 | GNIAZDO T2S 32A 3P ANTIV. LED INT. IP55 | 399 | 1 | NR | 392 | 1 | NR | 1.786% | INTERNAL USE | 0EM18G32H0574IQ100 | 30 | 0EM | MOBILITY | 18G | E-MOBILITY | 32H | JOINON ACCESSORIES | 1 | 12 | NR | 6262.792 | CCM | 963.176 | 747.283 | G | 8034035024825 | 8034035024825 | 8034035431999 | 0
GWJ5001B | PRESA T2S 32A 1P ANTIV. - IP55 | GNIAZDO T2S 32A 1P ANTIV. - IP55 | 305 | 1 | NR | 300 | 1 | NR | 1.667% | INTERNAL USE | 0EM18G32H0574IK100 | 30 | 0EM | MOBILITY | 18G | E-MOBILITY | 32H | JOINON ACCESSORIES | 1 | 12 | NR | 6262.792 | CCM | 973.818 | 769.625 | G | 8034035024658 | 8034035024658 | 8034035431920 | 0
GWJ5003B | PRESA T2S S/BL 32A 1P ANTIV. - IP55 | GN.T2S S/BL. 32A 1P ANTIV. - IP55 | 305 | 1 | NR | 300 | 1 | NR | 1.667% | INTERNAL USE | 0EM18G32H0574IK100 | 30 | 0EM | MOBILITY | 18G | E-MOBILITY | 32H | JOINON ACCESSORIES | 1 | 12 | NR | 6262.792 | CCM | 970.558 | 766.365 | G | 8034035024672 | 8034035024672 | 8034035431944 | 0
GWJ5002B | PRESA T2S 32A 3P ANTIV. - IP55 | GNIAZDO T2S 32A 3P ANTIV. - IP55 | 315 | 1 | NR | 310 | 1 | NR | 1.613% | INTERNAL USE | 0EM18G32H0574IM100 | 30 | 0EM | MOBILITY | 18G | E-MOBILITY | 32H | JOINON ACCESSORIES | 1 | 12 | NR | 6262.792 | CCM | 953.77 | 737.877 | G | 8034035024665 | 8034035024665 | 8034035431937 | 0
GWJ5004B | PRESA T2S S/BL 32A 3P ANTIV. - IP55 | GN.T2S S/BL. 32A 3P ANTIV. - IP55 | 315 | 1 | NR | 310 | 1 | NR | 1.613% | INTERNAL USE | 0EM18G32H0574IM100 | 30 | 0EM | MOBILITY | 18G | E-MOBILITY | 32H | JOINON ACCESSORIES | 1 | 12 | NR | 6262.792 | CCM | 1.024 | 0.8 | KG | 8034035024689 | 8034035024689 | 8034035431951 | 0
GWJ5012B | PRESA T2S 32A 3P ANTIV.R.-IP55 | GNIAZDO T2S 32A 3P ANTIV.R. - IP55 | 315 | 1 | NR | 310 | 1 | NR | 1.613% | INTERNAL USE | 0EM18G32H0574IM100 | 30 | 0EM | MOBILITY | 18G | E-MOBILITY | 32H | JOINON ACCESSORIES | 1 | 12 | NR | 6262.792 | CCM | 1.035 | 0.797 | KG | 8034035069598 | 8034035069598 | 8034035451294 | 0
GWJ5001G | PRESA T2S 32A 1P ANTIV. LED INT. - IP55 | GNIAZDO T2S 32A 1P ANTIV. LED INT. IP55 | 389 | 1 | NR | 383 | 1 | NR | 1.567% | INTERNAL USE | 0EM18G32H0574IO100 | 30 | 0EM | MOBILITY | 18G | E-MOBILITY | 32H | JOINON ACCESSORIES | 1 | 12 | NR | 6262.792 | CCM | 1.003 | 0.787 | KG | 8034035024818 | 8034035024818 | 8034035431982 | 0
GWJ5114B | CONN.MOB.T2 22KW+CAVO 5M | ZŁ. MOB. T2 22kW + KABEL 5M | 211 | 1 | NR | 208 | 1 | NR | 1.442% | INTERNAL USE | 0EM18G32H0594J0100 | 30 | 0EM | MOBILITY | 18G | E-MOBILITY | 32H | JOINON ACCESSORIES | 1 | 1 | NR | 9607.5 | CCM | 3.381 | 2.566 | KG | 8034035078415 | 8034035078415 | 8034035078415 | 0
GW68875A | QMC63C EL.1 S.O. 3P+N+E 125A IP55 BLUE | QMC63C EL.1 GN. 3P+N+E 125A IP55 NIEB. | 7610 | 1 | NR | 6720 | 1 | NR | 13.24% | INTERNAL USE | 0EM26G32F6981MD100 | 30 | 0EM | MOBILITY | 26G | Q-MC | 32F | 68 Q-MC RANGE | 1 | 1 | NR | 278800 | CCM | 32.289 | 29.495 | KG | 8011564440982 | 8011564440982 | 8011564440982 | 0
GW68875A | QMC63C EL.1 PR 3P+N+T 125A IP55 AZ |  | 7610 | 1 | NR | 6720 | 1 | NR | 13.24% | INTERNAL USE | 0EM26G32F6981MD100 | 30 | 0EM | MOBILITY | 26G | Q-MC | 32F | 69 Q-MC RANGE | 1 | 1 | NR | 278800 | CCM | 32.289 | 29.495 | KG
GW68867A | QMC200B EL. - TERMINAL BLOCK DIR.INSERT. | QMC200B EL. - LISTW.PRZYŁ PODŁ. BEZPOŚ. | 19400 | 1 | NR | 17200 | 1 | NR | 12.79% | INTERNAL USE | 0EM26G32F6981MD100 | 30 | 0EM | MOBILITY | 26G | Q-MC | 32F | 68 Q-MC RANGE | 1 | 1 | NR | 820216 | CCM | 86.102 | 80.612 | KG | 8011564441637 | 8011564441637 | 8011564441637 | 0
GW68766 | TERM.BLOCK FOR QMC: CABLES UP TO 35 MMQ | LISTWA PRZYŁ.DO QMC: PRZEW. DO 35 MMQ | 144 | 1 | NR | 141 | 1 | NR | 2.128% | INTERNAL USE | 0EM26G32F7001MO100 | 30 | 0EM | MOBILITY | 26G | Q-MC | 32F | 68 Q-MC RANGE | 1 | 1 | NR | 8381 | CCM | 1.058 | 0.952 | KG | 8011564175815 | 8011564175815 | 8011564175815 | 85369010
GW68790 | LIGHTING KIT FOR QMC 16 / 63 | ZESTAW OŚWIETLENIOWY DO QMC 16 / 63 | 145 | 1 | NR | 142 | 1 | NR | 2.113% | INTERNAL USE | 0EM26G32F7001MK100 | 30 | 0EM | MOBILITY | 26G | Q-MC | 32F | 68 Q-MC RANGE | 1 | 1 | NR | 10749.375 | CCM | 1.225 | 0.895 | KG | 8011564195813 | 8011564195813 | 8011564195813 | 85389099
GW68713G | QMC63B UNWIRED GREEN | QMC63B NIEOKABLOWANY BIAŁY | 2010 | 1 | NR | 1970 | 1 | NR | 2.03% | INTERNAL USE | 0EM26G32F6991ME100 | 30 | 0EM | MOBILITY | 26G | Q-MC | 32F | 68 Q-MC RANGE | 1 | 1 | NR | 226975.5 | CCM | 13.099 | 10.983 | KG | 8011564898264 | 8011564898264 | 8011564898264 | 85381000
GW68751 | SINGLE TOWER KIT ILLUMINATION KIT 230V | ZESTAW POJ. WIEŻY ZESTAW OŚWIETLEN. 230V | 154 | 1 | NR | 151 | 1 | NR | 1.987% | INTERNAL USE | 0EM26G32F7001MK100 | 30 | 0EM | MOBILITY | 26G | Q-MC | 32F | 68 Q-MC RANGE | 1 | 4 | NR | 10762.5 | CCM | 1.718 | 1.546 | KG | 8011564127005 | 8011564127005 | 8011564506305 | 85389099
GW68858A | QMC63C 4 2P+E 16A 4+4 TV/RJ45 IP55 L.B. | QMC63C 4 2P+E 16A 4+4 TV/RJ45 IP55 J.N. | 2580 | 1 | NR | 2530 | 1 | NR | 1.976% | INTERNAL USE | 0EM26G32F6981MC100 | 30 | 0EM | MOBILITY | 26G | Q-MC | 32F | 68 Q-MC RANGE | 1 | 1 | NR | 278800 | CCM | 20 | 18 | KG | 8011564219564 | 8011564219564 | 8011564219564 | 85371098
GW68858W | QMC63C 4 2P+E 16A 4+4 TV/RJ45 IP55 WHITE | QMC63C 4 2P+E 16A 4+4 TV/RJ45 IP55 BIAŁY | 2580 | 1 | NR | 2530 | 1 | NR | 1.976% | INTERNAL USE | 0EM26G32F6981MC100 | 30 | 0EM | MOBILITY | 26G | Q-MC | 32F | 68 Q-MC RANGE | 1 | 1 | NR | 278800 | CCM | 16.317 | 16.312 | KG | 8011564219571 | 8011564219571 | 8011564219571 | 85371098
GW68990 | LIGHTING KIT LED FOR QMC 16 / 63 | ZESTAW OŚWIETLENIOWY LED DO QMC 16 / 63 | 208 | 1 | NR | 204 | 1 | NR | 1.961% | INTERNAL USE | 0EM26G32F7001MK100 | 30 | 0EM | MOBILITY | 26G | Q-MC | 32F | 68 Q-MC RANGE | 1 | 1 | NR | 10749.375 | CCM | 803.196 | 523.927 | G | 8011564834316 | 8011564834316 | 8011564834316 | 85389099
GW68736W | PANEL 1 F. M. 10° S. O. 125A IP67 WHITE | PANEL 1 PODTYNL 10° GN 125A IP67 BIAŁY | 31.6 | 1 | NR | 31 | 1 | NR | 1.935% | INTERNAL USE | 0EM26G32F7001MI100 | 30 | 0EM | MOBILITY | 26G | Q-MC | 32F | 68 Q-MC RANGE | 1 | 2 | NR | 19240 | CCM | 875.5 | 787.95 | G | 8011564220454 | 8011564220454 | 8011564572287 | 85389099
GW68741A | ENCLOSURE PANEL L. BLUE | PANEL OBUDOWY JASNONIEB. | 106 | 1 | NR | 104 | 1 | NR | 1.923% | INTERNAL USE | 0EM26G32F7001MI100 | 30 | 0EM | MOBILITY | 26G | Q-MC | 32F | 68 Q-MC RANGE | 1 | 2 | NR | 10687.5 | CCM | 1.109 | 0.998 | KG | 8011564220492 | 8011564220492 | 8011564572324 | 85389099
GW68741W | ENCLOSURE PANEL WHITE | PANEL OBUDOWY BIAŁY | 106 | 1 | NR | 104 | 1 | NR | 1.923% | INTERNAL USE | 0EM26G32F7001MI100 | 30 | 0EM | MOBILITY | 26G | Q-MC | 32F | 68 Q-MC RANGE | 1 | 2 | NR | 10687.5 | CCM | 1.1 | 0.834 | KG | 8011564220485 | 8011564220485 | 8011564572317 | 85389099
GW68931 | QMC63X VOID | QMC63X PUSTE | 2670 | 1 | NR | 2620 | 1 | NR | 1.908% | INTERNAL USE | 0EM26G32F6961MS100 | 30 | 0EM | MOBILITY | 26G | Q-MC | 32F | 68 Q-MC RANGE | 1 | 1 | NR | 226975.5 | CCM | 17.2 | 15.48 | KG | 8011564287808 | 8011564287808 | 8011564287808 | 85381000
GW68995 | CENTRAL MANAG. KIT Q-MC | ZESTAW ZARZ. CENTRALNEGO Q-MC | 4360 | 1 | NR | 4280 | 1 | NR | 1.869% | INTERNAL USE | 0EM26G32F7001MK100 | 30 | 0EM | MOBILITY | 26G | Q-MC | 32F | 68 Q-MC RANGE | 1 | 1 | NR | 7612.5 | CCM | 312.776 | 141.6 | G | 8011564441804 | 8011564441804 | 8011564441804 | 0
GW68749A | PANEL FOR 1 INTERL. V. S. O. 63A L. BLUE | PANEL DO 1 BLOK. GN.PION.63A JASNONIEB. | 49.5 | 1 | NR | 48.6 | 1 | NR | 1.852% | INTERNAL USE | 0EM26G32F7001MI100 | 30 | 0EM | MOBILITY | 26G | Q-MC | 32F | 68 Q-MC RANGE | 1 | 2 | NR | 5374.688 | CCM | 543.5 | 489.15 | G | 8011564219908 | 8011564219908 | 8011564572195 | 85389099
GW68749W | PANEL FOR 1 INTERL. V. S. O. 63A WHITE | PANEL DO 1 BLOK. GN.PION.63A BIAŁY | 49.5 | 1 | NR | 48.6 | 1 | NR | 1.852% | INTERNAL USE | 0EM26G32F7001MI100 | 30 | 0EM | MOBILITY | 26G | Q-MC | 32F | 68 Q-MC RANGE | 1 | 2 | NR | 5374.688 | CCM | 551 | 495.9 | G | 8011564219915 | 8011564219915 | 8011564572201 | 85389099
GW68792 | WATER KIT 2 SPHERICAL TAPS QMC 16 | ZESTAW HYDR. 2 ZAWORY KULOWE QMC 16 | 277 | 1 | NR | 272 | 1 | NR | 1.838% | INTERNAL USE | 0EM26G32F7001MK100 | 30 | 0EM | MOBILITY | 26G | Q-MC | 32F | 68 Q-MC RANGE | 1 | 1 | NR | 4998 | CCM | 1.417 | 1.248 | KG | 8011564195837 | 8011564195837 | 8011564195837 | 85389099
GW68881A | QMC16T ASC 7 S.O. 2P+E 16A IP55 L. BLUE | QMC16T ASC 7 GN. 2P+E 16A IP55 J.NIEB. | 2250 | 1 | NR | 2210 | 1 | NR | 1.81% | INTERNAL USE | 0EM26G32F6981MA100 | 30 | 0EM | MOBILITY | 26G | Q-MC | 32F | 68 Q-MC RANGE | 1 | 1 | NR | 157850 | CCM | 14.025 | 11.721 | KG | 8011564247215 | 8011564247215 | 8011564247215 | 85371098
GW68883A | QMC16T ASC 7 S.O. IP55 L. BLUE | QMC16T ASC 7 GN. IP55 JASNONIEB. | 2820 | 1 | NR | 2770 | 1 | NR | 1.805% | INTERNAL USE | 0EM26G32F6981MA100 | 30 | 0EM | MOBILITY | 26G | Q-MC | 32F | 68 Q-MC RANGE | 1 | 1 | NR | 157850 | CCM | 18 | 16.2 | KG | 8011564247239 | 8011564247239 | 8011564247239 | 85371098
GW68884A | QMC16T ASC 6 S.O. IP55 L. BLUE | QMC16T ASC 6 GN. IP55 JASNONIEB. | 2820 | 1 | NR | 2770 | 1 | NR | 1.805% | INTERNAL USE | 0EM26G32F6981MA100 | 30 | 0EM | MOBILITY | 26G | Q-MC | 32F | 68 Q-MC RANGE | 1 | 1 | NR | 157850 | CCM | 18.544 | 16.69 | KG | 8011564247246 | 8011564247246 | 8011564247246 | 85371098
GW68793 | WATER KIT 2 SPHERICAL TAPS QMC 63 | ZESTAW HYDR. 2 ZAWORY KULOWE QMC 63 | 283 | 1 | NR | 278 | 1 | NR | 1.799% | INTERNAL USE | 0EM26G32F7001MK100 | 30 | 0EM | MOBILITY | 26G | Q-MC | 32F | 68 Q-MC RANGE | 1 | 1 | NR | 4998 | CCM | 1.4 | 1.26 | KG | 8011564195844 | 8011564195844 | 8011564195844 | 85389099
GW68833A | QMC200B 8 2P+E 16A MTC 10A IP44 L. BLUE | QMC200B 8 2P+E 16A MTC 10A IP44 J.NIEB. | 4540 | 1 | NR | 4460 | 1 | NR | 1.794% | INTERNAL USE | 0EM26G32F6981MC100 | 30 | 0EM | MOBILITY | 26G | Q-MC | 32F | 68 Q-MC RANGE | 1 | 1 | NR | 820216 | CCM | 52.2 | 50 | KG | 8011564220102 | 8011564220102 | 8011564220102 | 85371098
GW68833W | QMC200B 8 2P+E 16A MTC 10A IP44 WHITE | QMC200B 8 2P+E 16A MTC 10A IP44 J.BIAŁ. | 4540 | 1 | NR | 4460 | 1 | NR | 1.794% | INTERNAL USE | 0EM26G32F6981MC100 | 30 | 0EM | MOBILITY | 26G | Q-MC | 32F | 68 Q-MC RANGE | 1 | 1 | NR | 820216 | CCM | 48.318 | 40.126 | KG | 8011564220119 | 8011564220119 | 8011564220119 | 85371098
GW68770 | QMC- COMPRESSED AIR KIT | QMC- ZESTAW SPRĘŻONEGO POWIETRZA | 286 | 1 | NR | 281 | 1 | NR | 1.779% | INTERNAL USE | 0EM26G32F7001MK100 | 30 | 0EM | MOBILITY | 26G | Q-MC | 32F | 68 Q-MC RANGE | 1 | 1 | NR | 1620 | CCM | 655.713 | 603.812 | G | 8011564764323 | 8011564764323 | 8011564764323 | 85389099
GW68762A | SUPPORT FOR FLEXIBLE TUBE L. BLUE | POKRYWA WĘŻA ELASTYCZN. JASNONIEB. | 63.5 | 1 | NR | 62.4 | 1 | NR | 1.763% | INTERNAL USE | 0EM26G32F7001MK100 | 30 | 0EM | MOBILITY | 26G | Q-MC | 32F | 68 Q-MC RANGE | 1 | 2 | NR | 23110.5 | CCM | 874 | 786.6 | G | 8011564220508 | 8011564220508 | 8011564572331 | 85389099
GW68762W | SUPPORT FOR FLEXIBLE TUBE WHITE | POKRYWA WĘŻA ELASTYCZN. BIAŁĄ | 63.5 | 1 | NR | 62.4 | 1 | NR | 1.763% | INTERNAL USE | 0EM26G32F7001MK100 | 30 | 0EM | MOBILITY | 26G | Q-MC | 32F | 68 Q-MC RANGE | 1 | 2 | NR | 23110.5 | CCM | 941 | 846.9 | G | 8011564220515 | 8011564220515 | 8011564572348 | 85389099
GW68799 | FAULT INDICATOR DEVICE QMC 16 / 63 | SYGNALIZATOR AWARII QMC 16 / 63 | 63.5 | 1 | NR | 62.4 | 1 | NR | 1.763% | INTERNAL USE | 0EM26G32F7001MK100 | 30 | 0EM | MOBILITY | 26G | Q-MC | 32F | 68 Q-MC RANGE | 1 | 1 | NR | 1617.13 | CCM | 120 | 108 | G | 8011564195905 | 8011564195905 | 8011564195905 | 85308000
GW68878A | QMC63C EL.4 S.O.2P+E 32A IP56 BLUE | QMC63C EL.4 GN.2P+E 32A IP56 NIEBIESKI | 8100 | 1 | NR | 7960 | 1 | NR | 1.759% | INTERNAL USE | 0EM26G32F6981MD100 | 30 | 0EM | MOBILITY | 26G | Q-MC | 32F | 68 Q-MC RANGE | 1 | 1 | NR | 278800 | CCM | 33.627 | 30.838 | KG | 8011564764378 | 8011564764378 | 8011564764378 | 0
GW68878W | QMC63C EL.4 S.O.2P+E 32A IP56 WHITE | QMC63C EL.4 GN.2P+E 32A IP56 BIAŁY | 8100 | 1 | NR | 7960 | 1 | NR | 1.759% | INTERNAL USE | 0EM26G32F6981MD100 | 30 | 0EM | MOBILITY | 26G | Q-MC | 32F | 68 Q-MC RANGE | 1 | 1 | NR | 278800 | CCM | 33.53 | 30.741 | KG | 8011564764385 | 8011564764385 | 8011564764385 | 0
GW68856A | QMC63C 4 2P+E COMB. 16A IP55 L. BLUE | QMC63C 4 2P+E ZEST. 16A IP55 JASNONIEB. | 2900 | 1 | NR | 2850 | 1 | NR | 1.754% | INTERNAL USE | 0EM26G32F6981MC100 | 30 | 0EM | MOBILITY | 26G | Q-MC | 32F | 68 Q-MC RANGE | 1 | 1 | NR | 355162.5 | CCM | 21.2 | 18.9 | KG | 8011564220690 | 8011564220690 | 8011564220690 | 85371098
GW68856W | QMC63C 4 2P+E COMBIBLOC 16A IP55 WHITE | QMC63C 4 2P+E ZEST.GN 16A IP55 BIAŁY | 2900 | 1 | NR | 2850 | 1 | NR | 1.754% | INTERNAL USE | 0EM26G32F6981MC100 | 30 | 0EM | MOBILITY | 26G | Q-MC | 32F | 68 Q-MC RANGE | 1 | 1 | NR | 355162.5 | CCM | 21.8 | 19.62 | KG | 8011564220683 | 8011564220683 | 8011564220683 | 85371098
GW68857A | QMC63C 8 S. O. 2P+E 16A IP55 L. BLUE | QMC63C 8 S. O. 2P+E 16A IP55 JASNONIEB. | 2900 | 1 | NR | 2850 | 1 | NR | 1.754% | INTERNAL USE | 0EM26G32F6981MC100 | 30 | 0EM | MOBILITY | 26G | Q-MC | 32F | 68 Q-MC RANGE | 1 | 1 | NR | 278800 | CCM | 21.4 | 18.594 | KG | 8011564219540 | 8011564219540 | 8011564219540 | 85371098
GW68857W | QMC63C 8 S. O. 2P+E 16A IP55 WHITE | QMC63C 8 S. O. 2P+E 16A IP55 BIAŁY | 2900 | 1 | NR | 2850 | 1 | NR | 1.754% | INTERNAL USE | 0EM26G32F6981MC100 | 30 | 0EM | MOBILITY | 26G | Q-MC | 32F | 68 Q-MC RANGE | 1 | 1 | NR | 278800 | CCM | 21.2 | 18.472 | KG | 8011564219557 | 8011564219557 | 8011564219557 | 85371098
GW68867W | QMC200B EL. - TERMINAL BLOCK DIR.INSERT. | QMC200B EL. - LISTW.PRZYŁ PODŁ. BEZPOŚ. | 17500 | 1 | NR | 17200 | 1 | NR | 1.744% | INTERNAL USE | 0EM26G32F6981MD100 | 30 | 0EM | MOBILITY | 26G | Q-MC | 32F | 68 Q-MC RANGE | 1 | 1 | NR | 820216 | CCM | 86.112 | 80.612 | KG | 8011564441644 | 8011564441644 | 8011564441644 | 0
GW68733W | PANEL FOR 3 INTERL. COMB. IP44/55 WHITE | PANEL DO 3 BLOK. ZEST. IP44/55 BIAŁY | 47.4 | 1 | NR | 46.6 | 1 | NR | 1.717% | INTERNAL USE | 0EM26G32F7001MI100 | 30 | 0EM | MOBILITY | 26G | Q-MC | 32F | 68 Q-MC RANGE | 1 | 2 | NR | 5619.25 | CCM | 867.5 | 780.75 | G | 8011564220423 | 8011564220423 | 8011564572256 | 85389099
GW68747A | PANEL 2 INTERL. COMB. IP44/55 L. BLUE | PANEL 2 BLOK. ZEST. IP44/55 JASNONIEB. | 47.4 | 1 | NR | 46.6 | 1 | NR | 1.717% | INTERNAL USE | 0EM26G32F7001MI100 | 30 | 0EM | MOBILITY | 26G | Q-MC | 32F | 68 Q-MC RANGE | 1 | 2 | NR | 5374.688 | CCM | 550 | 409.291 | G | 8011564219861 | 8011564219861 | 8011564572157 | 85389099
GW68747W | PANEL FOR 2 INTERL. COMB. IP44/55 WHITE | PANEL DO 2 BLOK. ZEST. IP44/55 BIAŁY | 47.4 | 1 | NR | 46.6 | 1 | NR | 1.717% | INTERNAL USE | 0EM26G32F7001MI100 | 30 | 0EM | MOBILITY | 26G | Q-MC | 32F | 68 Q-MC RANGE | 1 | 2 | NR | 5374.688 | CCM | 566.5 | 509.85 | G | 8011564219878 | 8011564219878 | 8011564572164 | 85389099
GW68874A | QMC63C EL.2 S.O. 3P+N+E 63A IP55 BLUE | QMC63C EL.2 GN. 3P+N+E 63A IP55 NIEB. | 7130 | 1 | NR | 7010 | 1 | NR | 1.712% | INTERNAL USE | 0EM26G32F6981MD100 | 30 | 0EM | MOBILITY | 26G | Q-MC | 32F | 68 Q-MC RANGE | 1 | 1 | NR | 278800 | CCM | 32.154 | 29.448 | KG | 8011564440944 | 8011564440944 | 8011564440944 | 0
GW68874W | QMC63C EL.2 S.O. 3P+N+E 63A IP55 WH | QMC63C EL.2 GN. 3P+N+E 63A IP55 BIAŁY | 7130 | 1 | NR | 7010 | 1 | NR | 1.712% | INTERNAL USE | 0EM26G32F6981MD100 | 30 | 0EM | MOBILITY | 26G | Q-MC | 32F | 68 Q-MC RANGE | 1 | 1 | NR | 278800 | CCM | 33.605 | 30.898 | KG | 8011564440968 | 8011564440968 | 8011564440968 | 0
GW68763 | PLUMBING KIT 2 SPHERICAL TAPS | ZESTAW HYDRAUL. 2 ZAWORY KULOWE | 298 | 1 | NR | 293 | 1 | NR | 1.706% | INTERNAL USE | 0EM26G32F7001MK100 | 30 | 0EM | MOBILITY | 26G | Q-MC | 32F | 68 Q-MC RANGE | 1 | 1 | NR | 11238.5 | CCM | 1.86 | 1.674 | KG | 8011564176713 | 8011564176713 | 8011564176713 | 85389099
GW68714A | QMC63C UNWIRED FOR CAMPSITE L. BLUE | QMC63C NIEOKABL.SŁUPEK JASNONIEB. | 2390 | 1 | NR | 2350 | 1 | NR | 1.702% | INTERNAL USE | 0EM26G32F6991ME100 | 30 | 0EM | MOBILITY | 26G | Q-MC | 32F | 68 Q-MC RANGE | 1 | 1 | NR | 278800 | CCM | 16.4 | 14.448 | KG | 8011564219731 | 8011564219731 | 8011564219731 | 85381000
GW68714W | QMC63C UNWIRED FOR CAMPSITE WHITE | QMC63C NIEOKABL.SŁUPEK BIAŁY | 2390 | 1 | NR | 2350 | 1 | NR | 1.702% | INTERNAL USE | 0EM26G32F6991ME100 | 30 | 0EM | MOBILITY | 26G | Q-MC | 32F | 68 Q-MC RANGE | 1 | 1 | NR | 278800 | CCM | 16.134 | 12.634 | KG | 8011564219755 | 8011564219755 | 8011564219755 | 85381000
GW68701A | QMC16B UNWIRED D. SIDED L. BLUE | QMC16B NIEOKABL.DWUSTRONNY JASNONIEB. | 1800 | 1 | NR | 1770 | 1 | NR | 1.695% | INTERNAL USE | 0EM26G32F6991ME100 | 30 | 0EM | MOBILITY | 26G | Q-MC | 32F | 68 Q-MC RANGE | 1 | 1 | NR | 146625 | CCM | 9.192 | 8.273 | KG | 8011564219649 | 8011564219649 | 8011564219649 | 85381000
GW68701W | QMC16B UNWIRED S. SIDED WHITE | QMC16B NIEOKABL.JEDNOSTRONNY BIAŁY | 1800 | 1 | NR | 1770 | 1 | NR | 1.695% | INTERNAL USE | 0EM26G32F6991ME100 | 30 | 0EM | MOBILITY | 26G | Q-MC | 32F | 68 Q-MC RANGE | 1 | 1 | NR | 146625 | CCM | 8.746 | 7.871 | KG | 8011564219663 | 8011564219663 | 8011564219663 | 85381000
GW68711A | QMC16B UNWIRED D. SIDED L. BLUE | QMC16B NIEOKABL.DWUSTRONNY JASNONIEB. | 1800 | 1 | NR | 1770 | 1 | NR | 1.695% | INTERNAL USE | 0EM26G32F6991ME100 | 30 | 0EM | MOBILITY | 26G | Q-MC | 32F | 68 Q-MC RANGE | 1 | 1 | NR | 146625 | CCM | 8.72 | 7.848 | KG | 8011564219670 | 8011564219670 | 8011564219670 | 85381000
GW68711W | QMC16B UNWIRED D. SIDED WHITE | QMC16B NIEOKABL.DWUSTRONNY BIAŁY | 1800 | 1 | NR | 1770 | 1 | NR | 1.695% | INTERNAL USE | 0EM26G32F6991ME100 | 30 | 0EM | MOBILITY | 26G | Q-MC | 32F | 68 Q-MC RANGE | 1 | 1 | NR | 146625 | CCM | 8.555 | 7.7 | KG | 8011564219687 | 8011564219687 | 8011564219687 | 85381000
GW68785 | WT. SOCKET 125A 3P+E 400V AUX. CONT. | BI. GNIAZ. 125A 3P+E 400V AUX. CIĄGŁ. | 180 | 1 | NR | 177 | 1 | NR | 1.695% | INTERNAL USE | 0EM26G32F7001MN100 | 30 | 0EM | MOBILITY | 26G | Q-MC | 32F | 68 Q-MC RANGE | 1 | 1 | NR | 8381 | CCM | 1.35 | 1.215 | KG | 8011564177048 | 8011564177048 | 8011564177048 | 85366990
GW68832A | QMC200B 6 2P+E 16A MTC 10A IP44 L. BLUE | QMC200B 6 2P+E 16A MTC 10A IP44 J.NIEB. | 4210 | 1 | NR | 4140 | 1 | NR | 1.691% | INTERNAL USE | 0EM26G32F6981MC100 | 30 | 0EM | MOBILITY | 26G | Q-MC | 32F | 68 Q-MC RANGE | 1 | 1 | NR | 820216 | CCM | 46.5 | 41.85 | KG | 8011564220089 | 8011564220089 | 8011564220089 | 85371098
GW68832W | QMC200B 6 2P+E 16A MTC 10A IP44 WHITE | QMC200B 6 2P+E 16A MTC 10A IP44 J.BIAŁ. | 4210 | 1 | NR | 4140 | 1 | NR | 1.691% | INTERNAL USE | 0EM26G32F6981MC100 | 30 | 0EM | MOBILITY | 26G | Q-MC | 32F | 68 Q-MC RANGE | 1 | 1 | NR | 820216 | CCM | 50.4 | 45.36 | KG | 8011564220096 | 8011564220096 | 8011564220096 | 85371098
GW68745G | PANNEL FOR 2 INTERL. V. IP55 GREEN | PANEL DO 2 BLOK. PION. IP55 ZIELONY | 48.3 | 1 | NR | 47.5 | 1 | NR | 1.684% | INTERNAL USE | 0EM26G32F7001MI100 | 30 | 0EM | MOBILITY | 26G | Q-MC | 32F | 68 Q-MC RANGE | 1 | 2 | NR | 5374.688 | CCM | 519.184 | 376.372 | G | 8011564898271 | 8011564898271 | 8011564919815 | 85389099
GW68781 | FIXING PLATE FLOATING PIER MARTINI | MOCOWANIE PŁYT POMOST. PŁYWAJĄC. MARTINI | 242 | 1 | NR | 238 | 1 | NR | 1.681% | INTERNAL USE | 0EM26G32F7001MK100 | 30 | 0EM | MOBILITY | 26G | Q-MC | 32F | 68 Q-MC RANGE | 1 | 1 | NR | 13585 | CCM | 3.306 | 3.006 | KG | 8011564227217 | 8011564227217 | 8011564227217 | 85389099
GW68782 | FIXING PLATE FLOATING PIER INGEMAR | MOCOWANIE PŁYT POMOST. PŁYWAJĄC. INGEMAR | 242 | 1 | NR | 238 | 1 | NR | 1.681% | INTERNAL USE | 0EM26G32F7001MK100 | 30 | 0EM | MOBILITY | 26G | Q-MC | 32F | 68 Q-MC RANGE | 1 | 1 | NR | 26235 | CCM | 2.887 | 2.598 | KG | 8011564227224 | 8011564227224 | 8011564227224 | 85389099
GW68796 | PLATE FIXING KIT FOR LANDING STAGE | ZESTAW MOC. PŁYT DO PODESTU SCHODÓW | 242 | 1 | NR | 238 | 1 | NR | 1.681% | INTERNAL USE | 0EM26G32F7001MK100 | 30 | 0EM | MOBILITY | 26G | Q-MC | 32F | 68 Q-MC RANGE | 1 | 1 | NR | 19095 | CCM | 1.384 | 1.245 | KG | 8011564195875 | 8011564195875 | 8011564195875 | 94059900
GW68791 | EMERG. ILLUMINATION KIT M 230V QMC16/63 | ZESTAW OŚWIET. AWAR. M 230V QMC16/63 | 606 | 1 | NR | 596 | 1 | NR | 1.678% | INTERNAL USE | 0EM26G32F7001MK100 | 30 | 0EM | MOBILITY | 26G | Q-MC | 32F | 68 Q-MC RANGE | 1 | 1 | NR | 10749.375 | CCM | 1.476 | 1.328 | KG | 8011564195820 | 8011564195820 | 8011564195820 | 85389099
GW68776 | SECURITY KEY FOR QMC 16 / 63 | KLUCZ ZABEZPIECZAJĄCY DO QMC 16/63 | 42.5 | 1 | NR | 41.8 | 1 | NR | 1.675% | INTERNAL USE | 0EM26G32F7001MM100 | 30 | 0EM | MOBILITY | 26G | Q-MC | 32F | 68 Q-MC RANGE | 1 | 5 | NR | 324 | CCM | 42.2 | 32.94 | G | 8011564212619 | 8011564212619 | 8011564565746 | 85389099
GW68715A | QMC125B UNWIRED S. SIDED L. BLUE | QMC125B NIEOKABL.JEDNOSTRONNY JASNONIEB. | 2430 | 1 | NR | 2390 | 1 | NR | 1.674% | INTERNAL USE | 0EM26G32F6991ME100 | 30 | 0EM | MOBILITY | 26G | Q-MC | 32F | 68 Q-MC RANGE | 1 | 1 | NR | 465460 | CCM | 27.4 | 24.66 | KG | 8011564220041 | 8011564220041 | 8011564220041 | 85381000
GW68715W | QMC125B UNWIRED S. SIDED WHITE | QMC125B NIEOKABL.JEDNOSTRONNY BIAŁY | 2430 | 1 | NR | 2390 | 1 | NR | 1.674% | INTERNAL USE | 0EM26G32F6991ME100 | 30 | 0EM | MOBILITY | 26G | Q-MC | 32F | 68 Q-MC RANGE | 1 | 1 | NR | 465460 | CCM | 27.4 | 24.66 | KG | 8011564220058 | 8011564220058 | 8011564220058 | 85381000
GW68737A | BLANK PANEL L. BLUE | LITY PANEL JASNONIEB. | 30.4 | 1 | NR | 29.9 | 1 | NR | 1.672% | INTERNAL USE | 0EM26G32F7001MI100 | 30 | 0EM | MOBILITY | 26G | Q-MC | 32F | 68 Q-MC RANGE | 1 | 2 | NR | 10687.5 | CCM | 834 | 750.6 | G | 8011564220461 | 8011564220461 | 8011564572294 | 85389099
GW68737W | BLANK PANEL WHITE | LITY PANEL BIAŁY | 30.4 | 1 | NR | 29.9 | 1 | NR | 1.672% | INTERNAL USE | 0EM26G32F7001MI100 | 30 | 0EM | MOBILITY | 26G | Q-MC | 32F | 68 Q-MC RANGE | 1 | 2 | NR | 10687.5 | CCM | 841.5 | 757.35 | G | 8011564220478 | 8011564220478 | 8011564572300 | 85389099
GW68750A | BLANK PANEL L. BLUE | LITY PANEL JASNONIEB. | 30.4 | 1 | NR | 29.9 | 1 | NR | 1.672% | INTERNAL USE | 0EM26G32F7001MI100 | 30 | 0EM | MOBILITY | 26G | Q-MC | 32F | 68 Q-MC RANGE | 1 | 2 | NR | 5374.688 | CCM | 513.5 | 462.15 | G | 8011564219922 | 8011564219922 | 8011564572218 | 85389099
GW68750W | BLANK PANEL WHITE | LITY PANEL BIAŁY | 30.4 | 1 | NR | 29.9 | 1 | NR | 1.672% | INTERNAL USE | 0EM26G32F7001MI100 | 30 | 0EM | MOBILITY | 26G | Q-MC | 32F | 68 Q-MC RANGE | 1 | 2 | NR | 5374.688 | CCM | 480.5 | 432.45 | G | 8011564219939 | 8011564219939 | 8011564572225 | 85389099
GW68905 | QMC63X WIRED 6 S 2P+E | QMC63X OKABLOWANY 6 S 2P+E | 3650 | 1 | NR | 3590 | 1 | NR | 1.671% | INTERNAL USE | 0EM26G32F6961MS100 | 30 | 0EM | MOBILITY | 26G | Q-MC | 32F | 68 Q-MC RANGE | 1 | 1 | NR | 226975.5 | CCM | 22.5 | 20.854 | KG | 8011564287778 | 8011564287778 | 8011564287778 | 85371098
GW68901 | QMC63X WIRED 4 IL S 2P+E 16A 4 TAPS | QMC63X OKABLOW. 4 IL S 2P+E 16A 4 KRANY | 4260 | 1 | NR | 4190 | 1 | NR | 1.671% | INTERNAL USE | 0EM26G32F6961MS100 | 30 | 0EM | MOBILITY | 26G | Q-MC | 32F | 68 Q-MC RANGE | 1 | 1 | NR | 226975.5 | CCM | 24.5 | 22.05 | KG | 8011564287723 | 8011564287723 | 8011564287723 | 85371098
GW68735W | PANEL FOR 2 INTERL. V. S. O. 63A WHITE | PANEL DO 2 BLOK. GN.PION.63A BIAŁY | 48.7 | 1 | NR | 47.9 | 1 | NR | 1.67% | INTERNAL USE | 0EM26G32F7001MI100 | 30 | 0EM | MOBILITY | 26G | Q-MC | 32F | 68 Q-MC RANGE | 1 | 2 | NR | 5619.25 | CCM | 727 | 654.3 | G | 8011564220447 | 8011564220447 | 8011564572270 | 85389099
GW68750G | BLANK PANEL GREEN | LITY PANEL ZIELONY | 30.5 | 1 | NR | 30 | 1 | NR | 1.667% | INTERNAL USE | 0EM26G32F7001MI100 | 30 | 0EM | MOBILITY | 26G | Q-MC | 32F | 68 Q-MC RANGE | 1 | 2 | NR | 5374.688 | CCM | 1 | 1 | G | 8011564898295 | 8011564898295 | 8011564919839 | 85389099
GW68841A | QMC16B 2 S. O. 2P+E 16A IP55 L. BLUE | QMC16B 2 GN. 2P+E 16A IP55 JASNONIEB. | 2460 | 1 | NR | 2420 | 1 | NR | 1.653% | INTERNAL USE | 0EM26G32F6981MA100 | 30 | 0EM | MOBILITY | 26G | Q-MC | 32F | 68 Q-MC RANGE | 1 | 1 | NR | 146625 | CCM | 13.322 | 11.5 | KG | 8011564219328 | 8011564219328 | 8011564219328 | 85371098
GW68841W | QMC16B 2 S. O. 2P+E 16A IP55 WHITE | QMC16B 2 GN. 2P+E 16A IP55 BIAŁE | 2460 | 1 | NR | 2420 | 1 | NR | 1.653% | INTERNAL USE | 0EM26G32F6981MA100 | 30 | 0EM | MOBILITY | 26G | Q-MC | 32F | 68 Q-MC RANGE | 1 | 1 | NR | 146625 | CCM | 13.2 | 11.88 | KG | 8011564219373 | 8011564219373 | 8011564219373 | 85371098
GW68842A | QMC16B 1 2P+E 16A / 2 DOM. IP55 L. BLUE | QMC16B 1 2P+E 16A / 2 DOM. IP55 JASNONIEB. | 2460 | 1 | NR | 2420 | 1 | NR | 1.653% | INTERNAL USE | 0EM26G32F6981MA100 | 30 | 0EM | MOBILITY | 26G | Q-MC | 32F | 68 Q-MC RANGE | 1 | 1 | NR | 146625 | CCM | 13.22 | 11.898 | KG | 8011564219359 | 8011564219359 | 8011564219359 | 85371098
GW68842W | QMC16B 1 2P+E 16A / 2 DOM. IP55 WHITE | QMC16B 1 2P+E 16A / 2 DOM. IP55 BIAŁY | 2460 | 1 | NR | 2420 | 1 | NR | 1.653% | INTERNAL USE | 0EM26G32F6981MA100 | 30 | 0EM | MOBILITY | 26G | Q-MC | 32F | 68 Q-MC RANGE | 1 | 1 | NR | 146625 | CCM | 13.2 | 11.88 | KG | 8011564219366 | 8011564219366 | 8011564219366 | 85371098
GW68855G | QMC63B 4 SOC. ITA/DE IP55 GREEN | QMC63B 4 GN. WŁ/NIEM IP55 ZIELONY | 2460 | 1 | NR | 2420 | 1 | NR | 1.653% | INTERNAL USE | 0EM26G32F6981MC100 | 30 | 0EM | MOBILITY | 26G | Q-MC | 32F | 68 Q-MC RANGE | 1 | 1 | NR | 226975.5 | CCM | 16 | 14.732 | KG | 8011564898301 | 8011564898301 | 8011564898301 | 85381000
GW68794 | WATER KIT 4 SPHERICAL TAPS QMC 63 | ZESTAW HYDR. 4 ZAWORY KULOWE QMC 63 | 494 | 1 | NR | 486 | 1 | NR | 1.646% | INTERNAL USE | 0EM26G32F7001MK100 | 30 | 0EM | MOBILITY | 26G | Q-MC | 32F | 68 Q-MC RANGE | 1 | 4 | NR | 5343.75 | CCM | 2.296 | 2.066 | KG | 8011564195851 | 8011564195851 | 8011564195851 | 85389099
GW68868A | QMC200B ELEC.S-OUT 3P+N+E 250A IP55 L.BL | QMC200B ELEKT.GN 3P+N+E 250A IP55 J.NIEB | 24700 | 1 | NR | 24300 | 1 | NR | 1.646% | INTERNAL USE | 0EM26G32F6981MD100 | 30 | 0EM | MOBILITY | 26G | Q-MC | 32F | 68 Q-MC RANGE | 1 | 1 | NR | 820216 | CCM | 71.995 | 66.173 | KG | 8011564815018 | 8011564815018 | 8011564815018 | 0
GW68868W | QMC200B ELEC.S-OUT 3P+N+E 250A IP55 WH. | QMC200B ELEKT.GN 3P+N+E 250A IP55 BIAŁY | 24700 | 1 | NR | 24300 | 1 | NR | 1.646% | INTERNAL USE | 0EM26G32F6981MD100 | 30 | 0EM | MOBILITY | 26G | Q-MC | 32F | 68 Q-MC RANGE | 1 | 1 | NR | 820216 | CCM | 71.795 | 65.973 | KG | 8011564815025 | 8011564815025 | 8011564815025 | 0
GW68764 | PLUMBING KIT 2 SPHERICAL TAPS AND METERS | ZESTAW HYDR. 2 ZAWORY KULOWE I MIERNIKI | 557 | 1 | NR | 548 | 1 | NR | 1.642% | INTERNAL USE | 0EM26G32F7001MK100 | 30 | 0EM | MOBILITY | 26G | Q-MC | 32F | 68 Q-MC RANGE | 1 | 1 | NR | 28200 | CCM | 2.952 | 2.657 | KG | 8011564176720 | 8011564176720 | 8011564176720 | 85389099
GW68992 | QMC TRASPONDER KEY | KLUCZ TRANSPONDERA QMC | 49.6 | 1 | NR | 48.8 | 1 | NR | 1.639% | INTERNAL USE | 0EM26G32F7001MK100 | 30 | 0EM | MOBILITY | 26G | Q-MC | 32F | 68 Q-MC RANGE | 1 | 10 | NR | 162 | CCM | 11.1 | 9.99 | G | 8011564438767 | 8011564438767 | 8011564666320 | 85389099
GW68875W | QMC63C EL.1 S.O. 3P+N+E 125A IP55 WH | QMC63C EL.1 GN. 3P+N+E 125A IP55 BIAŁY | 6830 | 1 | NR | 6720 | 1 | NR | 1.637% | INTERNAL USE | 0EM26G32F6981MD100 | 30 | 0EM | MOBILITY | 26G | Q-MC | 32F | 68 Q-MC RANGE | 1 | 1 | NR | 278800 | CCM | 33.759 | 31.053 | KG | 8011564440920 | 8011564440920 | 8011564440920 | 0
GW68734W | PANEL WITH 6 COVERS 85X75 WHITE | PANEL Z 6 POKRYWAMI 85X75 BIAŁY | 49.8 | 1 | NR | 49 | 1 | NR | 1.633% | INTERNAL USE | 0EM26G32F7001MI100 | 30 | 0EM | MOBILITY | 26G | Q-MC | 32F | 68 Q-MC RANGE | 1 | 2 | NR | 5619.25 | CCM | 765 | 626.894 | G | 8011564220430 | 8011564220430 | 8011564572263 | 85389099
GW68748A | PANEL WITH 4 COVERS 85x75 L. BLUE | PANEL Z 4 POKRYWAMI 85X75 JASNONIEB. | 49.8 | 1 | NR | 49 | 1 | NR | 1.633% | INTERNAL USE | 0EM26G32F7001MI100 | 30 | 0EM | MOBILITY | 26G | Q-MC | 32F | 68 Q-MC RANGE | 1 | 2 | NR | 5374.688 | CCM | 578.5 | 520.65 | G | 8011564219885 | 8011564219885 | 8011564572171 | 85389099
GW68748G | PANNEL WITH 4 COCERS 85X75 GREEN | PANEL Z 4 POKRYWAMI 85X75 ZIELONY | 49.8 | 1 | NR | 49 | 1 | NR | 1.633% | INTERNAL USE | 0EM26G32F7001MI100 | 30 | 0EM | MOBILITY | 26G | Q-MC | 32F | 68 Q-MC RANGE | 1 | 2 | NR | 5374.688 | CCM | 1 | 1 | G | 8011564898288 | 8011564898288 | 8011564919822 | 85389099
GW68748W | PANEL WITH 4 COVERS 85x75 WHITE | PANEL Z 4 POKRYWAMI 85X75 BIAŁY | 49.8 | 1 | NR | 49 | 1 | NR | 1.633% | INTERNAL USE | 0EM26G32F7001MI100 | 30 | 0EM | MOBILITY | 26G | Q-MC | 32F | 68 Q-MC RANGE | 1 | 2 | NR | 5374.688 | CCM | 542.5 | 488.25 | G | 8011564219892 | 8011564219892 | 8011564572188 | 85389099
GW68876A | QMC63C EL.4 S.O.2P+E 16A IP56 BLUE | QMC63C EL.4 GN.2P+E 16A IP56 NIEBIESKI | 7500 | 1 | NR | 7380 | 1 | NR | 1.626% | INTERNAL USE | 0EM26G32F6981MD100 | 30 | 0EM | MOBILITY | 26G | Q-MC | 32F | 68 Q-MC RANGE | 1 | 1 | NR | 278800 | CCM | 31.968 | 29.179 | KG | 8011564764330 | 8011564764330 | 8011564764330 | 0
GW68876W | QMC63C EL.4 S.O.2P+E 16A IP56 WHITE | QMC63C EL.4 GN.2P+E 16A IP56 BIAŁY | 7500 | 1 | NR | 7380 | 1 | NR | 1.626% | INTERNAL USE | 0EM26G32F6981MD100 | 30 | 0EM | MOBILITY | 26G | Q-MC | 32F | 68 Q-MC RANGE | 1 | 1 | NR | 278800 | CCM | 31.871 | 29.082 | KG | 8011564764347 | 8011564764347 | 8011564764347 | 0
GW68717A | QMC200B UNWIRED D. SIDED L. BLUE | QMC200B NIEOKABL.DWUSTRONNY JASNONIEB. | 3130 | 1 | NR | 3080 | 1 | NR | 1.623% | INTERNAL USE | 0EM26G32F6991ME100 | 30 | 0EM | MOBILITY | 26G | Q-MC | 32F | 68 Q-MC RANGE | 1 | 1 | NR | 820216 | CCM | 42.2 | 37.193 | KG | 8011564220348 | 8011564220348 | 8011564220348 | 85381000
GW68717W | QMC200B UNWIRED D. SIDED WHITE | QMC200B NIEOKABL.DWUSTRONNY BIAŁY | 3130 | 1 | NR | 3080 | 1 | NR | 1.623% | INTERNAL USE | 0EM26G32F6991ME100 | 30 | 0EM | MOBILITY | 26G | Q-MC | 32F | 68 Q-MC RANGE | 1 | 1 | NR | 820216 | CCM | 42.4 | 38.16 | KG | 8011564220355 | 8011564220355 | 8011564220355 | 85381000
GW68851A | QMC63B 4 S. O. 2P+E 16A IP55 L. BLUE | QMC63B 4 GN. 2P+E 16A IP55 JASNONIEB. | 3130 | 1 | NR | 3080 | 1 | NR | 1.623% | INTERNAL USE | 0EM26G32F6981MC100 | 30 | 0EM | MOBILITY | 26G | Q-MC | 32F | 68 Q-MC RANGE | 1 | 1 | NR | 226975.5 | CCM | 20.2 | 17.8 | KG | 8011564219427 | 8011564219427 | 8011564219427 | 85371098
GW68851W | QMC63B 4 S. O. 2P+E 16A IP55 WHITE | QMC63B 4 GN. 2P+E 16A IP55 BIAŁY | 3130 | 1 | NR | 3080 | 1 | NR | 1.623% | INTERNAL USE | 0EM26G32F6981MC100 | 30 | 0EM | MOBILITY | 26G | Q-MC | 32F | 68 Q-MC RANGE | 1 | 1 | NR | 226975.5 | CCM | 20 | 19.401 | KG | 8011564219434 | 8011564219434 | 8011564219434 | 85371098
GW68852A | QMC63B 2 2P+E 16A 2 2P+E 32A IP55 L.B. | QMC63B 2 2P+E 16A 2 2P+E 32A IP55 JN. | 3130 | 1 | NR | 3080 | 1 | NR | 1.623% | INTERNAL USE | 0EM26G32F6981MC100 | 30 | 0EM | MOBILITY | 26G | Q-MC | 32F | 68 Q-MC RANGE | 1 | 1 | NR | 226975.5 | CCM | 20.4 | 18.36 | KG | 8011564219441 | 8011564219441 | 8011564219441 | 85371098
GW68852W | QMC63B 2 2P+E 16A 2 2P+E 32A IP55 WHITE | QMC63B 2 2P+E 16A 2 2P+E 32A IP55 BIAŁY | 3130 | 1 | NR | 3080 | 1 | NR | 1.623% | INTERNAL USE | 0EM26G32F6981MC100 | 30 | 0EM | MOBILITY | 26G | Q-MC | 32F | 68 Q-MC RANGE | 1 | 1 | NR | 226975.5 | CCM | 20.4 | 18.36 | KG | 8011564219458 | 8011564219458 | 8011564219458 | 85371098
GW68800 | 70mmq TERMINAL STRIP | LISTWA PRZYŁĄCZENIOWA 70mmq | 188 | 1 | NR | 185 | 1 | NR | 1.622% | INTERNAL USE | 0EM26G32F7001MO100 | 30 | 0EM | MOBILITY | 26G | Q-MC | 32F | 68 Q-MC RANGE | 1 | 1 | NR | 4998 | CCM | 1.435 | 1.292 | KG | 8011564287822 | 8011564287822 | 8011564287822 | 85369010
GW68752 | EMERG. ILLUMIN. KIT M 230V QMC125/200 | ZEST. OŚWIET. AWAR. M 230V QMC125/200 | 628 | 1 | NR | 618 | 1 | NR | 1.618% | INTERNAL USE | 0EM26G32F7001MK100 | 30 | 0EM | MOBILITY | 26G | Q-MC | 32F | 68 Q-MC RANGE | 1 | 1 | NR | 26173.875 | CCM | 3.263 | 2.937 | KG | 8011564126817 | 8011564126817 | 8011564126817 | 85389099
GW68998 | ACCESS CONTROL Q-MC | KONTROLA DOSTĘPU Q-MC | 691 | 1 | NR | 680 | 1 | NR | 1.618% | INTERNAL USE | 0EM26G32F7001MK100 | 30 | 0EM | MOBILITY | 26G | Q-MC | 32F | 68 Q-MC RANGE | 1 | 1 | NR | 2240.48 | CCM | 1.613 | 1.048 | KG | 8011564759817 | 8011564759817 | 8011564759817 | 0
GW68795 | QMC- SELF-ADHESIVE PROTECTION KIT | QMC - ZESTAW ZABEZPIECZAJĄCY SAMOPRZYL. | 37.7 | 1 | NR | 37.1 | 1 | NR | 1.617% | INTERNAL USE | 0EM26G32F7001MK100 | 30 | 0EM | MOBILITY | 26G | Q-MC | 32F | 68 Q-MC RANGE | 1 | 10 | NR | 453.15 | CCM | 64.2 | 57.78 | G | 8011564195868 | 8011564195868 | 8011564551282 | 85389099
GW68902 | QMC63X WIRED 2 IL S 2P+E 2 TRI/4 TAPS | QMC63X OKABLOW.2 IL S 2P+E 2 TRI/4 KRANY | 4410 | 1 | NR | 4340 | 1 | NR | 1.613% | INTERNAL USE | 0EM26G32F6961MS100 | 30 | 0EM | MOBILITY | 26G | Q-MC | 32F | 68 Q-MC RANGE | 1 | 1 | NR | 226975.5 | CCM | 26.647 | 24.362 | KG | 8011564287730 | 8011564287730 | 8011564287730 | 85371098
GW68903 | QMC63X WIRED 2 ILS 2P+E 2 TRI 32/ 4 TAPS | QMC63X OKABL.2 ILS 2P+E 2 TRI 32/4 KRANY | 4410 | 1 | NR | 4340 | 1 | NR | 1.613% | INTERNAL USE | 0EM26G32F6961MS100 | 30 | 0EM | MOBILITY | 26G | Q-MC | 32F | 68 Q-MC RANGE | 1 | 1 | NR | 226975.5 | CCM | 27.655 | 25.37 | KG | 8011564287747 | 8011564287747 | 8011564287747 | 85371098
GW68877A | QMC63C EL.3 S.O.2P+E 16A 1PR.5P 16A BLUE | QMC63C EL.3 GN.2P+E 16A 1PR.5P 16A NIEB. | 8200 | 1 | NR | 8070 | 1 | NR | 1.611% | INTERNAL USE | 0EM26G32F6981MD100 | 30 | 0EM | MOBILITY | 26G | Q-MC | 32F | 68 Q-MC RANGE | 1 | 1 | NR | 278800 | CCM | 33.563 | 30.774 | KG | 8011564764354 | 8011564764354 | 8011564764354 | 0
GW68877W | QMC63C EL.3 S.O.2P+E 16A 1PR.5P 16A WH. | QMC63C EL.3 GN.2P+E 16A 1PR.5P 16A BIAŁY | 8200 | 1 | NR | 8070 | 1 | NR | 1.611% | INTERNAL USE | 0EM26G32F6981MD100 | 30 | 0EM | MOBILITY | 26G | Q-MC | 32F | 68 Q-MC RANGE | 1 | 1 | NR | 278800 | CCM | 33.466 | 30.677 | KG | 8011564764361 | 8011564764361 | 8011564764361 | 0
GW68778 | SAFETY SWITCH FOR INOX QMC | PRZEŁĄCZNIK BEZPIECZEŃSTWA DO INOX QMC | 44.3 | 1 | NR | 43.6 | 1 | NR | 1.606% | INTERNAL USE | 0EM26G32F6961MS100 | 30 | 0EM | MOBILITY | 26G | Q-MC | 32F | 68 Q-MC RANGE | 1 | 5 | NR | 324 | CCM | 43.089 | 29.76 | G | 8011564287815 | 8011564287815 | 8011564631212 | 85389099
GW68788 | TERM. BLOCK 3P+N+E CABLES UP TO 16MMQ | LISTWA PRZYŁĄCZ.3P+N+E PRZEWOD.DO 16MMQ | 127 | 1 | NR | 125 | 1 | NR | 1.6% | INTERNAL USE | 0EM26G32F7001MO100 | 30 | 0EM | MOBILITY | 26G | Q-MC | 32F | 68 Q-MC RANGE | 1 | 1 | NR | 4998 | CCM | 783 | 704.7 | G | 8011564195790 | 8011564195790 | 8011564195790 | 85369010
GW68716A | QMC63C 2+1M 2 DOORS - BLUE | QMC63C 2+1M 2 DRZWI - NIEBIESKI | 3180 | 1 | NR | 3130 | 1 | NR | 1.597% | INTERNAL USE | 0EM26G32F6991ME100 | 30 | 0EM | MOBILITY | 26G | Q-MC | 32F | 68 Q-MC RANGE | 1 | 1 | NR | 278800 | CCM | 17 | 15.3 | KG | 8011564764613 | 8011564764613 | 8011564764613 | 85381000
GW68716W | QMC63C 2+1M 2 DOORS - WHITE | QMC63C 2+1M 2 DRZWI - BIAŁY | 3180 | 1 | NR | 3130 | 1 | NR | 1.597% | INTERNAL USE | 0EM26G32F6991ME100 | 30 | 0EM | MOBILITY | 26G | Q-MC | 32F | 68 Q-MC RANGE | 1 | 1 | NR | 278800 | CCM | 17 | 15.3 | KG | 8011564764620 | 8011564764620 | 8011564764620 | 85381000
GW68732W | PANEL FOR 4 INTERL. H. S. O. IP44 WHITE | PANEL DO 4 BLOK. GN.POZI.IP44 BIAŁY | 50.9 | 1 | NR | 50.1 | 1 | NR | 1.597% | INTERNAL USE | 0EM26G32F7001MI100 | 30 | 0EM | MOBILITY | 26G | Q-MC | 32F | 68 Q-MC RANGE | 1 | 2 | NR | 5619.25 | CCM | 700 | 630 | G | 8011564220416 | 8011564220416 | 8011564572249 | 85389099
GW68746A | PANEL FOR 2 INTERL. H. IP44 L. BLUE | PANEL DO 2 BLOK. PION. IP44 JASNONIEB. | 50.9 | 1 | NR | 50.1 | 1 | NR | 1.597% | INTERNAL USE | 0EM26G32F7001MI100 | 30 | 0EM | MOBILITY | 26G | Q-MC | 32F | 68 Q-MC RANGE | 1 | 2 | NR | 5374.688 | CCM | 534 | 480.6 | G | 8011564219847 | 8011564219847 | 8011564572133 | 85389099
GW68746W | PANEL FOR 2 INTERL. H. S. O. IP44 WHITE | PANEL DO 2 BLOK. GN.POZI.IP44 BIAŁY | 50.9 | 1 | NR | 50.1 | 1 | NR | 1.597% | INTERNAL USE | 0EM26G32F7001MI100 | 30 | 0EM | MOBILITY | 26G | Q-MC | 32F | 68 Q-MC RANGE | 1 | 2 | NR | 5374.688 | CCM | 491.179 | 347.361 | G | 8011564219854 | 8011564219854 | 8011564572140 | 85389099
GW68801A | QMC125B 4 S. O. 2P+E 16A IP44 L. BLUE | QMC125B 4 GN. 2P+E 16A IP44 JASNONIEB. | 3840 | 1 | NR | 3780 | 1 | NR | 1.587% | INTERNAL USE | 0EM26G32F6981MA100 | 30 | 0EM | MOBILITY | 26G | Q-MC | 32F | 68 Q-MC RANGE | 1 | 1 | NR | 465460 | CCM | 35.2 | 31.68 | KG | 8011564219946 | 8011564219946 | 8011564219946 | 85371098
GW68801W | QMC125B 4 S. O. 2P+E 16A IP44 WHITE | QMC125B 4 GN. 2P+E 16A IP44 BIAŁE | 3840 | 1 | NR | 3780 | 1 | NR | 1.587% | INTERNAL USE | 0EM26G32F6981MA100 | 30 | 0EM | MOBILITY | 26G | Q-MC | 32F | 68 Q-MC RANGE | 1 | 1 | NR | 465460 | CCM | 36 | 32.4 | KG | 8011564219953 | 8011564219953 | 8011564219953 | 85371098
GW68802A | QMC125B 2 2P+E 16A 2 3P+N+E 16A IP44 L.B | QMC125B 2 2P+E 16A 2 3P+N+E 16A IP44 JN | 3840 | 1 | NR | 3780 | 1 | NR | 1.587% | INTERNAL USE | 0EM26G32F6981MA100 | 30 | 0EM | MOBILITY | 26G | Q-MC | 32F | 68 Q-MC RANGE | 1 | 1 | NR | 465460 | CCM | 36.8 | 33.12 | KG | 8011564219960 | 8011564219960 | 8011564219960 | 85371098
GW68802W | QMC125B 2 2P+E 16A 2 3P+N+E 16A IP44 WH. | QMC125B 2 2P+E 16A 2 3P+N+E 16A IP44 BI | 3840 | 1 | NR | 3780 | 1 | NR | 1.587% | INTERNAL USE | 0EM26G32F6981MA100 | 30 | 0EM | MOBILITY | 26G | Q-MC | 32F | 68 Q-MC RANGE | 1 | 1 | NR | 465460 | CCM | 33.5 | 30.15 | KG | 8011564219977 | 8011564219977 | 8011564219977 | 85371098
GW68803A | QMC125B 1 2P+E 16A 2 3P+N+E 32A IP55 L.B | QMC125B 1 2P+E 16A 2 3P+N+E 32A IP55 JN | 3840 | 1 | NR | 3780 | 1 | NR | 1.587% | INTERNAL USE | 0EM26G32F6981MA100 | 30 | 0EM | MOBILITY | 26G | Q-MC | 32F | 68 Q-MC RANGE | 1 | 1 | NR | 465460 | CCM | 37 | 33.3 | KG | 8011564219984 | 8011564219984 | 8011564219984 | 85371098
GW68803W | QMC125B 1 2P+E 16A 2 3P+N+E 32A IP55 WH. | QMC125B 1 2P+E 16A 2 3P+N+E 32A IP55 BI | 3840 | 1 | NR | 3780 | 1 | NR | 1.587% | INTERNAL USE | 0EM26G32F6981MA100 | 30 | 0EM | MOBILITY | 26G | Q-MC | 32F | 68 Q-MC RANGE | 1 | 1 | NR | 465460 | CCM | 36 | 32.4 | KG | 8011564219991 | 8011564219991 | 8011564219991 | 85371098
GW68831A | QMC200B 4 2P+E 16A MTC 10A IP44 L. BLUE | QMC200B 4 2P+E 16A MTC 10A IP44 J.NIEB. | 3840 | 1 | NR | 3780 | 1 | NR | 1.587% | INTERNAL USE | 0EM26G32F6981MC100 | 30 | 0EM | MOBILITY | 26G | Q-MC | 32F | 68 Q-MC RANGE | 1 | 1 | NR | 820216 | CCM | 50.836 | 50.836 | KG | 8011564220065 | 8011564220065 | 8011564220065 | 85371098
GW68831W | QMC200B 4 2P+E 16A MTC 10A IP44 WHITE | QMC200B 4 2P+E 16A MTC 10A IP44 J.BIAŁ. | 3840 | 1 | NR | 3780 | 1 | NR | 1.587% | INTERNAL USE | 0EM26G32F6981MC100 | 30 | 0EM | MOBILITY | 26G | Q-MC | 32F | 68 Q-MC RANGE | 1 | 1 | NR | 820216 | CCM | 48.8 | 41.819 | KG | 8011564220072 | 8011564220072 | 8011564220072 | 85371098
GW68994 | USB/RS485 CONVERTER | KONWERTER USB/RS485 | 385 | 1 | NR | 379 | 1 | NR | 1.583% | INTERNAL USE | 0EM26G32F7001MK100 | 30 | 0EM | MOBILITY | 26G | Q-MC | 32F | 68 Q-MC RANGE | 1 | 1 | NR | 7612.5 | CCM | 489.75 | 256.001 | G | 8011564438750 | 8011564438750 | 8011564438750 | 0
GW68758 | BLANK DOOR SECURITY KEY | ZAMEK DO DRZWI Z KLUCZEM | 32.1 | 1 | NR | 31.6 | 1 | NR | 1.582% | INTERNAL USE | 0EM26G32F7001MM100 | 30 | 0EM | MOBILITY | 26G | Q-MC | 32F | 68 Q-MC RANGE | 1 | 5 | NR | 324 | CCM | 44.6 | 40.14 | G | 8011564127050 | 8011564127050 | 8011564506343 | 85389099
GW68765 | TERM.BLOCK FOR QMC: CABLES UP TO 16 MMQ | LISTWA PRZYŁ.DO QMC: PRZEW. DO 16 MMQ | 129 | 1 | NR | 127 | 1 | NR | 1.575% | INTERNAL USE | 0EM26G32F7001MO100 | 30 | 0EM | MOBILITY | 26G | Q-MC | 32F | 68 Q-MC RANGE | 1 | 1 | NR | 3861 | CCM | 670 | 603 | G | 8011564175853 | 8011564175853 | 8011564175853 | 85369010
GW68904 | QMC63X WIRED 2 TRI 63 ILS / 2 TAPS | QMC63X OKABL. 2 TRI 63 ILS / 2 KRANY | 5220 | 1 | NR | 5140 | 1 | NR | 1.556% | INTERNAL USE | 0EM26G32F6961MS100 | 30 | 0EM | MOBILITY | 26G | Q-MC | 32F | 68 Q-MC RANGE | 1 | 1 | NR | 226975.5 | CCM | 27.653 | 25.368 | KG | 8011564287761 | 8011564287761 | 8011564287761 | 85371098
GW68769 | TERM.BLOCK FOR QMC: CABLES UP TO 185 MMQ | LISTWA PRZYŁ.DO QMC: PRZEW. DO 185 MMQ | 329 | 1 | NR | 324 | 1 | NR | 1.543% | INTERNAL USE | 0EM26G32F7001MO100 | 30 | 0EM | MOBILITY | 26G | Q-MC | 32F | 68 Q-MC RANGE | 1 | 1 | NR | 8381 | CCM | 2.408 | 2.167 | KG | 8011564175846 | 8011564175846 | 8011564175846 | 85369010
GW68786 | WT. SOCKET 125A 3P+N+E 400V AUX. CONT. | BI. GNIAZDO 125A 3P+N+E 400V AUX. CIĄGŁ. | 198 | 1 | NR | 195 | 1 | NR | 1.538% | INTERNAL USE | 0EM26G32F7001MN100 | 30 | 0EM | MOBILITY | 26G | Q-MC | 32F | 68 Q-MC RANGE | 1 | 1 | NR | 8381 | CCM | 1.527 | 1.336 | KG | 8011564177055 | 8011564177055 | 8011564177055 | 85366990
GW68753 | PLUMBING KIT 4 SPHERICAL TAPS | ZESTAW HYDRAUL. 4 ZAWORY KULOWE | 530 | 1 | NR | 522 | 1 | NR | 1.533% | INTERNAL USE | 0EM26G32F7001MK100 | 30 | 0EM | MOBILITY | 26G | Q-MC | 32F | 68 Q-MC RANGE | 1 | 2 | NR | 13086.938 | CCM | 2.653 | 2.387 | KG | 8011564127012 | 8011564127012 | 8011564127012 | 85389099
GW68713A | QMC63B UNWIRED L. BLUE | QMC63B NIEOKABLOWANY JASNONIEB | 1990 | 1 | NR | 1960 | 1 | NR | 1.531% | INTERNAL USE | 0EM26G32F6991ME100 | 30 | 0EM | MOBILITY | 26G | Q-MC | 32F | 68 Q-MC RANGE | 1 | 1 | NR | 226975.5 | CCM | 12.906 | 12.6 | KG | 8011564219717 | 8011564219717 | 8011564219717 | 85381000
GW68713W | QMC63B UNWIRED WHITE | QMC63B NIEOKABLOWANY BIAŁY | 1990 | 1 | NR | 1960 | 1 | NR | 1.531% | INTERNAL USE | 0EM26G32F6991ME100 | 30 | 0EM | MOBILITY | 26G | Q-MC | 32F | 68 Q-MC RANGE | 1 | 1 | NR | 226975.5 | CCM | 12.987 | 11.688 | KG | 8011564219724 | 8011564219724 | 8011564219724 | 85381000
GW68767 | TERM.BLOCK FOR QMC: CABLES UP TO 70 MMQ | LISTWA PRZYŁ.DO QMC: PRZEW. DO 70 MMQ | 203 | 1 | NR | 200 | 1 | NR | 1.5% | INTERNAL USE | 0EM26G32F7001MO100 | 30 | 0EM | MOBILITY | 26G | Q-MC | 32F | 68 Q-MC RANGE | 1 | 1 | NR | 8381 | CCM | 1.172 | 1.049 | KG | 8011564175822 | 8011564175822 | 8011564175822 | 85369010
GW68731W | PANEL FOR 3 INTERL. V. S. O. IP55 WHITE | PANEL DO 3 BLOK. GN.PION.IP55 BIAŁY | 48.5 | 1 | NR | 47.8 | 1 | NR | 1.464% | INTERNAL USE | 0EM26G32F7001MI100 | 30 | 0EM | MOBILITY | 26G | Q-MC | 32F | 68 Q-MC RANGE | 1 | 2 | NR | 5619.25 | CCM | 715 | 643.5 | G | 8011564220409 | 8011564220409 | 8011564572232 | 85389099
GW68745A | PANEL FOR 2 INTERL. V. IP55 L. BLUE | PANEL DO 2 BLOK. PION. IP55 JASNONIEB. | 48.5 | 1 | NR | 47.8 | 1 | NR | 1.464% | INTERNAL USE | 0EM26G32F7001MI100 | 30 | 0EM | MOBILITY | 26G | Q-MC | 32F | 68 Q-MC RANGE | 1 | 2 | NR | 5374.688 | CCM | 538.5 | 484.65 | G | 8011564219823 | 8011564219823 | 8011564572119 | 85389099
GW68745W | PANEL FOR 2 INTERL. V. S. O. IP55 WHITE | PANEL DO 2 BLOK. GN.PION.IP55 BIAŁY | 48.5 | 1 | NR | 47.8 | 1 | NR | 1.464% | INTERNAL USE | 0EM26G32F7001MI100 | 30 | 0EM | MOBILITY | 26G | Q-MC | 32F | 68 Q-MC RANGE | 1 | 2 | NR | 5374.688 | CCM | 529 | 476.1 | G | 8011564219830 | 8011564219830 | 8011564572126 | 85389099
GW68991 | CONSOLLE PROGRAM.TRASPONDER KEY | KLUCZ TRANSPONDERA PROGRAM. KONSOL. | 1010 | 1 | NR | 996 | 1 | NR | 1.406% | INTERNAL USE | 0EM26G32F7001MK100 | 30 | 0EM | MOBILITY | 26G | Q-MC | 32F | 68 Q-MC RANGE | 1 | 1 | NR | 4998 | CCM | 1.025 | 0.923 | KG | 8011564436305 | 8011564436305 | 8011564436305 | 0
GW68789 | TERM. BLOCK 3P+N+E CABLES UP TO 35MMQ | LISTWA PRZYŁĄCZ.3P+N+E PRZEWOD.DO 35MMQ | 146 | 1 | NR | 144 | 1 | NR | 1.389% | INTERNAL USE | 0EM26G32F7001MO100 | 30 | 0EM | MOBILITY | 26G | Q-MC | 32F | 68 Q-MC RANGE | 1 | 1 | NR | 4998 | CCM | 1.314 | 1.245 | KG | 8011564195806 | 8011564195806 | 8011564195806 | 85369010
GW68846A | QMC16T 6 2P+E 16A / 2 DOM. IP55 L. BLUE | QMC16T 6 2P+E 16A / 2 DOM. IP55 JASNONIEB. | 2220 | 1 | NR | 2190 | 1 | NR | 1.37% | INTERNAL USE | 0EM26G32F6981MA100 | 30 | 0EM | MOBILITY | 26G | Q-MC | 32F | 68 Q-MC RANGE | 1 | 1 | NR | 157850 | CCM | 15.006 | 12.281 | KG | 8011564219335 | 8011564219335 | 8011564219335 | 85371098
GW68846W | QMC16T 6 2P+E 16A / 2 DOM. IP55 WHITE | QMC16T 6 2P+E 16A / 2 DOM. IP55 BIAŁY | 2220 | 1 | NR | 2190 | 1 | NR | 1.37% | INTERNAL USE | 0EM26G32F6981MA100 | 30 | 0EM | MOBILITY | 26G | Q-MC | 32F | 68 Q-MC RANGE | 1 | 1 | NR | 157850 | CCM | 14.8 | 13.438 | KG | 8011564219342 | 8011564219342 | 8011564219342 | 85371098
GW68847A | QMC16T 2 2P+E 16A 1 3P+E 2 DO. IP55 L.B. | QMC16T 2 2P+E 16A 1 3P+E 2 DO. IP55 J.N. | 2220 | 1 | NR | 2190 | 1 | NR | 1.37% | INTERNAL USE | 0EM26G32F6981MA100 | 30 | 0EM | MOBILITY | 26G | Q-MC | 32F | 68 Q-MC RANGE | 1 | 1 | NR | 157850 | CCM | 15.652 | 13.306 | KG | 8011564219380 | 8011564219380 | 8011564219380 | 85371098
GW68847W | QMC16T 2 2P+E 16A 1 3P+E 2 DOM. IP55 WH. | QMC16T 2 2P+E 16A 1 3P+E 2 DOM. IP55 BI. | 2220 | 1 | NR | 2190 | 1 | NR | 1.37% | INTERNAL USE | 0EM26G32F6981MA100 | 30 | 0EM | MOBILITY | 26G | Q-MC | 32F | 68 Q-MC RANGE | 1 | 1 | NR | 157850 | CCM | 15.4 | 14.948 | KG | 8011564219397 | 8011564219397 | 8011564219397 | 85371098
GW68712A | QMC16T UNWIRED CONVEYABLE L. BLUE | QMC16T NIEOKABL.PRZENOŚNY JASNONIEB. | 1490 | 1 | NR | 1470 | 1 | NR | 1.361% | INTERNAL USE | 0EM26G32F6991ME100 | 30 | 0EM | MOBILITY | 26G | Q-MC | 32F | 68 Q-MC RANGE | 1 | 1 | NR | 157850 | CCM | 8.796 | 7.916 | KG | 8011564219694 | 8011564219694 | 8011564219694 | 85381000
GW68712W | QMC16T UNWIRED CONVEYABLE WHITE | QMC16T NIEOKABL.PRZENOŚNY BIAŁY | 1490 | 1 | NR | 1470 | 1 | NR | 1.361% | INTERNAL USE | 0EM26G32F6991ME100 | 30 | 0EM | MOBILITY | 26G | Q-MC | 32F | 68 Q-MC RANGE | 1 | 1 | NR | 157850 | CCM | 8.616 | 7.754 | KG | 8011564219700 | 8011564219700 | 8011564219700 | 85381000
GW68761 | PLATE FIXING KIT FOR CONCRETE | ZESTAW MOC. PŁYT DO BETONU | 239 | 1 | NR | 236 | 1 | NR | 1.271% | INTERNAL USE | 0EM26G32F7001MK100 | 30 | 0EM | MOBILITY | 26G | Q-MC | 32F | 68 Q-MC RANGE | 1 | 1 | NR | 40800 | CCM | 2.291 | 2.061 | KG | 8011564126527 | 8011564126527 | 8011564126527 | 94059900
GW68768 | TERM.BLOCK FOR QMC: CABLES UP TO 120 MMQ | LISTWA PRZYŁ.DO QMC: PRZEW. DO 120 MMQ | 239 | 1 | NR | 236 | 1 | NR | 1.271% | INTERNAL USE | 0EM26G32F7001MO100 | 30 | 0EM | MOBILITY | 26G | Q-MC | 32F | 68 Q-MC RANGE | 1 | 1 | NR | 8381 | CCM | 1.673 | 1.423 | KG | 8011564175839 | 8011564175839 | 8011564175839 | 85369010
GW10501 | SYMBOL FOR SIG DEVICE - TRANSPARENT | SYMBOL DO SYGNALIZATORA - PRZEŹROCZYSTY | 1.7 | 1 | NR | 1.65 | 1 | NR | 3.03% | OFFICIAL | 1DM03G01F1512A0100 | 30 | 1DM | BUILDING | 03G | CHORUSMART DOM.RANG. | 01F | BASIC CHORUSMART | 20 | 240 | NR | 6.738 | CCM | 0.733 | 0.525 | G | 8011564262010 | 8011564608016 | 8011564608023 | 85389099
GW10502 | SYMBOL FOR SIG DEVICE - LIGHT | SYMBOL DO SYGNALIZATORA - ŚWIATŁO | 1.7 | 1 | NR | 1.65 | 1 | NR | 3.03% | OFFICIAL | 1DM03G01F1512A0100 | 30 | 1DM | BUILDING | 03G | CHORUSMART DOM.RANG. | 01F | BASIC CHORUSMART | 20 | 240 | NR | 6.738 | CCM | 0.733 | 0.525 | G | 8011564262027 | 8011564608030 | 8011564608047 | 85389099
GW10503 | SYMBOL FOR SIG DEVICE - STAIR LIGHT | SYMBOL DO SYGNALIZ. - ŚWIATŁO NA SCHODY | 1.7 | 1 | NR | 1.65 | 1 | NR | 3.03% | OFFICIAL | 1DM03G01F1512A0100 | 30 | 1DM | BUILDING | 03G | CHORUSMART DOM.RANG. | 01F | BASIC CHORUSMART | 20 | 240 | NR | 6.738 | CCM | 0.708 | 0.637 | G | 8011564262034 | 8011564608054 | 8011564608061 | 85389099
GW10504 | SYMBOL FOR SIG DEVICE - TABLE LIGHT | SYMBOL DO SYGNALIZ. - LAMPA STOŁOWA | 1.7 | 1 | NR | 1.65 | 1 | NR | 3.03% | OFFICIAL | 1DM03G01F1512A0100 | 30 | 1DM | BUILDING | 03G | CHORUSMART DOM.RANG. | 01F | BASIC CHORUSMART | 20 | 240 | NR | 6.738 | CCM | 0.713 | 0.535 | G | 8011564262041 | 8011564608092 | 8011564608108 | 85389099
GW10505 | SYMBOL FOR SIG DEVICE - BELL | SYMBOL DO SYGNALIZATORA - DZWONEK | 1.7 | 1 | NR | 1.65 | 1 | NR | 3.03% | OFFICIAL | 1DM03G01F1512A0100 | 30 | 1DM | BUILDING | 03G | CHORUSMART DOM.RANG. | 01F | BASIC CHORUSMART | 20 | 240 | NR | 6.738 | CCM | 0.733 | 0.525 | G | 8011564262058 | 8011564608115 | 8011564608122 | 85389099
GW10506 | SYMBOL FOR SIG DEVICE - FAN | SYMBOL DO SYGNALIZATORA - WENTYLATOR | 1.7 | 1 | NR | 1.65 | 1 | NR | 3.03% | OFFICIAL | 1DM03G01F1512A0100 | 30 | 1DM | BUILDING | 03G | CHORUSMART DOM.RANG. | 01F | BASIC CHORUSMART | 20 | 240 | NR | 6.738 | CCM | 0.733 | 0.525 | G | 8011564262065 | 8011564608139 | 8011564608146 | 85389099
GW10507 | SYMBOL FOR SIG DEVICE - KEY | SYMBOL DO SYGNALIZATORA - KLUCZ | 1.7 | 1 | NR | 1.65 | 1 | NR | 3.03% | OFFICIAL | 1DM03G01F1512A0100 | 30 | 1DM | BUILDING | 03G | CHORUSMART DOM.RANG. | 01F | BASIC CHORUSMART | 20 | 240 | NR | 6.738 | CCM | 0.733 | 0.525 | G | 8011564262072 | 8011564608153 | 8011564608160 | 85389099
GW10508 | SYMBOL FOR SIG DEVICE - ALARM | SYMBOL DO SYGNALIZATORA - ALARM | 1.7 | 1 | NR | 1.65 | 1 | NR | 3.03% | OFFICIAL | 1DM03G01F1512A0100 | 30 | 1DM | BUILDING | 03G | CHORUSMART DOM.RANG. | 01F | BASIC CHORUSMART | 20 | 240 | NR | 6.738 | CCM | 0.733 | 0.525 | G | 8011564262089 | 8011564608177 | 8011564608184 | 85389099
GW10509 | SYMBOL FOR SIG DEVICE - ON | SYMBOL DO SYGNALIZATORA - WŁĄCZONY | 1.7 | 1 | NR | 1.65 | 1 | NR | 3.03% | OFFICIAL | 1DM03G01F1512A0100 | 30 | 1DM | BUILDING | 03G | CHORUSMART DOM.RANG. | 01F | BASIC CHORUSMART | 20 | 240 | NR | 6.738 | CCM | 0.713 | 0.535 | G | 8011564262096 | 8011564608191 | 8011564608207 | 85389099
GW10510 | SYMBOL FOR SIG DEVICE - OFF | SYMBOL DO SYGNALIZATORA - WYŁĄCZONY | 1.7 | 1 | NR | 1.65 | 1 | NR | 3.03% | OFFICIAL | 1DM03G01F1512A0100 | 30 | 1DM | BUILDING | 03G | CHORUSMART DOM.RANG. | 01F | BASIC CHORUSMART | 20 | 240 | NR | 6.738 | CCM | 0.738 | 0.535 | G | 8011564262102 | 8011564608214 | 8011564608221 | 85389099
GW10511 | SYMBOL FOR SIG DEVICE - NURSE | SYMBOL DO SYGNALIZATORA - PIELĘGNIARKA | 1.7 | 1 | NR | 1.65 | 1 | NR | 3.03% | OFFICIAL | 1DM03G01F1512A0100 | 30 | 1DM | BUILDING | 03G | CHORUSMART DOM.RANG. | 01F | BASIC CHORUSMART | 20 | 240 | NR | 6.738 | CCM | 0.733 | 0.525 | G | 8011564262119 | 8011564608238 | 8011564608245 | 85389099
GW10512 | SYMBOL FOR SIG DEVICE - WAITRESS | SYMBOL DO SYGNALIZATORA - KELNERKA | 1.7 | 1 | NR | 1.65 | 1 | NR | 3.03% | OFFICIAL | 1DM03G01F1512A0100 | 30 | 1DM | BUILDING | 03G | CHORUSMART DOM.RANG. | 01F | BASIC CHORUSMART | 20 | 240 | NR | 6.738 | CCM | 0.733 | 0.525 | G | 8011564262126 | 8011564608252 | 8011564608269 | 85389099
GW10513 | SYMBOL FOR SIG DEVICE - DIMMER INCREASE | SYMBOL DO SYGNALIZ. - ŚCIEMNIACZ ZWIĘK. | 1.7 | 1 | NR | 1.65 | 1 | NR | 3.03% | OFFICIAL | 1DM03G01F1512A0100 | 30 | 1DM | BUILDING | 03G | CHORUSMART DOM.RANG. | 01F | BASIC CHORUSMART | 20 | 240 | NR | 6.738 | CCM | 0.733 | 0.525 | G | 8011564262133 | 8011564608276 | 8011564608283 | 85389099
GW10514 | SYMBOL FOR SIG DEVICE - DIMMER DECREASE | SYMBOL DO SYGNALIZ. - ŚCIEMNIACZ ZMNIEJ. | 1.7 | 1 | NR | 1.65 | 1 | NR | 3.03% | OFFICIAL | 1DM03G01F1512A0100 | 30 | 1DM | BUILDING | 03G | CHORUSMART DOM.RANG. | 01F | BASIC CHORUSMART | 20 | 240 | NR | 6.738 | CCM | 0.733 | 0.525 | G | 8011564262140 | 8011564608290 | 8011564608306 | 85389099
GW10515 | SYMBOL FOR SIG DEVICE - ARROW UP | SYMBOL DO SYGNALIZ. - STRZAŁKA W GÓRĘ | 1.7 | 1 | NR | 1.65 | 1 | NR | 3.03% | OFFICIAL | 1DM03G01F1512A0100 | 30 | 1DM | BUILDING | 03G | CHORUSMART DOM.RANG. | 01F | BASIC CHORUSMART | 20 | 240 | NR | 6.738 | CCM | 0.733 | 0.525 | G | 8011564262157 | 8011564608313 | 8011564608320 | 85389099
GW10516 | SYMBOL FOR SIG DEVICE - ARROW DOWN | SYMBOL DO SYGNALIZ. - STRZAŁKA W DÓŁ | 1.7 | 1 | NR | 1.65 | 1 | NR | 3.03% | OFFICIAL | 1DM03G01F1512A0100 | 30 | 1DM | BUILDING | 03G | CHORUSMART DOM.RANG. | 01F | BASIC CHORUSMART | 20 | 240 | NR | 6.738 | CCM | 0.717 | 0.645 | G | 8011564276871 | 8011564625327 | 8011564625334 | 85389099
GW10517 | SYMBOL FOR SIG DEVICE - ARROW UP-DOWN | SYMBOL DO SYGNALIZ. - STRZAŁKA GÓRA/DÓŁ | 1.7 | 1 | NR | 1.65 | 1 | NR | 3.03% | OFFICIAL | 1DM03G01F1512A0100 | 30 | 1DM | BUILDING | 03G | CHORUSMART DOM.RANG. | 01F | BASIC CHORUSMART | 20 | 240 | NR | 6.738 | CCM | 0.708 | 0.638 | G | 8011564276888 | 8011564625341 | 8011564625358 | 85389099
GW10518 | SYMBOL FOR SIG DEVICE - ARROW RIGHT-LEFT | SYMBOL DO SYGNALIZ. - STRZAŁKA PRAW/LEWO | 1.7 | 1 | NR | 1.65 | 1 | NR | 3.03% | OFFICIAL | 1DM03G01F1512A0100 | 30 | 1DM | BUILDING | 03G | CHORUSMART DOM.RANG. | 01F | BASIC CHORUSMART | 20 | 240 | NR | 6.738 | CCM | 0.588 | 0.529 | G | 8011564276895 | 8011564625365 | 8011564625372 | 85389099
GW10531 | SYMBOL FOR SIG DEVICE - ONE | SYMBOL DO SYGNALIZATORA - JEDEN | 1.7 | 1 | NR | 1.65 | 1 | NR | 3.03% | OFFICIAL | 1DM03G01F1512A0100 | 30 | 1DM | BUILDING | 03G | CHORUSMART DOM.RANG. | 01F | BASIC CHORUSMART | 20 | 240 | NR | 6.738 | CCM | 0.733 | 0.525 | G | 8011564262164 | 8011564608337 | 8011564608344 | 85389099
GW10532 | SYMBOL FOR SIG DEVICE - TWO | SYMBOL DO SYGNALIZATORA - DWA | 1.7 | 1 | NR | 1.65 | 1 | NR | 3.03% | OFFICIAL | 1DM03G01F1512A0100 | 30 | 1DM | BUILDING | 03G | CHORUSMART DOM.RANG. | 01F | BASIC CHORUSMART | 20 | 240 | NR | 6.738 | CCM | 0.733 | 0.525 | G | 8011564262171 | 8011564608351 | 8011564608368 | 85389099
GW10533 | SYMBOL FOR SIG DEVICE - THREE | SYMBOL DO SYGNALIZATORA - TRZY | 1.7 | 1 | NR | 1.65 | 1 | NR | 3.03% | OFFICIAL | 1DM03G01F1512A0100 | 30 | 1DM | BUILDING | 03G | CHORUSMART DOM.RANG. | 01F | BASIC CHORUSMART | 20 | 240 | NR | 6.738 | CCM | 0.733 | 0.525 | G | 8011564262188 | 8011564608375 | 8011564608382 | 85389099
GW10534 | SYMBOL FOR SIG DEVICE - FOUR | SYMBOL DO SYGNALIZATORA - CZTERY | 1.7 | 1 | NR | 1.65 | 1 | NR | 3.03% | OFFICIAL | 1DM03G01F1512A0100 | 30 | 1DM | BUILDING | 03G | CHORUSMART DOM.RANG. | 01F | BASIC CHORUSMART | 20 | 240 | NR | 6.738 | CCM | 0.733 | 0.525 | G | 8011564262195 | 8011564608399 | 8011564608405 | 85389099
GW10535 | SYMBOL FOR SIG DEVICE - FIVE | SYMBOL DO SYGNALIZATORA - PIĘĆ | 1.7 | 1 | NR | 1.65 | 1 | NR | 3.03% | OFFICIAL | 1DM03G01F1512A0100 | 30 | 1DM | BUILDING | 03G | CHORUSMART DOM.RANG. | 01F | BASIC CHORUSMART | 20 | 240 | NR | 6.738 | CCM | 0.733 | 0.525 | G | 8011564262201 | 8011564608412 | 8011564608429 | 85389099
GW10536 | SYMBOL FOR SIG DEVICE - SIX | SYMBOL DO SYGNALIZATORA - SZEŚĆ | 1.7 | 1 | NR | 1.65 | 1 | NR | 3.03% | OFFICIAL | 1DM03G01F1512A0100 | 30 | 1DM | BUILDING | 03G | CHORUSMART DOM.RANG. | 01F | BASIC CHORUSMART | 20 | 240 | NR | 6.738 | CCM | 0.733 | 0.525 | G | 8011564262218 | 8011564608436 | 8011564608443 | 85389099
GW10537 | SYMBOL FOR SIG DEVICE - SEVEN | SYMBOL DO SYGNALIZATORA - SIEDEM | 1.7 | 1 | NR | 1.65 | 1 | NR | 3.03% | OFFICIAL | 1DM03G01F1512A0100 | 30 | 1DM | BUILDING | 03G | CHORUSMART DOM.RANG. | 01F | BASIC CHORUSMART | 20 | 240 | NR | 6.738 | CCM | 0.708 | 0.637 | G | 8011564262225 | 8011564608450 | 8011564608467 | 85389099
GW10538 | SYMBOL FOR SIG DEVICE - EIGHT | SYMBOL DO SYGNALIZATORA - OSIEM | 1.7 | 1 | NR | 1.65 | 1 | NR | 3.03% | OFFICIAL | 1DM03G01F1512A0100 | 30 | 1DM | BUILDING | 03G | CHORUSMART DOM.RANG. | 01F | BASIC CHORUSMART | 20 | 240 | NR | 6.738 | CCM | 0.717 | 0.645 | G | 8011564262232 | 8011564608474 | 8011564608481 | 85389099
GW10539 | SYMBOL FOR SIG DEVICE - NINE | SYMBOL DO SYGNALIZATORA - DZIEWIĘĆ | 1.7 | 1 | NR | 1.65 | 1 | NR | 3.03% | OFFICIAL | 1DM03G01F1512A0100 | 30 | 1DM | BUILDING | 03G | CHORUSMART DOM.RANG. | 01F | BASIC CHORUSMART | 20 | 240 | NR | 6.738 | CCM | 0.733 | 0.525 | G | 8011564262249 | 8011564608498 | 8011564608504 | 85389099
GW10540 | SYMBOL FOR SIG DEVICE - ZERO | SYMBOL DO SYGNALIZATORA - ZERO | 1.7 | 1 | NR | 1.65 | 1 | NR | 3.03% | OFFICIAL | 1DM03G01F1512A0100 | 30 | 1DM | BUILDING | 03G | CHORUSMART DOM.RANG. | 01F | BASIC CHORUSMART | 20 | 240 | NR | 6.738 | CCM | 0.733 | 0.525 | G | 8011564262256 | 8011564608511 | 8011564608528 | 85389099
GW10505AB | LENS WITH BELL SYMBOL ANTIBACTERIAL | SYGNALIZ. Z SYMB. DZWONEK PRZECIWUDERZ. | 1.75 | 1 | NR | 1.7 | 1 | NR | 2.941% | OFFICIAL | 1DM03G01F1350FN100 | 30 | 1DM | BUILDING | 03G | CHORUSMART DOM.RANG. | 01F | BASIC CHORUSMART | 20 | 240 | NR | 6.738 | CCM | 27.151 | 0.303 | G | 8034035079757 | 8034035462597 | 8034035462597 | 85389099
GW10507AB | LENS WITH KEY SYMBOL ANTIBACTERIAL | SYGNALIZACJA Z SYMB. KLUCZ PRZECIWWŁ. | 1.75 | 1 | NR | 1.7 | 1 | NR | 2.941% | OFFICIAL | 1DM03G01F1350FN100 | 30 | 1DM | BUILDING | 03G | CHORUSMART DOM.RANG. | 01F | BASIC CHORUSMART | 20 | 240 | NR | 6.738 | CCM | 0.686 | 0.303 | G | 8034035079764 | 8034035462610 | 8034035462610 | 85389099
GW10511AB | LENS WITH NURSE SYMBOL ANTIBACTERIAL | SYGN. Z SYMB. PIELĘGM. PRZECIWUDZERZ. | 1.75 | 1 | NR | 1.7 | 1 | NR | 2.941% | OFFICIAL | 1DM03G01F1350FN100 | 30 | 1DM | BUILDING | 03G | CHORUSMART DOM.RANG. | 01F | BASIC CHORUSMART | 20 | 240 | NR | 6.738 | CCM | 0.686 | 0.303 | G | 8034035079771 | 8034035462634 | 8034035462634 | 85389099
GW16104TB | ONE PLATE 4M WHITE | RAMKA ONE 4 MODUŁY MLECZNOBIAŁA | 3.5 | 1 | NR | 3.4 | 1 | NR | 2.941% | OFFICIAL | 1DM03G01F1572CM100 | 30 | 1DM | BUILDING | 03G | CHORUSMART DOM.RANG. | 01F | BASIC CHORUSMART | 12 | 12 | NR | 235.156 | CCM | 31.77 | 28.593 | G | 8011564271135 | 8011564636231 | 8011564636231 | 85389099
GW16104TC | ONE PLATE 4-GANG HEMP | RAMKA ONE 4 MODUŁY KONOPNY | 3.5 | 1 | NR | 3.4 | 1 | NR | 2.941% | OFFICIAL | 1DM03G01F1572CX100 | 30 | 1DM | BUILDING | 03G | CHORUSMART DOM.RANG. | 01F | BASIC CHORUSMART | 12 | 12 | NR | 235.156 | CCM | 34.25 | 30.825 | G | 8011564766938 | 8011564909625 | 8011564909625 | 85389099
GW16104TI | ONE PLATE 4-GANG IVORY | RAMKA ONE 4 MODUŁY KOŚĆ SŁONIOWA | 3.5 | 1 | NR | 3.4 | 1 | NR | 2.941% | OFFICIAL | 1DM03G01F1572CZ100 | 30 | 1DM | BUILDING | 03G | CHORUSMART DOM.RANG. | 01F | BASIC CHORUSMART | 12 | 12 | NR | 235.156 | CCM | 34.833 | 31.35 | G | 8011564766891 | 8011564909588 | 8011564909588 | 85389099
GW16404TB | GEO PLATE 4M WHITE | RAMKA GEO 4 MODUŁY MLECZNOBIAŁA | 3.5 | 1 | NR | 3.4 | 1 | NR | 2.941% | OFFICIAL | 1DM03G01F1582CN100 | 30 | 1DM | BUILDING | 03G | CHORUSMART DOM.RANG. | 01F | BASIC CHORUSMART | 12 | 12 | NR | 229.206 | CCM | 37.666 | 35 | G | 8011564743014 | 8011564698277 | 8011564698277 | 85389099
GW16404TC | GEO PLATE 4-GANG HEMP | RAMKA GEO 4 MODUŁY KONOPIE | 3.5 | 1 | NR | 3.4 | 1 | NR | 2.941% | OFFICIAL | 1DM03G01F1582CN100 | 30 | 1DM | BUILDING | 03G | CHORUSMART DOM.RANG. | 01F | BASIC CHORUSMART | 12 | 12 | NR | 336.656 | CCM | 37.167 | 33.45 | G | 8011564767171 | 8011564909861 | 8011564909861 | 85389099
GW16404TI | GEO PLATE 4-GANG IVORY | RAMKA GEO 4 MODUŁY KOŚĆ SŁONIOWA | 3.5 | 1 | NR | 3.4 | 1 | NR | 2.941% | OFFICIAL | 1DM03G01F1582CN100 | 30 | 1DM | BUILDING | 03G | CHORUSMART DOM.RANG. | 01F | BASIC CHORUSMART | 12 | 12 | NR | 229.206 | CCM | 37.167 | 33.45 | G | 8011564767133 | 8011564909823 | 8011564909823 | 85389099
GW16404TN | GEO PLATE 4-GANG TONER BLACK | RAMKA GEO 4 MODUŁY CZARNY | 3.5 | 1 | NR | 3.4 | 1 | NR | 2.941% | OFFICIAL | 1DM03G01F1582CN100 | 30 | 1DM | BUILDING | 03G | CHORUSMART DOM.RANG. | 01F | BASIC CHORUSMART | 12 | 12 | NR | 229.206 | CCM | 38.333 | 34.5 | G | 8011564743021 | 8011564698284 | 8011564698284 | 85389099
GW16803 | SUPPORT, ITALIAN STANDARD, 3-GANG | WSPORNIK, STANDARD WŁOSKI 3 MODUŁY | 1.75 | 1 | NR | 1.7 | 1 | NR | 2.941% | OFFICIAL | 1DM03G01F1672BU100 | 30 | 1DM | BUILDING | 03G | CHORUSMART DOM.RANG. | 01F | BASIC CHORUSMART | 12 | 240 | NR | 172.278 | CCM | 22.292 | 20.062 | G | 8011564274785 | 8011564622746 | 8011564622753 | 85389099
GW10881 | LED SIGNALLING UNIT, 0.6W BLUE | JEDNOSTKA SYGN. LED 0,6W NIEBIESKA | 3.55 | 1 | NR | 3.45 | 1 | NR | 2.899% | OFFICIAL | 1DM03G01F1672BI100 | 30 | 1DM | BUILDING | 03G | CHORUSMART DOM.RANG. | 01F | BASIC CHORUSMART | 50 | 50 | NR | 32.343 | CCM | 4.4 | 3.96 | G | 8011564265028 | 8011564612020 | 8011564612020 | 85308000
GW10882 | LED SIGNALLING UNIT, 0.6W WHITE | JEDNOSTKA SYGN. LED 0,6W BIAŁA | 3.55 | 1 | NR | 3.45 | 1 | NR | 2.899% | OFFICIAL | 1DM03G01F1672BI100 | 30 | 1DM | BUILDING | 03G | CHORUSMART DOM.RANG. | 01F | BASIC CHORUSMART | 50 | 50 | NR | 32.343 | CCM | 4.4 | 3.96 | G | 8011564265035 | 8011564612037 | 8011564612037 | 85308000
GW10883 | LED SIGNALLING UNIT, 0.6W RED | JEDNOSTKA SYGN. LED 0,6W CZERWONA | 3.55 | 1 | NR | 3.45 | 1 | NR | 2.899% | OFFICIAL | 1DM03G01F1672BI100 | 30 | 1DM | BUILDING | 03G | CHORUSMART DOM.RANG. | 01F | BASIC CHORUSMART | 50 | 50 | NR | 32.343 | CCM | 4.4 | 3.96 | G | 8011564265042 | 8011564612044 | 8011564612044 | 85308000
GW10884 | LED SIGNALLING UNIT, 0.6W GREEN | JEDNOSTKA SYGN. LED 0,6W ZIELONA | 3.55 | 1 | NR | 3.45 | 1 | NR | 2.899% | OFFICIAL | 1DM03G01F1672BI100 | 30 | 1DM | BUILDING | 03G | CHORUSMART DOM.RANG. | 01F | BASIC CHORUSMART | 50 | 50 | NR | 32.343 | CCM | 4.4 | 3.96 | G | 8011564265059 | 8011564612051 | 8011564612051 | 85308000
GW10885 | LED SIGNALLING UNIT, 0.6W AMBER | JEDNOSTKA SYGN. LED 0,6W BURSZTYNOWA | 3.55 | 1 | NR | 3.45 | 1 | NR | 2.899% | OFFICIAL | 1DM03G01F1672BI100 | 30 | 1DM | BUILDING | 03G | CHORUSMART DOM.RANG. | 01F | BASIC CHORUSMART | 50 | 50 | NR | 32.343 | CCM | 4.4 | 3.96 | G | 8011564265066 | 8011564612068 | 8011564612068 | 85308000
GW10894 | MINIATURE LAMP WITH LEAD 12/24V WHITE | LAMPKA MINIATUROWA Z LED 12/24V BIAŁA | 3.55 | 1 | NR | 3.45 | 1 | NR | 2.899% | OFFICIAL | 1DM03G01F1672BI100 | 30 | 1DM | BUILDING | 03G | CHORUSMART DOM.RANG. | 01F | BASIC CHORUSMART | 50 | 50 | NR | 32.343 | CCM | 4.8 | 4.32 | G | 8011564436213 | 8011564664128 | 8011564664128 | 85308000
GW10197 | BLANKING MODULE 1/2M WHITE | MODUŁ ZAŚLEPIAJĄCY 1/2M BIAŁY | 1.8 | 1 | NR | 1.75 | 1 | NR | 2.857% | OFFICIAL | 1DM03G01F1512A0100 | 30 | 1DM | BUILDING | 03G | CHORUSMART DOM.RANG. | 01F | BASIC CHORUSMART | 4 | 48 | NR | 33.69 | CCM | 5.146 | 3.84 | G | 8011564260658 | 8011564606364 | 8011564606371 | 85389099
GW11197 | BLANKING MODULE 1/2M IVORY | MODUŁ ZAŚLEPIAJĄCY 1/2M KOŚĆ SŁONIOWA | 1.8 | 1 | NR | 1.75 | 1 | NR | 2.857% | OFFICIAL | 1DM03G01F1522A1100 | 30 | 1DM | BUILDING | 03G | CHORUSMART DOM.RANG. | 01F | BASIC CHORUSMART | 4 | 48 | NR | 33.69 | CCM | 5.207 | 3.884 | G | 8011564260528 | 8011564606104 | 8011564606111 | 85389099
GW16101VL | ONE PLATE 1M SATIN NATURAL BEIGE | RAMKA ONE 1P NATURAL. BEŻ SATYNA | 3.65 | 1 | NR | 3.55 | 1 | NR | 2.817% | OFFICIAL | 1DM03G01F1572HQ100 | 30 | 1DM | BUILDING | 03G | CHORUSMART DOM.RANG. | 01F | BASIC CHORUSMART | 1 | 12 | NR | 235.156 | CCM | 34.774 | 25.656 | G | 8034035081651 | 8034035463518 | 8034035463518 | 85389099
GW16101VW | ONE PLATE 1M SATIN WHITE | RAMKA ONE 1P BIAŁY SATYNA | 3.65 | 1 | NR | 3.55 | 1 | NR | 2.817% | OFFICIAL | 1DM03G01F1572HO100 | 30 | 1DM | BUILDING | 03G | CHORUSMART DOM.RANG. | 01F | BASIC CHORUSMART | 1 | 96 | NR | 240.703 | CCM | 34.484 | 25.866 | G | 8034035081682 | 8034035463549 | 8034035463549 | 85389099
GW16102VL | ONE PLATE 2M SATIN NATURAL BEIGE | RAMKA ONE 2P NATURAL. BEŻ SATYNA | 3.65 | 1 | NR | 3.55 | 1 | NR | 2.817% | OFFICIAL | 1DM03G01F1572HQ100 | 30 | 1DM | BUILDING | 03G | CHORUSMART DOM.RANG. | 01F | BASIC CHORUSMART | 1 | 12 | NR | 235.156 | CCM | 32.484 | 23.506 | G | 8034035081705 | 8034035463563 | 8034035463563 | 85389099
GW16102VW | ONE PLATE 2M SATIN WHITE | RAMKA ONE 2P BIAŁY SATYNA | 3.65 | 1 | NR | 3.55 | 1 | NR | 2.817% | OFFICIAL | 1DM03G01F1572HO100 | 30 | 1DM | BUILDING | 03G | CHORUSMART DOM.RANG. | 01F | BASIC CHORUSMART | 1 | 96 | NR | 240.703 | CCM | 32.334 | 23.566 | G | 8034035081712 | 8034035463570 | 8034035463570 | 85389099
GW16103VL | ONE PLATE 3M SATIN NATURAL BEIGE | RAMKA ONE 3P NATURAL. BEŻ SATYNA | 3.65 | 1 | NR | 3.55 | 1 | NR | 2.817% | OFFICIAL | 1DM03G01F1572HQ100 | 30 | 1DM | BUILDING | 03G | CHORUSMART DOM.RANG. | 01F | BASIC CHORUSMART | 1 | 24 | NR | 229.206 | CCM | 30.584 | 21.632 | G | 8034035081057 | 8034035462795 | 8034035462795 | 85389099
GW16103VW | ONE PLATE 3M SATIN WHITE | RAMKA ONE 3P BIAŁY SATYNA | 3.65 | 1 | NR | 3.55 | 1 | NR | 2.817% | OFFICIAL | 1DM03G01F1572HO100 | 30 | 1DM | BUILDING | 03G | CHORUSMART DOM.RANG. | 01F | BASIC CHORUSMART | 1 | 96 | NR | 240.703 | CCM | 26.254 | 21.666 | G | 8034035081736 | 8034035463594 | 8034035463594 | 85389099
GW16802 | SUPPORT, ITALIAN STANDARD, 2-GANG | WSPORNIK, STANDARD WŁOSKI 2 MODUŁY | 1.95 | 1 | NR | 1.9 | 1 | NR | 2.632% | OFFICIAL | 1DM03G01F1672BU100 | 30 | 1DM | BUILDING | 03G | CHORUSMART DOM.RANG. | 01F | BASIC CHORUSMART | 12 | 120 | NR | 183 | CCM | 22.5 | 19.75 | G | 8011564274778 | 8011564622722 | 8011564622739 | 85389099
GW16842 | 2G CHORUS SUPPORT FOR DIN RAIL | WSPORNIK CHORUS 1M DO SZYNY DIN | 3.9 | 1 | NR | 3.8 | 1 | NR | 2.632% | OFFICIAL | 1DM03G01F1672BU100 | 30 | 1DM | BUILDING | 03G | CHORUSMART DOM.RANG. | 01F | BASIC CHORUSMART | 5 | 150 | NR | 280 | CCM | 21.627 | 19.464 | G | 8011564274853 | 8011564622883 | 8011564622890 | 85389099
GW10091 | REVERSING SWITCH, 1M 1P 16AX WHITE | ŁĄCZNIK KRZYŻ., 1M 1P 16AX BIAŁY | 11.8 | 1 | NR | 11.5 | 1 | NR | 2.609% | OFFICIAL | 1DM03G01F1512A0100 | 30 | 1DM | BUILDING | 03G | CHORUSMART DOM.RANG. | 01F | BASIC CHORUSMART | 12 | 48 | NR | 84.164 | CCM | 31.33 | 25.305 | G | 8011564258228 | 8011564602496 | 8011564602502 | 85365080
GW11091 | REVERSING SWITCH, 1M 1P 16AX IVORY | ŁĄCZNIK KRZYŻ., 1M 1P 16AX KOŚĆ SŁONIOWA | 11.8 | 1 | NR | 11.5 | 1 | NR | 2.609% | OFFICIAL | 1DM03G01F1522A1100 | 30 | 1DM | BUILDING | 03G | CHORUSMART DOM.RANG. | 01F | BASIC CHORUSMART | 12 | 48 | NR | 84.164 | CCM | 31.226 | 25.789 | G | 8011564258334 | 8011564602717 | 8011564602724 | 85365080
GW12205 | SOCKET, 2M 2P+E 16A P30 IT/G ST BLACK | GNIAZDO, 2M 2P+E 16A P30 WŁ/N ST CZARNE | 11.8 | 1 | NR | 11.5 | 1 | NR | 2.609% | OFFICIAL | 1DM03G01F1532AM100 | 30 | 1DM | BUILDING | 03G | CHORUSMART DOM.RANG. | 01F | BASIC CHORUSMART | 6 | 48 | NR | 177.443 | CCM | 51.75 | 46.575 | G | 8011564266902 | 8011564614963 | 8011564614970 | 85366990
GW13205 | S. OUT. 2M 2P+EARTH 16A P30 IT/DE ST BE | GNIAZDO 2M 2P+T 16A P30 ST.ITA./NIEM.BEŻ | 11.8 | 1 | NR | 11.5 | 1 | NR | 2.609% | OFFICIAL | 1DM03G01F1330AS100 | 30 | 1DM | BUILDING | 03G | CHORUSMART DOM.RANG. | 01F | BASIC CHORUSMART | 6 | 48 | NR | 177.443 | CCM | 48.94 | 41.616 | G | 8034035072604 | 8034035456015 | 8034035456022 | 85366990
GW14288 | SOCKET 1M 2P+E 15A USA ST TITANIUM | GNIAZDO, 1M 2P+E 15A STANDARD USA TYTAN | 11.8 | 1 | NR | 11.5 | 1 | NR | 2.609% | OFFICIAL | 1DM03G01F1552B4100 | 30 | 1DM | BUILDING | 03G | CHORUSMART DOM.RANG. | 01F | BASIC CHORUSMART | 12 | 48 | NR | 84.164 | CCM | 30.104 | 27.094 | G | 8011564439443 | 8011564667082 | 8011564667099 | 85366990
GW14491 | FUSE HOLDER, 16A 250V AC 1M TITANIUM | UCHWYT BEZPIECZNIKA 16A 250V AC 1M TYTAN | 11.8 | 1 | NR | 11.5 | 1 | NR | 2.609% | OFFICIAL | 1DM03G01F1552BA100 | 30 | 1DM | BUILDING | 03G | CHORUSMART DOM.RANG. | 01F | BASIC CHORUSMART | 1 | 12 | NR | 134.761 | CCM | 30 | 27 | G | 8011564267824 | 8011564267824 | 8011564616202 | 85361050
GW15205 | S. OUT. 2M 2P+EARTH 16A P30 IT/DE ST WH | GNIAZDO 2M 2P+T 16A P30 ST.W./NIEM.BIAŁY | 11.8 | 1 | NR | 11.5 | 1 | NR | 2.609% | OFFICIAL | 1DM03G01F1310AA100 | 30 | 1DM | BUILDING | 03G | CHORUSMART DOM.RANG. | 01F | BASIC CHORUSMART | 6 | 48 | NR | 177.443 | CCM | 48.94 | 41.616 | G | 8034035075308 | 8034035459757 | 8034035459764 | 85366990
GW12731 | INTERCHANGEABLE BUTTON 'DND' 1M BLACK | PRZYCISK WYMIEN. ‘NIE PRZESZK.’ 1M CZARN | 0.8 | 1 | NR | 0.78 | 1 | NR | 2.564% | OFFICIAL | 1DM03G01F1532AI100 | 30 | 1DM | BUILDING | 03G | CHORUSMART DOM.RANG. | 01F | BASIC CHORUSMART | 4 | 48 | NR | 33.69 | CCM | 4.792 | 4.791 | G | 8011564740563 | 8011564934443 | 8011564934450 | 85389099
GW12732 | INTERCHANGEABLE BUTTON 'MUR' 1M BLACK | PRZYCISK WYMIEN. ‘PROSZĘ SPRZ.’ 1M CZARN | 0.8 | 1 | NR | 0.78 | 1 | NR | 2.564% | OFFICIAL | 1DM03G01F1532AI100 | 30 | 1DM | BUILDING | 03G | CHORUSMART DOM.RANG. | 01F | BASIC CHORUSMART | 4 | 48 | NR | 33.69 | CCM | 4.833 | 4.832 | G | 8011564740594 | 8011564934511 | 8011564934528 | 85389099
GW12733 | INTERCHANGEABLE BUTTON 'DND+MUR' 1M BL | PRZYCISK WYMIEN.‘NIE PRZ.+PR.SPRZ.’ 1M C | 0.8 | 1 | NR | 0.78 | 1 | NR | 2.564% | OFFICIAL | 1DM03G01F1532AI100 | 30 | 1DM | BUILDING | 03G | CHORUSMART DOM.RANG. | 01F | BASIC CHORUSMART | 4 | 48 | NR | 33.69 | CCM | 4.625 | 4.624 | G | 8011564740761 | 8011564934573 | 8011564934580 | 85389099
GW13731 | INTERCHANGEABLE BUTTON 'DND' 1M BEIGE | PRZYCISK WYMIENNY DND 1M BEŻ | 0.8 | 1 | NR | 0.78 | 1 | NR | 2.564% | OFFICIAL | 1DM03G01F1330AO100 | 30 | 1DM | BUILDING | 03G | CHORUSMART DOM.RANG. | 01F | BASIC CHORUSMART | 4 | 48 | NR | 33.69 | CCM | 44.449 | 2.849 | G | 8034035073960 | 8034035457760 | 8034035457777 | 85389099
GW13732 | INTERCHANGEABLE BUTTON 'MUR' 1M BEIGE | PRZYCISK WYMIENNY MUR 1M BEŻ | 0.8 | 1 | NR | 0.78 | 1 | NR | 2.564% | OFFICIAL | 1DM03G01F1330AO100 | 30 | 1DM | BUILDING | 03G | CHORUSMART DOM.RANG. | 01F | BASIC CHORUSMART | 4 | 48 | NR | 33.69 | CCM | 4.764 | 2.849 | G | 8034035073977 | 8034035457784 | 8034035457791 | 85389099
GW13733 | INTERCHANGEABLE BUTTON 'DND+MUR' 1M BE | PRZYCISK WYM. DND+MUR 1M BEŻ | 0.8 | 1 | NR | 0.78 | 1 | NR | 2.564% | OFFICIAL | 1DM03G01F1330AO100 | 30 | 1DM | BUILDING | 03G | CHORUSMART DOM.RANG. | 01F | BASIC CHORUSMART | 4 | 48 | NR | 33.69 | CCM | 4.764 | 2.699 | G | 8034035073984 | 8034035457807 | 8034035457814 | 85389099
GW15731 | INTERCHANGEABLE BUTTON 'DND' 1M WHITE | PRZYCISK ZAMIANY DND 1M BIAŁY | 0.8 | 1 | NR | 0.78 | 1 | NR | 2.564% | OFFICIAL | 1DM03G01F1310A6100 | 30 | 1DM | BUILDING | 03G | CHORUSMART DOM.RANG. | 01F | BASIC CHORUSMART | 4 | 48 | NR | 33.69 | CCM | 44.449 | 2.849 | G | 8034035076664 | 8034035461507 | 8034035461514 | 85389099
GW15732 | INTERCHANGEABLE BUTTON 'MUR' 1M WHITE | PRZYCISK ZAMIANY MUR 1M BIAŁY | 0.8 | 1 | NR | 0.78 | 1 | NR | 2.564% | OFFICIAL | 1DM03G01F1310A6100 | 30 | 1DM | BUILDING | 03G | CHORUSMART DOM.RANG. | 01F | BASIC CHORUSMART | 4 | 48 | NR | 33.69 | CCM | 4.764 | 2.849 | G | 8034035076671 | 8034035461521 | 8034035461538 | 85389099
GW15733 | INTERCHANGEABLE BUTTON 'DND+MUR' 1M WH | PRZYCISK WYM. DND+MUR 1M BIAŁY | 0.8 | 1 | NR | 0.78 | 1 | NR | 2.564% | OFFICIAL | 1DM03G01F1310A6100 | 30 | 1DM | BUILDING | 03G | CHORUSMART DOM.RANG. | 01F | BASIC CHORUSMART | 4 | 48 | NR | 33.69 | CCM | 4.764 | 2.699 | G | 8034035076688 | 8034035461545 | 8034035461552 | 85389099
GW10052 | 2-WAY SWITCH, 1M 1P 16AX ILL LOC WHITE | ŁĄCZ. SCHOD. 1M 1P 16AX PODŚW BLOK BIAŁ | 6.05 | 1 | NR | 5.9 | 1 | NR | 2.542% | OFFICIAL | 1DM03G01F1512A0100 | 30 | 1DM | BUILDING | 03G | CHORUSMART DOM.RANG. | 01F | BASIC CHORUSMART | 12 | 24 | NR | 80.914 | CCM | 28.33 | 22.059 | G | 8011564258204 | 8011564602458 | 8011564602465 | 85365080
GW10053 | 2-WAY SWITCH, 1M 1P 16AX ILL SIG WHITE | ŁĄCZ. SCHOD. 1M 1P 16AX PODŚW SYG BIAŁY | 6.05 | 1 | NR | 5.9 | 1 | NR | 2.542% | OFFICIAL | 1DM03G01F1512A0100 | 30 | 1DM | BUILDING | 03G | CHORUSMART DOM.RANG. | 01F | BASIC CHORUSMART | 12 | 24 | NR | 80.914 | CCM | 27.625 | 22.075 | G | 8011564258211 | 8011564602472 | 8011564602489 | 85365080
GW10201AB | S. OUT. 1M 2P+E 10A P11 IT AB | GNIAZDO 1M 2P+T 10A P11 WŁOSKIE AB | 6.05 | 1 | NR | 5.9 | 1 | NR | 2.542% | OFFICIAL | 1DM03G01F1350FR100 | 30 | 1DM | BUILDING | 03G | CHORUSMART DOM.RANG. | 01F | BASIC CHORUSMART | 12 | 96 | NR | 88.721 | CCM | 27.833 | 23.833 | G | 8034035071447 | 8034035453915 | 8034035453922 | 85366990
GW10203 | S. OUT. 1M 2P+E 16A D.AM P17-11 IT WH | GNIAZDO 1M 2P+E 16A D.AM P17-11 WŁ.BIAŁE | 6.05 | 1 | NR | 5.9 | 1 | NR | 2.542% | OFFICIAL | 1DM03G01F1512A4100 | 30 | 1DM | BUILDING | 03G | CHORUSMART DOM.RANG. | 01F | BASIC CHORUSMART | 12 | 96 | NR | 88.721 | CCM | 32.292 | 29.062 | G | 8011564257894 | 8011564601857 | 8011564601864 | 85366990
GW11052 | 2-WAY SWITCH, 1M 1P 16AX ILL LOC IVORY | ŁĄCZ. SCHOD.1M 1P 16AX PODŚ BLOK KOŚĆ S | 6.05 | 1 | NR | 5.9 | 1 | NR | 2.542% | OFFICIAL | 1DM03G01F1522A1100 | 30 | 1DM | BUILDING | 03G | CHORUSMART DOM.RANG. | 01F | BASIC CHORUSMART | 12 | 24 | NR | 80.914 | CCM | 27.339 | 22.11 | G | 8011564258310 | 8011564602670 | 8011564602687 | 85365080
GW11053 | 2-WAY SWITCH, 1M 1P 16AX ILL SIG IVORY | ŁĄCZ. SCHOD.1M 1P 16AX PODŚW SYG KOŚĆ S | 6.05 | 1 | NR | 5.9 | 1 | NR | 2.542% | OFFICIAL | 1DM03G01F1522A1100 | 30 | 1DM | BUILDING | 03G | CHORUSMART DOM.RANG. | 01F | BASIC CHORUSMART | 12 | 24 | NR | 80.914 | CCM | 27.249 | 22.02 | G | 8011564258327 | 8011564602694 | 8011564602700 | 85365080
GW11203 | S. OUT. 1M 2P+E 16A D.AM P17-11 IT IV | GNIAZDO 1M 2P+E 16A D.AM P17-11 IT IV | 6.05 | 1 | NR | 5.9 | 1 | NR | 2.542% | OFFICIAL | 1DM03G01F1522A5100 | 30 | 1DM | BUILDING | 03G | CHORUSMART DOM.RANG. | 01F | BASIC CHORUSMART | 12 | 96 | NR | 88.721 | CCM | 32.445 | 27.632 | G | 8011564257917 | 8011564601895 | 8011564601901 | 85366990
GW16302PR | ART PLATE 2-GANG RUBY LEATHER | RAMKA ART 2 MODUŁY RUBINOWA SKÓRA | 121 | 1 | NR | 118 | 1 | NR | 2.542% | OFFICIAL | 1DM03G01F1652GK100 | 40 | 1DM | BUILDING | 03G | CHORUSMART DOM.RANG. | 01F | BASIC CHORUSMART | 1 | 16 | NR | 1032.5 | CCM | 188.313 | 169.481 | G
GW16303PR | ART PLATE 3-GANG RUBY LEATHER | RAMKA ART 3 MODUŁY RUBINOWA SKÓRA | 121 | 1 | NR | 118 | 1 | NR | 2.542% | OFFICIAL | 1DM03G01F1652GK100 | 40 | 1DM | BUILDING | 03G | CHORUSMART DOM.RANG. | 01F | BASIC CHORUSMART | 1 | 16 | NR | 1032.5 | CCM | 160.063 | 144.056 | G
GW14199 | BLANKING MODULE, 3M, TITANIUM | MODUŁ ZAŚLEPIAJĄCY 3M TYTAN | 6.1 | 1 | NR | 5.95 | 1 | NR | 2.521% | OFFICIAL | 1DM03G01F1552B0100 | 30 | 1DM | BUILDING | 03G | CHORUSMART DOM.RANG. | 01F | BASIC CHORUSMART | 1 | 48 | NR | 152.751 | CCM | 18.333 | 14.938 | G | 8011564266285 | 8011564266285 | 8011564614178 | 85389099
GW10251 | S. OUT. 2M 2P+E 16A DE RED | GNIAZDO 2M 2P+E 16A DE CZERWONE | 10.2 | 1 | NR | 9.95 | 1 | NR | 2.513% | OFFICIAL | 1DM03G01F1512A4100 | 30 | 1DM | BUILDING | 03G | CHORUSMART DOM.RANG. | 01F | BASIC CHORUSMART | 6 | 12 | NR | 234.69 | CCM | 55.356 | 42.056 | G | 8011564264946 | 8011564611863 | 8011564611870 | 85366990
GW12377 | TV/SAT SOCKET 2M DIRECT F.CONN F BLACK | GNIAZDO TV/SAT 2M BEZP ZŁ. ŻEŃSKIE F CZ | 10.2 | 1 | NR | 9.95 | 1 | NR | 2.513% | OFFICIAL | 1DM03G01F1532AQ100 | 30 | 1DM | BUILDING | 03G | CHORUSMART DOM.RANG. | 01F | BASIC CHORUSMART | 1 | 24 | NR | 229.206 | CCM | 31.566 | 25.354 | G | 8011564823747 | 8011564823747 | 8011564965737 | 85366910
GW13377 | TV/SAT SOCKET 2M DIRECT F.CONN F BEIGE | GNIAZDO TV/SAT 2M BEZP C.F-Ż.BEŻ | 10.2 | 1 | NR | 9.95 | 1 | NR | 2.513% | OFFICIAL | 1DM03G01F1330AW100 | 30 | 1DM | BUILDING | 03G | CHORUSMART DOM.RANG. | 01F | BASIC CHORUSMART | 1 | 24 | NR | 229.206 | CCM | 34.002 | 25.573 | G | 8034035072963 | 8034035072963 | 8034035456589 | 85366910
GW15377 | TV/SAT SOCKET 2M DIRECT F.CONN F WHITE | GNIAZDO TV/SAT 2M BEZP C.F-Ż.BI. | 10.2 | 1 | NR | 9.95 | 1 | NR | 2.513% | OFFICIAL | 1DM03G01F1310AE100 | 30 | 1DM | BUILDING | 03G | CHORUSMART DOM.RANG. | 01F | BASIC CHORUSMART | 1 | 24 | NR | 229.206 | CCM | 34.002 | 25.573 | G | 8034035075667 | 8034035075667 | 8034035460326 | 85366910
GW16723TB | BLANK PLATE 3-GANG WHITE | ZAŚLEPKA DO RAMKI, 3 MODUŁY BIAŁA | 4.25 | 1 | NR | 4.15 | 1 | NR | 2.41% | OFFICIAL | 1DM03G01F1672BS100 | 30 | 1DM | BUILDING | 03G | CHORUSMART DOM.RANG. | 01F | BASIC CHORUSMART | 1 | 24 | NR | 305.503 | CCM | 31.292 | 28.162 | G | 8011564275386 | 8011564275386 | 8011564623293 | 85389099
GW16723TN | BLANK PLATE 3-GANG BLACK | ZAŚLEPKA DO RAMKI, 3 MODUŁY CZARNA | 4.25 | 1 | NR | 4.15 | 1 | NR | 2.41% | OFFICIAL | 1DM03G01F1672BS100 | 30 | 1DM | BUILDING | 03G | CHORUSMART DOM.RANG. | 01F | BASIC CHORUSMART | 1 | 12 | NR | 336.656 | CCM | 31.417 | 28.275 | G | 8011564275393 | 8011564275393 | 8011564623309 | 85389099
GW16822 | INTERN. STD SUPPORT 2G FOR SCREW | MIĘDZYNAR. STAND POKRYWA M2 DO WKRĘTÓW | 1.28 | 1 | NR | 1.25 | 1 | NR | 2.4% | OFFICIAL | 1DM03G01F1672BU100 | 30 | 1DM | BUILDING | 03G | CHORUSMART DOM.RANG. | 01F | BASIC CHORUSMART | 20 | 120 | NR | 231.038 | CCM | 17.983 | 16.185 | G | 8011564296411 | 8011564644113 | 8011564641624 | 85389099
GW12612 | RINGER 3 IND INPUTS 230VAC-50Hz 2M BLACK | DZWONEK 3 WEJ. NIEZAL. 230VAC-50Hz 2M CZ | 171 | 1 | NR | 167 | 1 | NR | 2.395% | OFFICIAL | 1DM03G01F1532AU100 | 40 | 1DM | BUILDING | 03G | CHORUSMART DOM.RANG. | 01F | BASIC CHORUSMART | 1 | 6 | NR | 269.522 | CCM | 77 | 61.869 | G | 8011564267954 | 8011564267954 | 8011564616394 | 85318040
GW13612 | RINGER 3 IND INPUTS 230VAC-50Hz 2M BEIGE | DZWONEK 3 WEJ.ADR.230Vac-50Hz 2M BEŻ | 171 | 1 | NR | 167 | 1 | NR | 2.395% | OFFICIAL | 1DM03G01F1330FC100 | 40 | 1DM | BUILDING | 03G | CHORUSMART DOM.RANG. | 01F | BASIC CHORUSMART | 1 | 6 | NR | 269.522 | CCM | 54.328 | 35.866 | G | 8034035073663 | 8034035073663 | 8034035457456 | 85318040
GW14705 | THERMOSTAT, 2M 230VAC-50/60Hz TITANIUM | TERMOSTAT 2M 230VAC-50/60Hz TYTAN | 171 | 1 | NR | 167 | 1 | NR | 2.395% | OFFICIAL | 1DM03G01F1552BE100 | 30 | 1DM | BUILDING | 03G | CHORUSMART DOM.RANG. | 01F | BASIC CHORUSMART | 1 | 2 | NR | 2019.938 | CCM | 232.5 | 209.25 | G | 8011564268692 | 8011564268692 | 8011564617261 | 90321020
GW15612 | RINGER 3 IND INPUTS 230VAC-50Hz 2M WHITE | DZWONEK 3 INGR.IND.230Vac-50Hz 2M BIA. | 171 | 1 | NR | 167 | 1 | NR | 2.395% | OFFICIAL | 1DM03G01F1310AI100 | 40 | 1DM | BUILDING | 03G | CHORUSMART DOM.RANG. | 01F | BASIC CHORUSMART | 1 | 6 | NR | 269.522 | CCM | 54.328 | 35.866 | G | 8034035076367 | 8034035076367 | 8034035461194 | 85318040
GW10371 | TV/SAT SOCKET 1M DIRECT F.CONN F WHITE | GNIAZDO TV/SAT 1M BEZP ZŁ. ŻEŃSKIE F BIA | 17.3 | 1 | NR | 16.9 | 1 | NR | 2.367% | OFFICIAL | 1DM03G01F1512A8100 | 30 | 1DM | BUILDING | 03G | CHORUSMART DOM.RANG. | 01F | BASIC CHORUSMART | 1 | 48 | NR | 114.603 | CCM | 68.229 | 61.406 | G | 8011564258976 | 8011564258976 | 8011564603813 | 85366910
GW11371 | TV/SAT SOCKET 1M DIRECT F.CONN F IVORY | GNIAZDO TV/SAT 1M BEZP ZŁ. ŻEŃSKIE F KS | 17.3 | 1 | NR | 16.9 | 1 | NR | 2.367% | OFFICIAL | 1DM03G01F1522A9100 | 30 | 1DM | BUILDING | 03G | CHORUSMART DOM.RANG. | 01F | BASIC CHORUSMART | 1 | 48 | NR | 114.603 | CCM | 62.575 | 58.136 | G | 8011564259010 | 8011564259010 | 8011564603851 | 85366910
GW12136 | PUSH-BUTTON 1M 1P NO 16A PULL-CORD BLACK | PRZYCISK, 1M 1P NO 16A POCIĄGANY CZARNY | 17.3 | 1 | NR | 16.9 | 1 | NR | 2.367% | OFFICIAL | 1DM03G01F1532AI100 | 30 | 1DM | BUILDING | 03G | CHORUSMART DOM.RANG. | 01F | BASIC CHORUSMART | 1 | 12 | NR | 161.828 | CCM | 37.67 | 33.9 | G | 8011564268043 | 8011564268043 | 8011564616486 | 85365080
GW13136 | PUSH-BUTTON 1M 1P NO 16A PULL-CORD BEIGE | PRZYCISK 1M 1P NA 16A POCIĄGANY BEŻ | 17.3 | 1 | NR | 16.9 | 1 | NR | 2.367% | OFFICIAL | 1DM03G01F1330AO100 | 30 | 1DM | BUILDING | 03G | CHORUSMART DOM.RANG. | 01F | BASIC CHORUSMART | 1 | 12 | NR | 161.828 | CCM | 38.197 | 31.536 | G | 8034035072239 | 8034035072239 | 8034035455322 | 85365080
GW14005 | 1-WAY SWITCH 1M 2P 16AX ILL SIG TITANIUM | ŁĄCZNIK POJ. 1M 2P 16AX PODŚW SYG TYTAN | 17.3 | 1 | NR | 16.9 | 1 | NR | 2.367% | OFFICIAL | 1DM03G01F1552B0100 | 30 | 1DM | BUILDING | 03G | CHORUSMART DOM.RANG. | 01F | BASIC CHORUSMART | 12 | 24 | NR | 107.647 | CCM | 30.67 | 24.357 | G | 8011564265356 | 8011564612297 | 8011564612303 | 85365080
GW15136 | PUSH-BUTTON 1M 1P NO 16A PULL-CORD WHITE | PRZYCISK 1M 1P NA 16A TIRANTE BIAŁY | 17.3 | 1 | NR | 16.9 | 1 | NR | 2.367% | OFFICIAL | 1DM03G01F1310A6100 | 30 | 1DM | BUILDING | 03G | CHORUSMART DOM.RANG. | 01F | BASIC CHORUSMART | 1 | 12 | NR | 161.828 | CCM | 38.257 | 31.596 | G | 8034035074936 | 8034035074936 | 8034035459061 | 85365080
GW12541 | INTERCHANGEABLE BUTTON KEY, BLACK | PRZYCISK WYMIENNY, CZARNY | 4.35 | 1 | NR | 4.25 | 1 | NR | 2.353% | OFFICIAL | 1DM03G01F1532AI100 | 30 | 1DM | BUILDING | 03G | CHORUSMART DOM.RANG. | 01F | BASIC CHORUSMART | 4 | 48 | NR | 33.69 | CCM | 3.08 | 1.898 | G | 8011564266834 | 8011564614826 | 8011564614833 | 85389099
GW12542 | INTERCHANGEABLE B.KEY WITH LABEL, BLACK | PRZYCISK WYMIENNY Z ETYKIETĄ, CZARNY | 4.35 | 1 | NR | 4.25 | 1 | NR | 2.353% | OFFICIAL | 1DM03G01F1532AI100 | 40 | 1DM | BUILDING | 03G | CHORUSMART DOM.RANG. | 01F | BASIC CHORUSMART | 4 | 48 | NR | 33.69 | CCM | 5.128 | 4.003 | G | 8011564266841 | 8011564614840 | 8011564614857 | 85389099
GW12543 | INTERCHANGEABLE B.KEY, 'KEY', BLACK | PRZYCISK WYMIENNY, „KLUCZ” CZARNY | 4.35 | 1 | NR | 4.25 | 1 | NR | 2.353% | OFFICIAL | 1DM03G01F1532AI100 | 30 | 1DM | BUILDING | 03G | CHORUSMART DOM.RANG. | 01F | BASIC CHORUSMART | 4 | 48 | NR | 33.69 | CCM | 3.125 | 2.813 | G | 8011564266858 | 8011564614864 | 8011564614871 | 85389099
GW12544 | INTERCHANGEABLE B.KEY, 'RINGER', BLACK | PRZYCISK WYMIENNY, „DZWONEK” CZARNY | 4.35 | 1 | NR | 4.25 | 1 | NR | 2.353% | OFFICIAL | 1DM03G01F1532AI100 | 30 | 1DM | BUILDING | 03G | CHORUSMART DOM.RANG. | 01F | BASIC CHORUSMART | 4 | 48 | NR | 33.69 | CCM | 3.08 | 1.908 | G | 8011564266865 | 8011564614888 | 8011564614895 | 85389099
GW12545 | INTERCHANGEABLE B.KEY, 'V.ARROW', BLACK | PRZYCISK WYMIENNY, „STRZAŁKA PIO” CZARNY | 4.35 | 1 | NR | 4.25 | 1 | NR | 2.353% | OFFICIAL | 1DM03G01F1532AI100 | 30 | 1DM | BUILDING | 03G | CHORUSMART DOM.RANG. | 01F | BASIC CHORUSMART | 4 | 48 | NR | 33.69 | CCM | 3.125 | 1.908 | G | 8011564266872 | 8011564614901 | 8011564614918 | 85389099
GW12546 | INTERCHANGEABLE B.KEY, 'H.ARROW', BLACK | PRZYCISK WYMIENNY, „STRZAŁKA POZ” CZARNY | 4.35 | 1 | NR | 4.25 | 1 | NR | 2.353% | OFFICIAL | 1DM03G01F1532AI100 | 30 | 1DM | BUILDING | 03G | CHORUSMART DOM.RANG. | 01F | BASIC CHORUSMART | 4 | 48 | NR | 33.69 | CCM | 3.104 | 1.908 | G | 8011564266889 | 8011564614925 | 8011564614932 | 85389099
GW13541 | INTERCHANGEABLE BUTTON KEY, BEIGE | PRZYCISK WYM.BEŻ | 4.35 | 1 | NR | 4.25 | 1 | NR | 2.353% | OFFICIAL | 1DM03G01F1330AO100 | 30 | 1DM | BUILDING | 03G | CHORUSMART DOM.RANG. | 01F | BASIC CHORUSMART | 4 | 48 | NR | 33.69 | CCM | 5.376 | 3.461 | G | 8034035073403 | 8034035457081 | 8034035457098 | 85389099
GW13542 | INTERCHANGEABLE B.KEY WITH LABEL, BEIGE | PRZYCISK WYM.CON ETICHETTA BEŻ | 4.35 | 1 | NR | 4.25 | 1 | NR | 2.353% | OFFICIAL | 1DM03G01F1330AO100 | 40 | 1DM | BUILDING | 03G | CHORUSMART DOM.RANG. | 01F | BASIC CHORUSMART | 4 | 48 | NR | 33.69 | CCM | 4.427 | 2.512 | G | 8034035073410 | 8034035457104 | 8034035457111 | 85389099
GW13543 | INTERCHANGEABLE BUTTON KEY 'KEY', BEIGE | PRZYCISK WYM. 'KLUCZ' BEŻ | 4.35 | 1 | NR | 4.25 | 1 | NR | 2.353% | OFFICIAL | 1DM03G01F1330AO100 | 30 | 1DM | BUILDING | 03G | CHORUSMART DOM.RANG. | 01F | BASIC CHORUSMART | 4 | 48 | NR | 33.69 | CCM | 4.326 | 2.411 | G | 8034035073427 | 8034035457128 | 8034035457135 | 85389099
GW13544 | INTERCHANGEABLE B.KEY 'RINGER', BEIGE | PRZYCISK WYM. 'DŹWIĘK' BEŻ | 4.35 | 1 | NR | 4.25 | 1 | NR | 2.353% | OFFICIAL | 1DM03G01F1330AO100 | 30 | 1DM | BUILDING | 03G | CHORUSMART DOM.RANG. | 01F | BASIC CHORUSMART | 4 | 48 | NR | 33.69 | CCM | 5.137 | 3.222 | G | 8034035073434 | 8034035457142 | 8034035457159 | 85389099
GW13545 | INTERCHANGEABLE B.KEY 'V. ARROW', BEI | PRZYCISK WYM.'STRZAŁKA PION.' BEŻ | 4.35 | 1 | NR | 4.25 | 1 | NR | 2.353% | OFFICIAL | 1DM03G01F1330AO100 | 30 | 1DM | BUILDING | 03G | CHORUSMART DOM.RANG. | 01F | BASIC CHORUSMART | 4 | 48 | NR | 33.69 | CCM | 5.137 | 3.222 | G | 8034035073441 | 8034035457166 | 8034035457173 | 85389099
GW13546 | INTERCHANGEABLE B.KEY 'H. ARROW', BEIGE | PRZYCISK WYM.'STRZAŁKA POZ.' BEŻ | 4.35 | 1 | NR | 4.25 | 1 | NR | 2.353% | OFFICIAL | 1DM03G01F1330AO100 | 30 | 1DM | BUILDING | 03G | CHORUSMART DOM.RANG. | 01F | BASIC CHORUSMART | 4 | 48 | NR | 33.69 | CCM | 5.137 | 3.222 | G | 8034035073458 | 8034035457180 | 8034035457197 | 85389099
GW15541 | INTERCHANGEABLE BUTTON KEY, WHITE | PRZYCISK WYM.BIAŁY | 4.35 | 1 | NR | 4.25 | 1 | NR | 2.353% | OFFICIAL | 1DM03G01F1310A6100 | 30 | 1DM | BUILDING | 03G | CHORUSMART DOM.RANG. | 01F | BASIC CHORUSMART | 4 | 48 | NR | 33.69 | CCM | 5.376 | 3.461 | G | 8034035076107 | 8034035460821 | 8034035460838 | 85389099
GW15542 | INTERCHANGEABLE B.KEY WITH LABEL, WHITE | PRZYCISK WYM.Z ETYKIETĄ BIAŁY | 4.35 | 1 | NR | 4.25 | 1 | NR | 2.353% | OFFICIAL | 1DM03G01F1310A6100 | 40 | 1DM | BUILDING | 03G | CHORUSMART DOM.RANG. | 01F | BASIC CHORUSMART | 4 | 48 | NR | 33.69 | CCM | 4.427 | 2.512 | G | 8034035076114 | 8034035460845 | 8034035460852 | 85389099
GW15543 | INTERCHANGEABLE BUTTON KEY 'KEY', WHITE | PRZYCISK WYM. KLUCZ BIAŁY | 4.35 | 1 | NR | 4.25 | 1 | NR | 2.353% | OFFICIAL | 1DM03G01F1310A6100 | 30 | 1DM | BUILDING | 03G | CHORUSMART DOM.RANG. | 01F | BASIC CHORUSMART | 4 | 48 | NR | 33.69 | CCM | 3.125 | 3.125 | G | 8034035076121 | 8034035460869 | 8034035460876 | 85389099
GW15544 | INTERCHANGEABLE B.KEY 'RINGER', WHITE | PRZYCISK WYM. DZWONEK BIAŁY | 4.35 | 1 | NR | 4.25 | 1 | NR | 2.353% | OFFICIAL | 1DM03G01F1310A6100 | 30 | 1DM | BUILDING | 03G | CHORUSMART DOM.RANG. | 01F | BASIC CHORUSMART | 4 | 48 | NR | 33.69 | CCM | 3.105 | 3.1 | G | 8034035076138 | 8034035460883 | 8034035460890 | 85389099
GW15545 | INTERCHANGEABLE B.KEY 'V. ARROW', WHI | PRZYCISK WYM.STRZAŁKA PION.BIAŁY | 4.35 | 1 | NR | 4.25 | 1 | NR | 2.353% | OFFICIAL | 1DM03G01F1310A6100 | 30 | 1DM | BUILDING | 03G | CHORUSMART DOM.RANG. | 01F | BASIC CHORUSMART | 4 | 48 | NR | 33.69 | CCM | 5.137 | 3.222 | G | 8034035076145 | 8034035460906 | 8034035460913 | 85389099
GW15546 | INTERCHANGEABLE B.KEY 'H. ARROW', WHITE | PRZYCISK WYM.STRZAŁKA POZ.BIAŁY | 4.35 | 1 | NR | 4.25 | 1 | NR | 2.353% | OFFICIAL | 1DM03G01F1310A6100 | 30 | 1DM | BUILDING | 03G | CHORUSMART DOM.RANG. | 01F | BASIC CHORUSMART | 4 | 48 | NR | 33.69 | CCM | 0.003 | 0.003 | G | 8034035076152 | 8034035460920 | 8034035460937 | 85389099
GW16123TC | ONE INT. PLATE, 2+2G H HEMP | RAMKA ONE INTERNATIONAL 2+2 M POZ.KONOPN | 4.35 | 1 | NR | 4.25 | 1 | NR | 2.353% | OFFICIAL | 1DM03G01F1592DD100 | 30 | 1DM | BUILDING | 03G | CHORUSMART DOM.RANG. | 01F | BASIC CHORUSMART | 12 | 12 | NR | 336.656 | CCM | 39.333 | 35.4 | G | 8011564767041 | 8011564909731 | 8011564909731 | 85389099
GW16123TI | ONE INT. PLATE, 2+2G H IVORY | RAMKA ONE INTERNAT. 2+2M POZ.KOŚĆ SŁON. | 4.35 | 1 | NR | 4.25 | 1 | NR | 2.353% | OFFICIAL | 1DM03G01F1592DF100 | 30 | 1DM | BUILDING | 03G | CHORUSMART DOM.RANG. | 01F | BASIC CHORUSMART | 12 | 12 | NR | 336.656 | CCM | 39.667 | 35.7 | G | 8011564766969 | 8011564909656 | 8011564909656 | 85389099
GW16123TN | ONE INT. PLATE, 2+2G H TONER BLACK | RAMKA ONE INTERNAT. 2+2 M POZ. CZARNY | 4.35 | 1 | NR | 4.25 | 1 | NR | 2.353% | OFFICIAL | 1DM03G01F1592DC100 | 30 | 1DM | BUILDING | 03G | CHORUSMART DOM.RANG. | 01F | BASIC CHORUSMART | 12 | 12 | NR | 336.656 | CCM | 38.667 | 28.099 | G | 8011564271920 | 8011564620605 | 8011564620605 | 85389099
GW16124TB | ONE INT. PLATE 2+2M V.WHITE | RAMKA ONE INTERNAT.2+2M PION 71 ML.BIAŁA | 4.35 | 1 | NR | 4.25 | 1 | NR | 2.353% | OFFICIAL | 1DM03G01F1592DA100 | 30 | 1DM | BUILDING | 03G | CHORUSMART DOM.RANG. | 01F | BASIC CHORUSMART | 12 | 12 | NR | 336.656 | CCM | 37.917 | 28.099 | G | 8011564271876 | 8011564620551 | 8011564620551 | 85389099
GW16124TC | ONE INT. PLATE, 2+2G V 71 HEMP | RAMKA ONE INTERNATI. 2+2M PION 71 KONOP | 4.35 | 1 | NR | 4.25 | 1 | NR | 2.353% | OFFICIAL | 1DM03G01F1592DD100 | 30 | 1DM | BUILDING | 03G | CHORUSMART DOM.RANG. | 01F | BASIC CHORUSMART | 12 | 12 | NR | 336.656 | CCM | 39.25 | 35.325 | G | 8011564767058 | 8011564909748 | 8011564909748 | 85389099
GW16124TI | ONE INT. PLATE, 2+2G V 71 IVORY | RAMKA ONE INTERNATI. 2+2M PI 71 KOŚĆ SŁ | 4.35 | 1 | NR | 4.25 | 1 | NR | 2.353% | OFFICIAL | 1DM03G01F1592DF100 | 30 | 1DM | BUILDING | 03G | CHORUSMART DOM.RANG. | 01F | BASIC CHORUSMART | 12 | 12 | NR | 336.656 | CCM | 39.833 | 35.85 | G | 8011564766976 | 8011564909663 | 8011564909663 | 85389099
GW16124TN | ONE INT. PLATE, 2+2G V 71 TONER BLACK | RAMKA ONE INTERNATI. 2+2M PION 71 CZARNY | 4.35 | 1 | NR | 4.25 | 1 | NR | 2.353% | OFFICIAL | 1DM03G01F1592DC100 | 30 | 1DM | BUILDING | 03G | CHORUSMART DOM.RANG. | 01F | BASIC CHORUSMART | 12 | 12 | NR | 336.656 | CCM | 37.5 | 28.099 | G | 8011564271937 | 8011564620612 | 8011564620612 | 85389099
GW16423TB | GEO INT. PLATE 2+2M H. WHITE | RAMKA GEO INTER. 2+2M POZ.MLECZNOBIAŁA | 4.35 | 1 | NR | 4.25 | 1 | NR | 2.353% | OFFICIAL | 1DM03G01F1562D1100 | 30 | 1DM | BUILDING | 03G | CHORUSMART DOM.RANG. | 01F | BASIC CHORUSMART | 12 | 12 | NR | 336.656 | CCM | 41.136 | 32.728 | G | 8011564767317 | 8011564910003 | 8011564910003 | 85389099
GW16423TC | GEO INT. PLATE, 2+2G H HEMP | RAMKA GEO INTER. 2+2 M POZ. KONOPN | 4.35 | 1 | NR | 4.25 | 1 | NR | 2.353% | OFFICIAL | 1DM03G01F1562D1100 | 30 | 1DM | BUILDING | 03G | CHORUSMART DOM.RANG. | 01F | BASIC CHORUSMART | 12 | 12 | NR | 336.656 | CCM | 41.136 | 32.728 | G | 8011564767324 | 8011564910010 | 8011564910010 | 85389099
GW16423TI | GEO INT. PLATE, 2+2G H IVORY | RAMKA GEO INTER. 2+2M POZ.KOŚĆ SŁON. | 4.35 | 1 | NR | 4.25 | 1 | NR | 2.353% | OFFICIAL | 1DM03G01F1562D1100 | 30 | 1DM | BUILDING | 03G | CHORUSMART DOM.RANG. | 01F | BASIC CHORUSMART | 12 | 12 | NR | 336.656 | CCM | 41.136 | 32.728 | G | 8011564767331 | 8011564910027 | 8011564910027 | 85389099
GW16423TN | GEO INT. PLATE, 2+2G H TONER BLACK | RAMKA GEO INTER. 2+2 M POZ. CZARNY | 4.35 | 1 | NR | 4.25 | 1 | NR | 2.353% | OFFICIAL | 1DM03G01F1562D1100 | 30 | 1DM | BUILDING | 03G | CHORUSMART DOM.RANG. | 01F | BASIC CHORUSMART | 12 | 12 | NR | 336.656 | CCM | 41.136 | 32.728 | G | 8011564767348 | 8011564910034 | 8011564910034 | 85389099
GW16424TB | GEO INT. PLATE 2+2M V. WHITE | RAMKA GEO INTER. 2+2M PION 71 ML.BIAŁA | 4.35 | 1 | NR | 4.25 | 1 | NR | 2.353% | OFFICIAL | 1DM03G01F1562D1100 | 30 | 1DM | BUILDING | 03G | CHORUSMART DOM.RANG. | 01F | BASIC CHORUSMART | 12 | 12 | NR | 336.656 | CCM | 41.136 | 32.728 | G | 8011564767416 | 8011564910102 | 8011564910102 | 85389099
GW16424TC | GEO INT. PLATE, 2+2G V 71 HEMP | RAMKA GEO INTER. 2+2M PION 71 KONOP | 4.35 | 1 | NR | 4.25 | 1 | NR | 2.353% | OFFICIAL | 1DM03G01F1562D1100 | 30 | 1DM | BUILDING | 03G | CHORUSMART DOM.RANG. | 01F | BASIC CHORUSMART | 12 | 12 | NR | 336.656 | CCM | 41.136 | 32.728 | G | 8011564767423 | 8011564910119 | 8011564910119 | 85389099
GW16424TI | GEO INT. PLATE, 2+2G V 71 IVORY | RAMKA GEO INTER. 2+2M PION 71 KOŚĆ SŁ | 4.35 | 1 | NR | 4.25 | 1 | NR | 2.353% | OFFICIAL | 1DM03G01F1562D1100 | 30 | 1DM | BUILDING | 03G | CHORUSMART DOM.RANG. | 01F | BASIC CHORUSMART | 12 | 12 | NR | 336.656 | CCM | 41.136 | 32.728 | G | 8011564767430 | 8011564910126 | 8011564910126 | 85389099
GW16424TN | GEO INT. PLATE, 2+2G V 71 TONER BLACK | RAMKA GEO INTER. 2+2M PION 71 CZARNY | 4.35 | 1 | NR | 4.25 | 1 | NR | 2.353% | OFFICIAL | 1DM03G01F1562D1100 | 30 | 1DM | BUILDING | 03G | CHORUSMART DOM.RANG. | 01F | BASIC CHORUSMART | 12 | 12 | NR | 336.656 | CCM | 41.136 | 32.728 | G | 8011564767447 | 8011564910133 | 8011564910133 | 85389099
GW16806 | SUPPORT, ITALIAN STANDARD, 6-GANG | WSPORNIK, STANDARD WŁOSKI 6 MODUŁÓW | 4.35 | 1 | NR | 4.25 | 1 | NR | 2.353% | OFFICIAL | 1DM03G01F1672BU100 | 30 | 1DM | BUILDING | 03G | CHORUSMART DOM.RANG. | 01F | BASIC CHORUSMART | 12 | 72 | NR | 574.259 | CCM | 38.71 | 28.8 | G | 8011564274808 | 8011564622784 | 8011564906617 | 85389099
GW12031F | 1-WAY SWITCH, 2M 1P 16AX R.WIRING BLACK | ŁĄCZNIK POJ. 2M 1P 16AX ZACISK. CZARNY | 13.1 | 1 | NR | 12.8 | 1 | NR | 2.344% | OFFICIAL | 1DM03G01F1532AK100 | 30 | 1DM | BUILDING | 03G | CHORUSMART DOM.RANG. | 01F | BASIC CHORUSMART | 6 | 24 | NR | 277.888 | CCM | 41.208 | 37.088 | G | 8011564269811 | 8011564618718 | 8011564618725 | 85365080
GW12182 | PUSH-BUTTON 3M 1P NO 16A ILL LOC BLACK | PRZYCISK, 3M 1P NO 16A PODŚW BLOK CZARNY | 13.1 | 1 | NR | 12.8 | 1 | NR | 2.344% | OFFICIAL | 1DM03G01F1532AI100 | 40 | 1DM | BUILDING | 03G | CHORUSMART DOM.RANG. | 01F | BASIC CHORUSMART | 4 | 12 | NR | 336.656 | CCM | 43.888 | 26.805 | G | 8011564268562 | 8011564617070 | 8011564617087 | 85365080
GW12183 | PUSH-BUTTON 3M 1P NO 16A ILL SIG BLACK | PRZYCISK, 3M 1P NO 16A PODŚW SYG CZARNY | 13.1 | 1 | NR | 12.8 | 1 | NR | 2.344% | OFFICIAL | 1DM03G01F1532AI100 | 40 | 1DM | BUILDING | 03G | CHORUSMART DOM.RANG. | 01F | BASIC CHORUSMART | 4 | 12 | NR | 336.656 | CCM | 43.917 | 26.761 | G | 8011564268579 | 8011564617094 | 8011564617100 | 85365080
GW13031F | 1-WAY SWITCH, 2M 1P 16AX R.WIRING BEIGE | PRZYCISK 2M 1P 16AX KABL.SZYBK. BEŻ | 13.1 | 1 | NR | 12.8 | 1 | NR | 2.344% | OFFICIAL | 1DM03G01F1330AQ100 | 30 | 1DM | BUILDING | 03G | CHORUSMART DOM.RANG. | 01F | BASIC CHORUSMART | 6 | 24 | NR | 277.888 | CCM | 36.105 | 31.41 | G | 8034035071751 | 8034035454387 | 8034035454394 | 85365080
GW13182 | PUSH-BUTTON, 3M 1P NO 16A ILL LOC BEIGE | PRZYCISK 3M 1P NA 16A OŚW.LOK.BEŻ | 13.1 | 1 | NR | 12.8 | 1 | NR | 2.344% | OFFICIAL | 1DM03G01F1330AO100 | 40 | 1DM | BUILDING | 03G | CHORUSMART DOM.RANG. | 01F | BASIC CHORUSMART | 4 | 12 | NR | 336.656 | CCM | 46.07 | 27.242 | G | 8034035072475 | 8034035455780 | 8034035455797 | 85365080
GW13183 | PUSH-BUTTON, 3M 1P NO 16A ILL SIG BEIGE | PRZYCISK 3M 1P NA 16A OŚW.SYGN.BEŻ | 13.1 | 1 | NR | 12.8 | 1 | NR | 2.344% | OFFICIAL | 1DM03G01F1330AO100 | 40 | 1DM | BUILDING | 03G | CHORUSMART DOM.RANG. | 01F | BASIC CHORUSMART | 4 | 12 | NR | 336.656 | CCM | 46.32 | 27.043 | G | 8034035072482 | 8034035455803 | 8034035455810 | 85365080
GW15031F | 1-WAY SWITCH, 2M 1P 16AX R.WIRING WHITE | PRZYC.2M 1P 16AX K.SZ.IDO BIAŁY | 13.1 | 1 | NR | 12.8 | 1 | NR | 2.344% | OFFICIAL | 1DM03G01F1310A8100 | 30 | 1DM | BUILDING | 03G | CHORUSMART DOM.RANG. | 01F | BASIC CHORUSMART | 6 | 24 | NR | 277.888 | CCM | 36.105 | 31.41 | G | 8034035074455 | 8034035458125 | 8034035458132 | 85365080
GW15182 | PUSH-BUTTON, 3M 1P NO 16A ILL LOC WHITE | PRZYCISK 3M 1P NA 16A OŚW.LOK.BIAŁY | 13.1 | 1 | NR | 12.8 | 1 | NR | 2.344% | OFFICIAL | 1DM03G01F1310A6100 | 40 | 1DM | BUILDING | 03G | CHORUSMART DOM.RANG. | 01F | BASIC CHORUSMART | 4 | 12 | NR | 336.656 | CCM | 46.07 | 27.242 | G | 8034035075179 | 8034035459528 | 8034035459535 | 85365080
GW15183 | PUSH-BUTTON, 3M 1P NO 16A ILL SIG WHITE | PRZYCISK 3M 1P NA 16A OŚW.SYGN.BIAŁY | 13.1 | 1 | NR | 12.8 | 1 | NR | 2.344% | OFFICIAL | 1DM03G01F1310A6100 | 40 | 1DM | BUILDING | 03G | CHORUSMART DOM.RANG. | 01F | BASIC CHORUSMART | 4 | 12 | NR | 336.656 | CCM | 46.32 | 27.043 | G | 8034035075186 | 8034035459542 | 8034035459559 | 85365080
GW10001 | 1-WAY SWITCH, 1M 1P 16AX WHITE | ŁĄCZNIK POJEDYNCZY, 1M 1P 16AX BIAŁY | 4.4 | 1 | NR | 4.3 | 1 | NR | 2.326% | OFFICIAL | 1DM03G01F1512A0100 | 30 | 1DM | BUILDING | 03G | CHORUSMART DOM.RANG. | 01F | BASIC CHORUSMART | 12 | 96 | NR | 63.225 | CCM | 23.272 | 18.802 | G | 8011564257825 | 8011564601710 | 8011564601727 | 85365080
GW10431AB | UNWIRED ENCLOS.RJ45 CONNEC. AB | OBUDOWA GNIAZDA RJ45 AB | 4.4 | 1 | NR | 4.3 | 1 | NR | 2.326% | OFFICIAL | 1DM03G01F1350I4100 | 30 | 1DM | BUILDING | 03G | CHORUSMART DOM.RANG. | 01F | BASIC CHORUSMART | 1 | 48 | NR | 114.603 | CCM | 28.755 | 8.89 | G | 8034035071584 | 8034035071584 | 8034035454110 | 85389099
GW11001 | 1-WAY SWITCH, 1M 1P 16AX IVORY | ŁĄCZNIK POJ., 1M 1P 16AX KOŚĆ SŁON. | 4.4 | 1 | NR | 4.3 | 1 | NR | 2.326% | OFFICIAL | 1DM03G01F1522A1100 | 30 | 1DM | BUILDING | 03G | CHORUSMART DOM.RANG. | 01F | BASIC CHORUSMART | 12 | 96 | NR | 63.225 | CCM | 23.074 | 18.803 | G | 8011564257856 | 8011564601772 | 8011564601789 | 85365080
GW16123VA | ONE INT. PLATE, 2+2G H SLATE | RAMKA ONE INTERNATI. 2+2 M POZ. ŁUPEK | 13.2 | 1 | NR | 12.9 | 1 | NR | 2.326% | OFFICIAL | 1DM03G01F1592DG100 | 40 | 1DM | BUILDING | 03G | CHORUSMART DOM.RANG. | 01F | BASIC CHORUSMART | 6 | 6 | NR | 470.313 | CCM | 43 | 28.099 | G | 0 | 0 | 0 | 0
GW16123VB | ONE INT. PLATE, 2+2G H SEA BLUE | RAMKA ONE INTERNAT.2+2M POZ.MOR.NIEB. | 13.2 | 1 | NR | 12.9 | 1 | NR | 2.326% | OFFICIAL | 1DM03G01F1592DS100 | 40 | 1DM | BUILDING | 03G | CHORUSMART DOM.RANG. | 01F | BASIC CHORUSMART | 12 | 12 | NR | 336.656 | CCM | 39 | 35.1 | G | 8011564272460 | 8011564621220 | 8011564621220 | 85389099
GW16123VR | ONE INT. PLATE, 2+2G H RUBY | RAMKA ONE INTERNATI. 2+2 M POZ. RUBIN | 13.2 | 1 | NR | 12.9 | 1 | NR | 2.326% | OFFICIAL | 1DM03G01F1592DM100 | 40 | 1DM | BUILDING | 03G | CHORUSMART DOM.RANG. | 01F | BASIC CHORUSMART | 12 | 12 | NR | 336.656 | CCM | 43 | 28.109 | G | 8011564277076 | 8011564625495 | 8011564625495 | 85389099
GW16123VT | ONE INT. PLATE, 2+2G H TITANIUM | RAMKA ONE INTERNATI. 2+2 M POZ.TYTAN | 13.2 | 1 | NR | 12.9 | 1 | NR | 2.326% | OFFICIAL | 1DM03G01F1592DE100 | 30 | 1DM | BUILDING | 03G | CHORUSMART DOM.RANG. | 01F | BASIC CHORUSMART | 12 | 12 | NR | 336.656 | CCM | 39.25 | 35.325 | G | 8011564271982 | 8011564620667 | 8011564620667 | 85389099
GW16124VA | ONE INT. PLATE, 2+2G V 71 SLATE | RAMKA ONE INTERNATI. 2+2M PION 71 ŁUPEK | 13.2 | 1 | NR | 12.9 | 1 | NR | 2.326% | OFFICIAL | 1DM03G01F1592DG100 | 40 | 1DM | BUILDING | 03G | CHORUSMART DOM.RANG. | 01F | BASIC CHORUSMART | 6 | 6 | NR | 470.313 | CCM | 40.5 | 36.45 | G | 8011564272057 | 8011564620735 | 8011564620735 | 85389099
GW16124VB | ONE INT. PLATE, 2+2G V 71 SEA BLUE | RAMKA ONE INTERN.2+2M PION 71 MOR.NIEB. | 13.2 | 1 | NR | 12.9 | 1 | NR | 2.326% | OFFICIAL | 1DM03G01F1592DS100 | 40 | 1DM | BUILDING | 03G | CHORUSMART DOM.RANG. | 01F | BASIC CHORUSMART | 12 | 12 | NR | 336.656 | CCM | 38.417 | 34.575 | G | 8011564272477 | 8011564621237 | 8011564621237 | 85389099
GW16124VR | ONE INT. PLATE, 2+2G V 71 RUBY | RAMKA ONE INTERNATI. 2+2M PION 71 RUBIN | 13.2 | 1 | NR | 12.9 | 1 | NR | 2.326% | OFFICIAL | 1DM03G01F1592DM100 | 40 | 1DM | BUILDING | 03G | CHORUSMART DOM.RANG. | 01F | BASIC CHORUSMART | 12 | 12 | NR | 336.656 | CCM | 38.667 | 34.8 | G | 8011564277083 | 8011564625501 | 8011564625501 | 85389099
GW16124VT | ONE INT. PLATE, 2+2G V 71 TITANIUM | RAMKA ONE INTERNATI. 2+2M PION 71 TYTAN | 13.2 | 1 | NR | 12.9 | 1 | NR | 2.326% | OFFICIAL | 1DM03G01F1592DE100 | 30 | 1DM | BUILDING | 03G | CHORUSMART DOM.RANG. | 01F | BASIC CHORUSMART | 12 | 12 | NR | 336.656 | CCM | 39.167 | 28.099 | G | 8011564271999 | 8011564620674 | 8011564620674 | 85389099
GW16423VA | GEO INT. PLATE, 2+2G H SLATE | RAMKA GEO INTER. 2+2 M POZ. ŁUPEK | 13.2 | 1 | NR | 12.9 | 1 | NR | 2.326% | OFFICIAL | 1DM03G01F1562D3100 | 40 | 1DM | BUILDING | 03G | CHORUSMART DOM.RANG. | 01F | BASIC CHORUSMART | 6 | 6 | NR | 673.313 | CCM | 45.226 | 32.776 | G | 8011564767355 | 8011564910041 | 8011564910041 | 85389099
GW16423VB | GEO INT. PLATE, 2+2G H SEA BLUE | RAMKA GEO INTER. 2+2M POZ.MOR.NIEB. | 13.2 | 1 | NR | 12.9 | 1 | NR | 2.326% | OFFICIAL | 1DM03G01F1562D1100 | 40 | 1DM | BUILDING | 03G | CHORUSMART DOM.RANG. | 01F | BASIC CHORUSMART | 12 | 12 | NR | 336.656 | CCM | 41.146 | 32.738 | G | 8011564767362 | 8011564910058 | 8011564910058 | 85389099
GW16423VR | GEO INT. PLATE, 2+2G H RUBY | RAMKA GEO INTER. 2+2 M POZ. RUBIN | 13.2 | 1 | NR | 12.9 | 1 | NR | 2.326% | OFFICIAL | 1DM03G01F1562D1100 | 40 | 1DM | BUILDING | 03G | CHORUSMART DOM.RANG. | 01F | BASIC CHORUSMART | 12 | 12 | NR | 336.656 | CCM | 41.146 | 32.738 | G | 8011564767379 | 8011564910065 | 8011564910065 | 85389099
GW16423VT | GEO INT. PLATE, 2+2G H TITANIUM | RAMKA GEO INTER. 2+2 M POZ.TYTAN | 13.2 | 1 | NR | 12.9 | 1 | NR | 2.326% | OFFICIAL | 1DM03G01F1562D3100 | 30 | 1DM | BUILDING | 03G | CHORUSMART DOM.RANG. | 01F | BASIC CHORUSMART | 12 | 12 | NR | 336.656 | CCM | 41.136 | 32.728 | G | 8011564767386 | 8011564910072 | 8011564910072 | 85389099
GW16424VA | GEO INT. PLATE, 2+2G V 71 SLATE | RAMKA GEO INTER. 2+2M PION 71 ŁUPEK | 13.2 | 1 | NR | 12.9 | 1 | NR | 2.326% | OFFICIAL | 1DM03G01F1562D3100 | 40 | 1DM | BUILDING | 03G | CHORUSMART DOM.RANG. | 01F | BASIC CHORUSMART | 6 | 6 | NR | 673.313 | CCM | 45.226 | 32.776 | G | 8011564767454 | 8011564910140 | 8011564910140 | 85389099
GW16424VB | GEO INT. PLATE, 2+2G V 71 SEA BLUE | RAMKA GEO INTER. 2+2M PION 71 MOR.NIEB. | 13.2 | 1 | NR | 12.9 | 1 | NR | 2.326% | OFFICIAL | 1DM03G01F1562D1100 | 40 | 1DM | BUILDING | 03G | CHORUSMART DOM.RANG. | 01F | BASIC CHORUSMART | 12 | 12 | NR | 336.656 | CCM | 41.146 | 32.738 | G | 8011564767461 | 8011564910157 | 8011564910157 | 85389099
GW16424VR | GEO INT. PLATE, 2+2G V 71 RUBY | RAMKA GEO INTER. 2+2M PION 71 RUBIN | 13.2 | 1 | NR | 12.9 | 1 | NR | 2.326% | OFFICIAL | 1DM03G01F1562D1100 | 40 | 1DM | BUILDING | 03G | CHORUSMART DOM.RANG. | 01F | BASIC CHORUSMART | 12 | 12 | NR | 336.656 | CCM | 41.146 | 32.738 | G | 8011564767478 | 8011564910164 | 8011564910164 | 85389099
GW16424VT | GEO INT. PLATE, 2+2G V 71 TITANIUM | RAMKA GEO INTER. 2+2M PION 71 TYTAN | 13.2 | 1 | NR | 12.9 | 1 | NR | 2.326% | OFFICIAL | 1DM03G01F1562D3100 | 30 | 1DM | BUILDING | 03G | CHORUSMART DOM.RANG. | 01F | BASIC CHORUSMART | 12 | 12 | NR | 336.656 | CCM | 41.136 | 32.728 | G | 8011564767485 | 8011564910171 | 8011564910171 | 85389099
GW16752 | WALL BOX FOR ONE INT PLATES, 2G WHITE | PUSZKA NATYNK.DO RAMKI ONE INTER 2M BIA | 4.4 | 1 | NR | 4.3 | 1 | NR | 2.326% | OFFICIAL | 1DM03G01F1672BQ100 | 30 | 1DM | BUILDING | 03G | CHORUSMART DOM.RANG. | 01F | BASIC CHORUSMART | 1 | 30 | NR | 477.533 | CCM | 75.667 | 53.97 | G | 8011564279346 | 8011564279346 | 8011564626744 | 85381000
GW16782 | WALL BOX FOR ONE INT PLATES, 2G BLACK | PUSZKA NATYNK.DO R-KI ONE INT. 2M CZA | 4.4 | 1 | NR | 4.3 | 1 | NR | 2.326% | OFFICIAL | 1DM03G01F1672BQ100 | 30 | 1DM | BUILDING | 03G | CHORUSMART DOM.RANG. | 01F | BASIC CHORUSMART | 1 | 30 | NR | 477.533 | CCM | 73.6 | 52.87 | G | 8011564279384 | 8011564279384 | 8011564626782 | 85381000
GW16821 | INTERN. STD SUPPORT 2G WITH CLUTCHES | MIĘDZYNAR. STAND POKRYWA M2 Z ZACISKAMI | 2.2 | 1 | NR | 2.15 | 1 | NR | 2.326% | OFFICIAL | 1DM03G01F1672BU100 | 30 | 1DM | BUILDING | 03G | CHORUSMART DOM.RANG. | 01F | BASIC CHORUSMART | 12 | 120 | NR | 231.038 | CCM | 24.158 | 21.743 | G | 8011564274839 | 8011564622845 | 8011564622852 | 85389099
GW12736 | DOUBLE INDICATOR LAMP 'DND+MUR' 1M BLACK | PODW. LAM WSKAŹ.‘NIE PRZ.+PR.SPRZ.’ 1M C | 13.3 | 1 | NR | 13 | 1 | NR | 2.308% | OFFICIAL | 1DM03G01F1532AU100 | 30 | 1DM | BUILDING | 03G | CHORUSMART DOM.RANG. | 01F | BASIC CHORUSMART | 1 | 24 | NR | 80.914 | CCM | 15.917 | 15.916 | G | 8011564752566 | 8011564752566 | 8011564943667 | 85308000
GW13736 | DOUBLE INDICATOR LAMP 'DND+MUR' 1M BEIGE | LAMPKA SYGNAL..PODW. DND+MUR 1M BEŻ | 13.3 | 1 | NR | 13 | 1 | NR | 2.308% | OFFICIAL | 1DM03G01F1330FC100 | 30 | 1DM | BUILDING | 03G | CHORUSMART DOM.RANG. | 01F | BASIC CHORUSMART | 1 | 24 | NR | 80.914 | CCM | 25.089 | 21.758 | G | 8034035073991 | 8034035073991 | 8034035457821 | 85308000
GW14310 | MULTISTANDARD SOCKET OUTLET TITANIUM | GNIAZDO WIELOSTANDARDOWE TYTAN | 13.3 | 1 | NR | 13 | 1 | NR | 2.308% | OFFICIAL | 1DM03G01F1552B4100 | 30 | 1DM | BUILDING | 03G | CHORUSMART DOM.RANG. | 01F | BASIC CHORUSMART | 10 | 40 | NR | 107.5 | CCM | 44.635 | 33.408 | G | 8011564795044 | 8011564935143 | 8011564935150 | 85366990
GW15736 | DOUBLE INDICATOR LAMP 'DND+MUR' 1M WHITE | LAMPKA SYGNAL.PODW. DND+MUR 1M BIA. | 13.3 | 1 | NR | 13 | 1 | NR | 2.308% | OFFICIAL | 1DM03G01F1310AI100 | 30 | 1DM | BUILDING | 03G | CHORUSMART DOM.RANG. | 01F | BASIC CHORUSMART | 1 | 24 | NR | 80.914 | CCM | 25.523 | 22.192 | G | 8034035076695 | 8034035076695 | 8034035461569 | 85308000
GW16854 | TABLE AND WALL PLATE, 4-GANG, WHITE | RAMKA STOŁOWA I NATYNKOWA, 4 MOD. BIAŁA | 13.3 | 1 | NR | 13 | 1 | NR | 2.308% | OFFICIAL | 1DM03G01F1672BO100 | 30 | 1DM | BUILDING | 03G | CHORUSMART DOM.RANG. | 01F | BASIC CHORUSMART | 1 | 30 | NR | 924.15 | CCM | 107.53 | 90 | G | 8011564279421 | 8011564279421 | 8011564626829 | 85381000
GW16864 | TABLE AND WALL PLATE, 4-GANG, BLACK | RAMKA STOŁOWA I NATYNKOWA, 4 MOD.CZARNA | 13.3 | 1 | NR | 13 | 1 | NR | 2.308% | OFFICIAL | 1DM03G01F1672BO100 | 30 | 1DM | BUILDING | 03G | CHORUSMART DOM.RANG. | 01F | BASIC CHORUSMART | 1 | 30 | NR | 924.15 | CCM | 106.33 | 95.7 | G | 8011564278103 | 8011564278103 | 8011564626331 | 85381000
GW10034 | 1-WAY SWITCH, 2M 2P 16AX WHITE | ŁĄCZNIK POJEDYNCZY, 2M 2P 16AX BIAŁY | 13.4 | 1 | NR | 13.1 | 1 | NR | 2.29% | OFFICIAL | 1DM03G01F1512A0100 | 30 | 1DM | BUILDING | 03G | CHORUSMART DOM.RANG. | 01F | BASIC CHORUSMART | 6 | 24 | NR | 168.328 | CCM | 42.66 | 31.307 | G | 8011564258785 | 8011564603615 | 8011564603622 | 85365080
GW10203AB | S. OUT. 1M 2P+E 16A D.AM P17-11 IT AB | GNIAZDO 1M 2P+T 16A D.AM P17-11 WŁ.AB | 6.7 | 1 | NR | 6.55 | 1 | NR | 2.29% | OFFICIAL | 1DM03G01F1350FR100 | 30 | 1DM | BUILDING | 03G | CHORUSMART DOM.RANG. | 01F | BASIC CHORUSMART | 12 | 96 | NR | 88.721 | CCM | 32.656 | 27.633 | G | 8034035071454 | 8034035453939 | 8034035453946 | 85366990
GW10351AB | S.OUT. 2M 2P+E 16A DE FRONT TERM R.AB | GN.2M 2P+T 16A+ZACISK HISZP. CZERW. AB | 13.4 | 1 | NR | 13.1 | 1 | NR | 2.29% | OFFICIAL | 1DM03G01F1350FR100 | 30 | 1DM | BUILDING | 03G | CHORUSMART DOM.RANG. | 01F | BASIC CHORUSMART | 6 | 12 | NR | 234.69 | CCM | 54.403 | 38.687 | G | 8034035079740 | 8034035462573 | 8034035462580 | 85366990
GW14438 | ADAPTER FOR RJ45 SYSTIMAX CH T. | ADAPTER DO RJ45 SYSTIMAX CH TYTAN | 6.7 | 1 | NR | 6.55 | 1 | NR | 2.29% | OFFICIAL | 1DM03G01F1552B8100 | 30 | 1DM | BUILDING | 03G | CHORUSMART DOM.RANG. | 01F | BASIC CHORUSMART | 1 | 48 | NR | 114.603 | CCM | 9.678 | 7.324 | G | 8011564719880 | 8011564719880 | 8011564923942 | 85389099
GW16104VA | ONE PLATE 4-GANG SLATE | RAMKA ONE 4 MODUŁY ŁUPKOWY | 13.4 | 1 | NR | 13.1 | 1 | NR | 2.29% | OFFICIAL | 1DM03G01F1572CS100 | 40 | 1DM | BUILDING | 03G | CHORUSMART DOM.RANG. | 01F | BASIC CHORUSMART | 12 | 12 | NR | 235.156 | CCM | 35 | 31.5 | G | 8011564271319 | 8011564620018 | 8011564620018 | 85389099
GW16104VB | ONE PLATE 4-GANG SEA BLUE | RAMKA ONE 4 MODUŁY MORSKI NIEBIESKI | 13.4 | 1 | NR | 13.1 | 1 | NR | 2.29% | OFFICIAL | 1DM03G01F1572D4100 | 40 | 1DM | BUILDING | 03G | CHORUSMART DOM.RANG. | 01F | BASIC CHORUSMART | 12 | 12 | NR | 235.156 | CCM | 33 | 23.999 | G | 8011564271678 | 8011564620377 | 8011564620377 | 85389099
GW16104VR | ONE PLATE 4-GANG RUBY | RAMKA ONE 4 MODUŁY RUBIN | 13.4 | 1 | NR | 13.1 | 1 | NR | 2.29% | OFFICIAL | 1DM03G01F1572CY100 | 40 | 1DM | BUILDING | 03G | CHORUSMART DOM.RANG. | 01F | BASIC CHORUSMART | 12 | 12 | NR | 235.156 | CCM | 33 | 30 | G | 8011564277045 | 8011564625464 | 8011564625464 | 85389099
GW16104VT | ONE PLATE 4-GANG TITANIUM | RAMKA ONE 4 MODUŁY TYTAN | 13.4 | 1 | NR | 13.1 | 1 | NR | 2.29% | OFFICIAL | 1DM03G01F1572CQ100 | 30 | 1DM | BUILDING | 03G | CHORUSMART DOM.RANG. | 01F | BASIC CHORUSMART | 12 | 12 | NR | 235.156 | CCM | 33.08 | 23.989 | G | 8011564271258 | 8011564619951 | 8011564619951 | 85389099
GW16404VA | GEO PLATE 4-GANG SLATE | RAMKA GEO 4 MODUŁY ŁUPEK | 13.4 | 1 | NR | 13.1 | 1 | NR | 2.29% | OFFICIAL | 1DM03G01F1582CP100 | 40 | 1DM | BUILDING | 03G | CHORUSMART DOM.RANG. | 01F | BASIC CHORUSMART | 12 | 12 | NR | 336.656 | CCM | 36.583 | 32.925 | G | 8011564744653 | 8011564699236 | 8011564699236 | 85389099
GW16404VB | GEO PLATE 4-GANG SEA BLUE | RAMKA GEO 4 MODUŁY MORSKI NIEBIESKI | 13.4 | 1 | NR | 13.1 | 1 | NR | 2.29% | OFFICIAL | 1DM03G01F1582CN100 | 40 | 1DM | BUILDING | 03G | CHORUSMART DOM.RANG. | 01F | BASIC CHORUSMART | 12 | 12 | NR | 336.656 | CCM | 36.667 | 33 | G | 8011564743038 | 8011564698291 | 8011564698291 | 85389099
GW16404VR | GEO PLATE 4-GANG RUBY | RAMKA GEO 4 MODUŁY RUBIN | 13.4 | 1 | NR | 13.1 | 1 | NR | 2.29% | OFFICIAL | 1DM03G01F1582CN100 | 40 | 1DM | BUILDING | 03G | CHORUSMART DOM.RANG. | 01F | BASIC CHORUSMART | 12 | 12 | NR | 336.656 | CCM | 36.667 | 33 | G | 8011564743045 | 8011564698307 | 8011564698307 | 85389099
GW16404VT | GEO PLATE 4-GANG TITANIUM | RAMKA GEO 4 MODUŁY TYTAN | 13.4 | 1 | NR | 13.1 | 1 | NR | 2.29% | OFFICIAL | 1DM03G01F1582CP100 | 30 | 1DM | BUILDING | 03G | CHORUSMART DOM.RANG. | 01F | BASIC CHORUSMART | 12 | 12 | NR | 229.206 | CCM | 37.25 | 33.525 | G | 8011564743052 | 8011564698314 | 8011564698314 | 85389099
GW10021 | 1-WAY SWITCH, 1/2M 1P 10AX WHITE | ŁĄCZNIK POJ., 1/2M 1P 10AX BIAŁY | 6.75 | 1 | NR | 6.6 | 1 | NR | 2.273% | OFFICIAL | 1DM03G01F1512A0100 | 30 | 1DM | BUILDING | 03G | CHORUSMART DOM.RANG. | 01F | BASIC CHORUSMART | 6 | 24 | NR | 67.38 | CCM | 17.708 | 15.937 | G | 8011564260993 | 8034035468452 | 8011564606951 | 85365080
GW10031 | 1-WAY SWITCH, 2M 1P 16AX WHITE | ŁĄCZNIK POJEDYNCZY, 2M 1P 16AX BIAŁY | 6.75 | 1 | NR | 6.6 | 1 | NR | 2.273% | OFFICIAL | 1DM03G01F1512A0100 | 30 | 1DM | BUILDING | 03G | CHORUSMART DOM.RANG. | 01F | BASIC CHORUSMART | 6 | 24 | NR | 168.328 | CCM | 35.75 | 24.539 | G | 8011564258723 | 8011564603493 | 8011564603509 | 85365080
GW10247 | SOCKET OUTLET 2M 2P+E 16A FR ST WHITE | GNIAZDO 2M 2P+E 16A FR ST BIAŁE | 9 | 1 | NR | 8.8 | 1 | NR | 2.273% | OFFICIAL | 1DM03G01F1512A4100 | 30 | 1DM | BUILDING | 03G | CHORUSMART DOM.RANG. | 01F | BASIC CHORUSMART | 6 | 48 | NR | 177.443 | CCM | 50.4 | 34.683 | G | 8011564257979 | 8011564602014 | 8011564602021 | 85366990
GW11031 | 1-WAY SWITCH, 2M 1P 16AX IVORY | ŁĄCZNIK POJ., 2M 1P 16AX KOŚĆ SŁON. | 6.75 | 1 | NR | 6.6 | 1 | NR | 2.273% | OFFICIAL | 1DM03G01F1522A1100 | 30 | 1DM | BUILDING | 03G | CHORUSMART DOM.RANG. | 01F | BASIC CHORUSMART | 6 | 24 | NR | 168.328 | CCM | 35.279 | 24.737 | G | 8011564258662 | 8011564603370 | 8011564603387 | 85365080
GW14433 | UNWIRED ENCLOS.RJ45 2M.CONNEC TITANIUM | PRZEJŚCIÓWKA RJ45 2M. GNIAZDO TYTAN | 6.75 | 1 | NR | 6.6 | 1 | NR | 2.273% | OFFICIAL | 1DM03G01F1552B8100 | 30 | 1DM | BUILDING | 03G | CHORUSMART DOM.RANG. | 01F | BASIC CHORUSMART | 4 | 100 | NR | 62.244 | CCM | 11.24 | 9.693 | G | 8011564823815 | 8011564965829 | 8011564965836 | 85389099
GW16123TB | ONE INT. PLATE 2+2M H.WHITE | RAMKA ONE INTERNAT.2+2M POZ.MLECZNOBIAŁA | 4.5 | 1 | NR | 4.4 | 1 | NR | 2.273% | OFFICIAL | 1DM03G01F1592DA100 | 30 | 1DM | BUILDING | 03G | CHORUSMART DOM.RANG. | 01F | BASIC CHORUSMART | 12 | 12 | NR | 336.656 | CCM | 39.167 | 28.099 | G | 8011564271869 | 8011564620544 | 8011564620544 | 85389099
GW10591 | INFRARED MOVEMENT DETECTOR 1M WHITE | CZUJNIK RUCHU NA PODCZERWIEŃ 1M BIAŁY | 136 | 1 | NR | 133 | 1 | NR | 2.256% | OFFICIAL | 1DM03G01F1512A0100 | 40 | 1DM | BUILDING | 03G | CHORUSMART DOM.RANG. | 01F | BASIC CHORUSMART | 1 | 4 | NR | 404.283 | CCM | 65.25 | 58.725 | G | 8011564262300 | 8011564262300 | 8011564608597 | 85365080
GW10622AB | GREEN INDICATOR LAMP 1M AB | ZIELONA LAMPKA WSKAŹNIKOWA 1M AB | 6.8 | 1 | NR | 6.65 | 1 | NR | 2.256% | OFFICIAL | 1DM03G01F1350I8100 | 30 | 1DM | BUILDING | 03G | CHORUSMART DOM.RANG. | 01F | BASIC CHORUSMART | 1 | 24 | NR | 80.914 | CCM | 61.092 | 14.024 | G | 8034035071614 | 8034035071614 | 8034035454158 | 85308000
GW10623AB | RED INDICATOR LAMP 1M AB | CZERWONA LAMPKA WSKAŹNIKOWA 1M AB | 6.8 | 1 | NR | 6.65 | 1 | NR | 2.256% | OFFICIAL | 1DM03G01F1350I8100 | 30 | 1DM | BUILDING | 03G | CHORUSMART DOM.RANG. | 01F | BASIC CHORUSMART | 1 | 24 | NR | 80.914 | CCM | 17.355 | 14.02 | G | 8034035071621 | 8034035071621 | 8034035454165 | 85308000
GW12151 | P-BUTTON 1M 1P NO 16A 'LIGHT' BLACK | PRZYCISK, 1M 1P NO 16A „ŚWIATŁO” CZARNY | 6.8 | 1 | NR | 6.65 | 1 | NR | 2.256% | OFFICIAL | 1DM03G01F1532AI100 | 30 | 1DM | BUILDING | 03G | CHORUSMART DOM.RANG. | 01F | BASIC CHORUSMART | 12 | 24 | NR | 80.914 | CCM | 24.75 | 22.275 | G | 8011564277236 | 8011564625747 | 8011564625754 | 85365080
GW12152 | P-BUTTON 1M 1P NO 16A 'KEY' BLACK | PRZYCISK, 1M 1P NO 16A „KLUCZ” CZARNY | 6.8 | 1 | NR | 6.65 | 1 | NR | 2.256% | OFFICIAL | 1DM03G01F1532AI100 | 30 | 1DM | BUILDING | 03G | CHORUSMART DOM.RANG. | 01F | BASIC CHORUSMART | 12 | 24 | NR | 80.914 | CCM | 24.75 | 22.275 | G | 8011564277243 | 8011564625761 | 8011564625778 | 85365080
GW12153 | PUSH-BUTTON 1M 1P NO 16A SIG.DEV. BLACK | PRZYCISK, 1M 1P NO 16A SYGNAL. CZARNY | 6.8 | 1 | NR | 6.65 | 1 | NR | 2.256% | OFFICIAL | 1DM03G01F1532AI100 | 30 | 1DM | BUILDING | 03G | CHORUSMART DOM.RANG. | 01F | BASIC CHORUSMART | 12 | 24 | NR | 80.914 | CCM | 24.75 | 22.275 | G | 8011564277250 | 8011564625785 | 8011564625792 | 85365080
GW13151 | P-BUTTON, 1M 1P NO 16A ''LIGHT'' BEIGE | PRZYCISK 1M 1P NA 16A ''ŚWIATŁO'' BEŻ | 6.8 | 1 | NR | 6.65 | 1 | NR | 2.256% | OFFICIAL | 1DM03G01F1330AO100 | 30 | 1DM | BUILDING | 03G | CHORUSMART DOM.RANG. | 01F | BASIC CHORUSMART | 12 | 24 | NR | 80.914 | CCM | 62.211 | 18.785 | G | 8034035072338 | 8034035455506 | 8034035455513 | 85365080
GW13152 | P-BUTTON, 1M 1P NO 16A 'KEY', BEIGE | PRZYCISK 1M 1P NA 16A 'KLUCZ' BEŻ | 6.8 | 1 | NR | 6.65 | 1 | NR | 2.256% | OFFICIAL | 1DM03G01F1330AO100 | 30 | 1DM | BUILDING | 03G | CHORUSMART DOM.RANG. | 01F | BASIC CHORUSMART | 12 | 24 | NR | 80.914 | CCM | 24.866 | 18.785 | G | 8034035072345 | 8034035455520 | 8034035455537 | 85365080
GW13153 | P-BUTTON, 1M 1P NO 16A SIG DEVICE, BEIGE | PRZYCISK 1M 1P NA 16A DZWONEK BEŻ | 6.8 | 1 | NR | 6.65 | 1 | NR | 2.256% | OFFICIAL | 1DM03G01F1330AO100 | 30 | 1DM | BUILDING | 03G | CHORUSMART DOM.RANG. | 01F | BASIC CHORUSMART | 12 | 24 | NR | 80.914 | CCM | 24.866 | 18.785 | G | 8034035072352 | 8034035455544 | 8034035455551 | 85365080
GW15151 | P-BUTTON, 1M 1P NO 16A ''LIGHT'' WHITE | PRZYCISK 1M 1P NA 16A ''ŚWIATŁO'' BIAŁY | 6.8 | 1 | NR | 6.65 | 1 | NR | 2.256% | OFFICIAL | 1DM03G01F1310A6100 | 30 | 1DM | BUILDING | 03G | CHORUSMART DOM.RANG. | 01F | BASIC CHORUSMART | 12 | 24 | NR | 80.914 | CCM | 62.211 | 18.785 | G | 8034035075032 | 8034035459245 | 8034035459252 | 85365080
GW15152 | P-BUTTON, 1M 1P NO 16A 'KEY', WHITE | PRZYCISK 1M 1P NA 16A 'KLUCZ' BIAŁY | 6.8 | 1 | NR | 6.65 | 1 | NR | 2.256% | OFFICIAL | 1DM03G01F1310A6100 | 30 | 1DM | BUILDING | 03G | CHORUSMART DOM.RANG. | 01F | BASIC CHORUSMART | 12 | 24 | NR | 80.914 | CCM | 24.866 | 18.785 | G | 8034035075049 | 8034035459269 | 8034035459276 | 85365080
GW15153 | P-BUTTON, 1M 1P NO 16A SIG DEVICE, WHITE | PRZYCISK 1M 1P NA 16A DZWONEK BIAŁY | 6.8 | 1 | NR | 6.65 | 1 | NR | 2.256% | OFFICIAL | 1DM03G01F1310A6100 | 30 | 1DM | BUILDING | 03G | CHORUSMART DOM.RANG. | 01F | BASIC CHORUSMART | 12 | 24 | NR | 80.914 | CCM | 24.866 | 18.785 | G | 8034035075056 | 8034035459283 | 8034035459290 | 85365080
GW16202MI | LUX PLATE 2-GANG BRUSHED STAINLESS STEEL | RAMKA LUX 2 MOD. STAL NIERDZ.SZCZOTK | 136 | 1 | NR | 133 | 1 | NR | 2.256% | OFFICIAL | 1DM03G01F1612ES100 | 40 | 1DM | BUILDING | 03G | CHORUSMART DOM.RANG. | 01F | BASIC CHORUSMART | 1 | 16 | NR | 1032.5 | CCM | 291.25 | 110.58 | G | 8011564273238 | 8011564273238 | 8011564273238 | 85389099
GW16202PB | LUX PLATE 2-GANG WHITE LEATHER | RAMKA LUX 2 MODUŁY BIAŁA SKÓRA | 136 | 1 | NR | 133 | 1 | NR | 2.256% | OFFICIAL | 1DM03G01F1612EI100 | 40 | 1DM | BUILDING | 03G | CHORUSMART DOM.RANG. | 01F | BASIC CHORUSMART | 1 | 16 | NR | 1032.5 | CCM | 182.5 | 146.58 | G | 8011564273030 | 8011564273030 | 8011564273030 | 85389099
GW16202PN | LUX PLATE 2-GANG BLACK LEATHER | RAMKA LUX 2 MODUŁY CZARNA SKÓRA | 136 | 1 | NR | 133 | 1 | NR | 2.256% | OFFICIAL | 1DM03G01F1612EG100 | 40 | 1DM | BUILDING | 03G | CHORUSMART DOM.RANG. | 01F | BASIC CHORUSMART | 1 | 16 | NR | 1032.5 | CCM | 182.5 | 146.58 | G | 0 | 0 | 0 | 0
GW16202PR | LUX PLATE 2-GANG RUBY LEATHER | RAMKA LUX 2 MODUŁY RUBINOWA SKÓRA | 136 | 1 | NR | 133 | 1 | NR | 2.256% | OFFICIAL | 1DM03G01F1612EK100 | 40 | 1DM | BUILDING | 03G | CHORUSMART DOM.RANG. | 01F | BASIC CHORUSMART | 1 | 16 | NR | 1032.5 | CCM | 182.5 | 146.58 | G | 8011564273078 | 8011564273078 | 8011564273078 | 85389099
GW16203MI | LUX PLATE 3-GANG BRUSHED STAINLESS STEEL | RAMKA LUX 3 MOD. STAL NIERDZ.SZCZOTK | 136 | 1 | NR | 133 | 1 | NR | 2.256% | OFFICIAL | 1DM03G01F1612ES100 | 40 | 1DM | BUILDING | 03G | CHORUSMART DOM.RANG. | 01F | BASIC CHORUSMART | 1 | 16 | NR | 1032.5 | CCM | 260 | 239.58 | G | 8011564273245 | 8011564273245 | 8011564273245 | 85389099
GW16203PB | LUX PLATE 3-GANG WHITE LEATHER | RAMKA LUX 3 MODUŁY BIAŁA SKÓRA | 136 | 1 | NR | 133 | 1 | NR | 2.256% | OFFICIAL | 1DM03G01F1612EI100 | 40 | 1DM | BUILDING | 03G | CHORUSMART DOM.RANG. | 01F | BASIC CHORUSMART | 1 | 16 | NR | 1032.5 | CCM | 133.75 | 120.375 | G | 0 | 0 | 0 | 0
GW16204YB | LUX PLATE 4M WHITE MONOCHROME | RAMKA LUX 4M BIAŁA MONOCHROM. | 18.2 | 1 | NR | 17.8 | 1 | NR | 2.247% | OFFICIAL | 1DM03G01F1612DY100 | 30 | 1DM | BUILDING | 03G | CHORUSMART DOM.RANG. | 01F | BASIC CHORUSMART | 1 | 12 | NR | 458.413 | CCM | 62.192 | 51.614 | G | 8034035077647 | 8034035462412 | 8034035462412 | 85389099
GW10611 | RINGER, 3 IND INPUTS 12V AC/DC 2M WHITE | DZWONEK 3 WEJŚCIA NIEZAL. 12V AC/DC 2M B | 137 | 1 | NR | 134 | 1 | NR | 2.239% | OFFICIAL | 1DM03G01F1512AC100 | 40 | 1DM | BUILDING | 03G | CHORUSMART DOM.RANG. | 01F | BASIC CHORUSMART | 1 | 6 | NR | 269.522 | CCM | 73.333 | 50.733 | G | 8011564260894 | 8011564260894 | 8011564606845 | 85318040
GW14582 | RELAY TIMER, 2M 16A TITANIUM | TIMER PRZEKAŹNIK 2M 16 A TYRAN | 137 | 1 | NR | 134 | 1 | NR | 2.239% | OFFICIAL | 1DM03G01F1552BE100 | 40 | 1DM | BUILDING | 03G | CHORUSMART DOM.RANG. | 01F | BASIC CHORUSMART | 1 | 2 | NR | 1410.938 | CCM | 179.5 | 161.55 | G | 0 | 0 | 0 | 0
GW10078F | DOUBLE 2-WAY SWITCH, 2M 1P 16AX R.W. W | PODW.ŁĄCZ. SCHOD. 2M 1P 16AX ZAC. BIAŁY | 18.3 | 1 | NR | 17.9 | 1 | NR | 2.235% | OFFICIAL | 1DM03G01F1512A2100 | 30 | 1DM | BUILDING | 03G | CHORUSMART DOM.RANG. | 01F | BASIC CHORUSMART | 6 | 24 | NR | 277.888 | CCM | 52.25 | 47.025 | G | 8011564258921 | 8011564603745 | 8011564603752 | 85365080
GW10159F | P-BUTTON+2-WAY SW, 2M 1P NO 16AX R.W. W | PRZYC.+PRZEŁ.2-DR. 2M 1P NO 16AX ZAC. B | 18.3 | 1 | NR | 17.9 | 1 | NR | 2.235% | OFFICIAL | 1DM03G01F1512A2100 | 30 | 1DM | BUILDING | 03G | CHORUSMART DOM.RANG. | 01F | BASIC CHORUSMART | 6 | 24 | NR | 277.888 | CCM | 50.542 | 45.488 | G | 8011564258938 | 8011564603769 | 8011564603776 | 85365080
GW10160F | DOUBLE PUSH-BUTTON, 2M 1P NO 16A R.W. W | PODW. PRZYCISK, 2M 1P NO 16A ZAC. BIAŁY | 18.3 | 1 | NR | 17.9 | 1 | NR | 2.235% | OFFICIAL | 1DM03G01F1512A2100 | 30 | 1DM | BUILDING | 03G | CHORUSMART DOM.RANG. | 01F | BASIC CHORUSMART | 6 | 24 | NR | 277.888 | CCM | 49.333 | 44.4 | G | 8011564258587 | 8011564603219 | 8011564603226 | 85365080
GW12039 | BADGE-OPERATED MECH.SWITCH 2M BLACK | ŁĄCZNIK MECH.OBSŁUG. KARTĄ 2M CZARNY | 18.3 | 1 | NR | 17.9 | 1 | NR | 2.235% | OFFICIAL | 1DM03G01F1532AI100 | 30 | 1DM | BUILDING | 03G | CHORUSMART DOM.RANG. | 01F | BASIC CHORUSMART | 1 | 6 | NR | 269.522 | CCM | 53 | 47.7 | G | 8011564439313 | 8011564439313 | 8011564667457 | 85389099
GW13039 | BADGE SWITCH 1P 2M BEIGE | KARTA ELEKTROMAGNETYCZNA 2M BEŻ | 18.3 | 1 | NR | 17.9 | 1 | NR | 2.235% | OFFICIAL | 1DM03G01F1330AO100 | 30 | 1DM | BUILDING | 03G | CHORUSMART DOM.RANG. | 01F | BASIC CHORUSMART | 1 | 6 | NR | 269.522 | CCM | 57.515 | 39.468 | G | 8034035071843 | 8034035071843 | 8034035454561 | 85389099
GW15039 | BADGE SWITCH 1P 2M CH/WT | KARTA ELEKTROMECHANICZNA 2M CH/WT | 18.3 | 1 | NR | 17.9 | 1 | NR | 2.235% | OFFICIAL | 1DM03G01F1310A6100 | 30 | 1DM | BUILDING | 03G | CHORUSMART DOM.RANG. | 01F | BASIC CHORUSMART | 1 | 6 | NR | 269.522 | CCM | 57.515 | 39.468 | G | 8034035074547 | 8034035074547 | 8034035458309 | 85389099
GW10331AB | SHAVER SOCKET EU/USA W.INS TRANSF 3M AB | GNIAZDO GOLARKI+TRANSF.IZOL.3M AB | 101 | 1 | NR | 98.8 | 1 | NR | 2.227% | OFFICIAL | 1DM03G01F1350FR100 | 30 | 1DM | BUILDING | 03G | CHORUSMART DOM.RANG. | 01F | BASIC CHORUSMART | 1 | 2 | NR | 2019.938 | CCM | 579.748 | 430.502 | G | 8034035071515 | 8034035071515 | 8034035454035 | 85366990
GW10072 | 2-WAY SWITCH, 2M 1P 16AX ILL LOC WHITE | ŁĄCZ. SCHOD. 2M 1P 16AX PODŚ BLOK BIAŁY | 9.2 | 1 | NR | 9 | 1 | NR | 2.222% | OFFICIAL | 1DM03G01F1512A0100 | 30 | 1DM | BUILDING | 03G | CHORUSMART DOM.RANG. | 01F | BASIC CHORUSMART | 6 | 24 | NR | 168.328 | CCM | 39.25 | 27.962 | G | 8011564257382 | 8011564601062 | 8011564601079 | 85365080
GW10073 | 2-WAY SWITCH, 2M 1P 16AX ILL SIG WHITE | ŁĄCZ. SCHOD. 2M 1P 16AX PODŚW SYG BIAŁY | 9.2 | 1 | NR | 9 | 1 | NR | 2.222% | OFFICIAL | 1DM03G01F1512A0100 | 30 | 1DM | BUILDING | 03G | CHORUSMART DOM.RANG. | 01F | BASIC CHORUSMART | 6 | 24 | NR | 168.328 | CCM | 39.166 | 27.849 | G | 8011564257405 | 8011564601109 | 8011564603714 | 85365080
GW11072 | 2-WAY SWITCH, 2M 1P 16AX ILL LOC IVORY | ŁĄCZ. SCHOD.2M 1P 16AX PODŚ BLOK KOŚĆ S | 9.2 | 1 | NR | 9 | 1 | NR | 2.222% | OFFICIAL | 1DM03G01F1522A1100 | 30 | 1DM | BUILDING | 03G | CHORUSMART DOM.RANG. | 01F | BASIC CHORUSMART | 6 | 24 | NR | 168.328 | CCM | 38.576 | 28.034 | G | 8011564258518 | 8011564603073 | 8011564603080 | 85365080
GW11073 | 2-WAY SWITCH, 2M 1P 16AX ILL SIG IVORY | ŁĄCZ. SCHOD.2M 1P 16AX PODŚW SYG KOŚĆ S | 9.2 | 1 | NR | 9 | 1 | NR | 2.222% | OFFICIAL | 1DM03G01F1522A1100 | 30 | 1DM | BUILDING | 03G | CHORUSMART DOM.RANG. | 01F | BASIC CHORUSMART | 6 | 24 | NR | 168.328 | CCM | 38.463 | 27.921 | G | 8011564258495 | 8011564603035 | 8011564603042 | 85365080
GW12641 | TRANSPARENT INDICATOR LAMP 1/2M BLACK | PRZEŹROCZYSTA LAMPKA WSKAŹNIKOWA 1/2M C | 6.9 | 1 | NR | 6.75 | 1 | NR | 2.222% | OFFICIAL | 1DM03G01F1532AU100 | 30 | 1DM | BUILDING | 03G | CHORUSMART DOM.RANG. | 01F | BASIC CHORUSMART | 2 | 48 | NR | 40.457 | CCM | 9.25 | 8.325 | G | 8011564266681 | 8011564614628 | 8011564614635 | 85308000
GW12642 | GREEN INDICATOR LAMP 1/2M BLACK | ZIELONA LAMPKA WSKAŹNIKOWA 1/2M CZARNA | 6.9 | 1 | NR | 6.75 | 1 | NR | 2.222% | OFFICIAL | 1DM03G01F1532AU100 | 30 | 1DM | BUILDING | 03G | CHORUSMART DOM.RANG. | 01F | BASIC CHORUSMART | 2 | 48 | NR | 40.457 | CCM | 9.25 | 8.325 | G | 8011564266698 | 8011564614642 | 8011564614659 | 85308000
GW12643 | RED INDICATOR LAMP 1/2M BLACK | CZERWONA LAMPKA WSKAŹNIKOWA 1/2M CZARNA | 6.9 | 1 | NR | 6.75 | 1 | NR | 2.222% | OFFICIAL | 1DM03G01F1532AU100 | 30 | 1DM | BUILDING | 03G | CHORUSMART DOM.RANG. | 01F | BASIC CHORUSMART | 2 | 48 | NR | 40.457 | CCM | 9.25 | 8.325 | G | 8011564266704 | 8011564614666 | 8011564614673 | 85308000
GW12644 | AMBER INDICATOR LAMP 1/2M BLACK | BURSZTYN. LAMPKA WSKAŹNIKOWA 1/2M CZARNA | 6.9 | 1 | NR | 6.75 | 1 | NR | 2.222% | OFFICIAL | 1DM03G01F1532AU100 | 30 | 1DM | BUILDING | 03G | CHORUSMART DOM.RANG. | 01F | BASIC CHORUSMART | 2 | 48 | NR | 40.457 | CCM | 9.25 | 8.325 | G | 8011564266810 | 8011564614680 | 8011564614697 | 85308000
GW13641 | TRANSPARENT INDICATOR LAMP 1/2M BEIGE | LAMPKA SYGNAL. PRZEŹROCZ. 1/2M BEŻ | 6.9 | 1 | NR | 6.75 | 1 | NR | 2.222% | OFFICIAL | 1DM03G01F1330FC100 | 30 | 1DM | BUILDING | 03G | CHORUSMART DOM.RANG. | 01F | BASIC CHORUSMART | 2 | 48 | NR | 40.457 | CCM | 8.556 | 6.891 | G | 8034035073779 | 8034035457562 | 8034035457579 | 85308000
GW13642 | GREEN INDICATOR LAMP 1/2M BEIGE | LAMPKA SYGNALIZACYJNA ZIEL. 1/2M BEŻ | 6.9 | 1 | NR | 6.75 | 1 | NR | 2.222% | OFFICIAL | 1DM03G01F1330FC100 | 30 | 1DM | BUILDING | 03G | CHORUSMART DOM.RANG. | 01F | BASIC CHORUSMART | 2 | 48 | NR | 40.457 | CCM | 8.556 | 6.891 | G | 8034035073786 | 8034035457586 | 8034035457593 | 85308000
GW13643 | RED INDICATOR LAMP 1/2M BEIGE | LAMPKA SYGNALIZACYJNA CZERW. 1/2M BEŻ | 6.9 | 1 | NR | 6.75 | 1 | NR | 2.222% | OFFICIAL | 1DM03G01F1330FC100 | 30 | 1DM | BUILDING | 03G | CHORUSMART DOM.RANG. | 01F | BASIC CHORUSMART | 2 | 48 | NR | 40.457 | CCM | 8.481 | 6.816 | G | 8034035073793 | 8034035457609 | 8034035457616 | 85308000
GW13644 | AMBER INDICATOR LAMP 1/2M BEIGE | LAMPKA SYGNALIZACYJNA AMBRA 1/2M BEŻ | 6.9 | 1 | NR | 6.75 | 1 | NR | 2.222% | OFFICIAL | 1DM03G01F1330FC100 | 30 | 1DM | BUILDING | 03G | CHORUSMART DOM.RANG. | 01F | BASIC CHORUSMART | 2 | 48 | NR | 40.457 | CCM | 9.241 | 7.576 | G | 8034035073809 | 8034035457623 | 8034035457630 | 85308000
GW15641 | TRANSPARENT INDICATOR LAMP 1/2M WHITE | LAMPKA SYGNAL. PRZEŹROCZ. 1/2M BIAŁY | 6.9 | 1 | NR | 6.75 | 1 | NR | 2.222% | OFFICIAL | 1DM03G01F1310AI100 | 30 | 1DM | BUILDING | 03G | CHORUSMART DOM.RANG. | 01F | BASIC CHORUSMART | 2 | 48 | NR | 40.457 | CCM | 8.556 | 6.891 | G | 8034035076473 | 8034035461309 | 8034035461316 | 85308000
GW15642 | GREEN INDICATOR LAMP 1/2M WHITE | LAMPKA SYGNALIZACYJNA ZIEL. 1/2M BIAŁY | 6.9 | 1 | NR | 6.75 | 1 | NR | 2.222% | OFFICIAL | 1DM03G01F1310AI100 | 30 | 1DM | BUILDING | 03G | CHORUSMART DOM.RANG. | 01F | BASIC CHORUSMART | 2 | 48 | NR | 40.457 | CCM | 8.556 | 6.891 | G | 8034035076480 | 8034035461323 | 8034035461330 | 85308000
GW15643 | RED INDICATOR LAMP 1/2M WHITE | LAMPKA SYGNALIZACYJNA CZERW. 1/2M BIAŁY | 6.9 | 1 | NR | 6.75 | 1 | NR | 2.222% | OFFICIAL | 1DM03G01F1310AI100 | 30 | 1DM | BUILDING | 03G | CHORUSMART DOM.RANG. | 01F | BASIC CHORUSMART | 2 | 48 | NR | 40.457 | CCM | 8.481 | 6.816 | G | 8034035076497 | 8034035461347 | 8034035461354 | 85308000
GW15644 | AMBER INDICATOR LAMP 1/2M WHITE | LAMPKA SYGNALIZACYJNA AMBRA 1/2M BIAŁY | 6.9 | 1 | NR | 6.75 | 1 | NR | 2.222% | OFFICIAL | 1DM03G01F1310AI100 | 30 | 1DM | BUILDING | 03G | CHORUSMART DOM.RANG. | 01F | BASIC CHORUSMART | 2 | 48 | NR | 40.457 | CCM | 9.241 | 7.576 | G | 8034035076503 | 8034035461361 | 8034035461378 | 85308000
GW16126AB | ONE INT. PLATE 2+2+2M H. WHITE ANTIBACT. | RAMKA ONE PRZ.2+2+2P O.BIAŁY ANTYBAKTER. | 9.2 | 1 | NR | 9 | 1 | NR | 2.222% | OFFICIAL | 1DM03G01F1592HU100 | 30 | 1DM | BUILDING | 03G | CHORUSMART DOM.RANG. | 01F | BASIC CHORUSMART | 1 | 6 | NR | 468.798 | CCM | 45.439 | 43.534 | G | 8034035069956 | 8034035453151 | 8034035453151 | 85389099
GW16127AB | ONE INT. PLATE 2+2+2M V. WHITE ANTIBACT. | RAMKA ONE PRZ.2+2+2P V.BIAŁY ANTYBAKTER. | 9.2 | 1 | NR | 9 | 1 | NR | 2.222% | OFFICIAL | 1DM03G01F1592HU100 | 30 | 1DM | BUILDING | 03G | CHORUSMART DOM.RANG. | 01F | BASIC CHORUSMART | 1 | 6 | NR | 468.798 | CCM | 60.666 | 41.944 | G | 8034035070242 | 8034035451560 | 8034035451560 | 85389099
GW16512 | WATERTIGHT CONTAINERS, 2-GANG IP55 GREY | OBUDOWY WODOSZCZELNE, 2 MOD. IP55 SZARY | 6.9 | 1 | NR | 6.75 | 1 | NR | 2.222% | OFFICIAL | 1DM03G01F1692BY100 | 30 | 1DM | BUILDING | 03G | CHORUSMART DOM.RANG. | 01F | BASIC CHORUSMART | 5 | 60 | NR | 689.11 | CCM | 123.3 | 110.97 | G | 8011564278066 | 8011564626256 | 8011564626263 | 85381000
GW10195AB | BLANKING MODULE 1M AB | MODUŁ ZAŚLEPIAJĄCY 1M AB | 1.38 | 1 | NR | 1.35 | 1 | NR | 2.222% | OFFICIAL | 1DM03G01F1350FN100 | 30 | 1DM | BUILDING | 03G | CHORUSMART DOM.RANG. | 01F | BASIC CHORUSMART | 10 | 200 | NR | 31.122 | CCM | 30.813 | 6.07 | G | 8034035071430 | 8034035453892 | 8034035453908 | 85389099
GW12583 | ELECTRONIC TIMER 1M BLACK | TIMER ELEKTRONICZNY 1M CZARNY | 138 | 1 | NR | 135 | 1 | NR | 2.222% | OFFICIAL | 1DM03G01F1532AW100 | 40 | 1DM | BUILDING | 03G | CHORUSMART DOM.RANG. | 01F | BASIC CHORUSMART | 1 | 2 | NR | 1410.938 | CCM | 125.401 | 120 | G | 8011564267398 | 8011564267398 | 8011564615670 | 91070000
GW13583 | ELECTRONIC TIMER 1M BEIGE | MINUTNIK 1M ELEKTRYCZNY BEŻ | 138 | 1 | NR | 135 | 1 | NR | 2.222% | OFFICIAL | 1DM03G01F1330FE100 | 40 | 1DM | BUILDING | 03G | CHORUSMART DOM.RANG. | 01F | BASIC CHORUSMART | 1 | 2 | NR | 1410.938 | CCM | 135.762 | 23.196 | G | 0 | 0 | 0 | 0
GW15583 | ELECTRONIC TIMER 1M WHITE | MINUTNIK 1M ELEKTRONICZNY BIAŁY | 138 | 1 | NR | 135 | 1 | NR | 2.222% | OFFICIAL | 1DM03G01F1310AK100 | 40 | 1DM | BUILDING | 03G | CHORUSMART DOM.RANG. | 01F | BASIC CHORUSMART | 1 | 2 | NR | 1410.938 | CCM | 135.762 | 23.196 | G | 0 | 0 | 0 | 0
GW12446 | CONNECTOR F-FEM OF COUPLING DEVICE 1M B | GNIAZDO F-ŻEŃSKIE PRZYŁĄCZA 1M CZARNE | 9.25 | 1 | NR | 9.05 | 1 | NR | 2.21% | OFFICIAL | 1DM03G01F1532AQ100 | 40 | 1DM | BUILDING | 03G | CHORUSMART DOM.RANG. | 01F | BASIC CHORUSMART | 1 | 12 | NR | 134.761 | CCM | 21 | 18.9 | G | 0 | 0 | 0 | 0
GW16128TB | ONE INT. PLATE 2+2+2+2M H.WHITE | RAMKA ONE INTERNAT.2+2+2+2M POZ.M.BIAŁA | 9.25 | 1 | NR | 9.05 | 1 | NR | 2.21% | OFFICIAL | 1DM03G01F1592DA100 | 30 | 1DM | BUILDING | 03G | CHORUSMART DOM.RANG. | 01F | BASIC CHORUSMART | 12 | 12 | NR | 895.781 | CCM | 78.333 | 70.5 | G | 8011564293793 | 8011564293793 | 8011564293793 | 85389099
GW16128TC | ONE INT. PLATE, 2+2+2+2G H HEMP | RAMKA ONE INTERNATI. 2+2+2+2 M POZ.KONO | 9.25 | 1 | NR | 9.05 | 1 | NR | 2.21% | OFFICIAL | 1DM03G01F1592DD100 | 30 | 1DM | BUILDING | 03G | CHORUSMART DOM.RANG. | 01F | BASIC CHORUSMART | 6 | 6 | NR | 792 | CCM | 79.667 | 71.7 | G | 8011564767096 | 8011564767096 | 8011564767096 | 85389099
GW16128TI | ONE INT. PLATE, 2+2+2+2G H IVORY | RAMKA ONE INTERNATI. 2+2+2+2M POZ.KO.SŁ | 9.25 | 1 | NR | 9.05 | 1 | NR | 2.21% | OFFICIAL | 1DM03G01F1592DF100 | 30 | 1DM | BUILDING | 03G | CHORUSMART DOM.RANG. | 01F | BASIC CHORUSMART | 12 | 12 | NR | 895.781 | CCM | 82.167 | 73.95 | G | 8011564767010 | 8011564767010 | 8011564767010 | 85389099
GW16128TN | ONE INT. PLATE, 2+2+2+2G H TONER BLACK | RAMKA ONE INTERNATI. 2+2+2+2M POZ.CZARNY | 9.25 | 1 | NR | 9.05 | 1 | NR | 2.21% | OFFICIAL | 1DM03G01F1592DC100 | 30 | 1DM | BUILDING | 03G | CHORUSMART DOM.RANG. | 01F | BASIC CHORUSMART | 12 | 12 | NR | 895.781 | CCM | 77.167 | 69.45 | G | 8011564293809 | 8011564293809 | 8011564293809 | 85389099
GW16129TB | ONE INT. PLATE 2+2+2+2M V.WHITE | RAMKA ONE INTERNATI. 2+2+2+2M PI M.BIAŁA | 9.25 | 1 | NR | 9.05 | 1 | NR | 2.21% | OFFICIAL | 1DM03G01F1592DA100 | 30 | 1DM | BUILDING | 03G | CHORUSMART DOM.RANG. | 01F | BASIC CHORUSMART | 6 | 6 | NR | 792 | CCM | 81.167 | 73.05 | G | 8011564294011 | 8011564294011 | 8011564294011 | 85389099
GW16129TC | ONE INT. PLATE, 2+2+2+2G V HEMP | RAMKA ONE INTERNATI. 2+2+2+2M PION KONOP | 9.25 | 1 | NR | 9.05 | 1 | NR | 2.21% | OFFICIAL | 1DM03G01F1592DD100 | 30 | 1DM | BUILDING | 03G | CHORUSMART DOM.RANG. | 01F | BASIC CHORUSMART | 6 | 6 | NR | 792 | CCM | 83.333 | 75 | G | 8011564767102 | 8011564767102 | 8011564767102 | 85389099
GW16129TI | ONE INT. PLATE, 2+2+2+2G V IVORY | RAMKA ONE INTERNATI. 2+2+2+2M PI KOŚĆ SŁ | 9.25 | 1 | NR | 9.05 | 1 | NR | 2.21% | OFFICIAL | 1DM03G01F1592DF100 | 30 | 1DM | BUILDING | 03G | CHORUSMART DOM.RANG. | 01F | BASIC CHORUSMART | 6 | 6 | NR | 792 | CCM | 85.833 | 77.25 | G | 8011564767027 | 8011564767027 | 8011564767027 | 85389099
GW16129TN | ONE INT. PLATE, 2+2+2+2G V TONER BLACK | RAMKA ONE INTERNATI. 2+2+2+2M PIO CZARNY | 9.25 | 1 | NR | 9.05 | 1 | NR | 2.21% | OFFICIAL | 1DM03G01F1592DC100 | 30 | 1DM | BUILDING | 03G | CHORUSMART DOM.RANG. | 01F | BASIC CHORUSMART | 6 | 6 | NR | 792 | CCM | 80 | 72 | G | 8011564294028 | 8011564294028 | 8011564294028 | 85389099
GW12299 | S. OUTLET 1M 2P+E 16A SOUTH AFR. STD BL. | GNIAZDO 1M 2P+E 16A ST. RPA CZARNE | 9.3 | 1 | NR | 9.1 | 1 | NR | 2.198% | OFFICIAL | 1DM03G01F1532AM100 | 30 | 1DM | BUILDING | 03G | CHORUSMART DOM.RANG. | 01F | BASIC CHORUSMART | 12 | 240 | NR | 110.438 | CCM | 32.37 | 27 | G | 8011564894440 | 8011564916784 | 8011564916777 | 85366990
GW13299 | S. OUTLET 1M 2P+E 16A SOUTH AFR. STD BEI | GNIAZDO 2P+T 16A STD PD AFR. 1M BEŻ | 9.3 | 1 | NR | 9.1 | 1 | NR | 2.198% | OFFICIAL | 1DM03G01F1330AS100 | 30 | 1DM | BUILDING | 03G | CHORUSMART DOM.RANG. | 01F | BASIC CHORUSMART | 12 | 240 | NR | 110.438 | CCM | 96.691 | 96.691 | G | 8034035072789 | 8034035456343 | 8034035456350 | 85366990
GW15299 | S. OUTLET 1M 2P+E 16A SOUTH AFR. STD WH. | GNIAZDO 2P+T 16A STD PD. AFR. 1M BIAŁY | 9.3 | 1 | NR | 9.1 | 1 | NR | 2.198% | OFFICIAL | 1DM03G01F1310AA100 | 30 | 1DM | BUILDING | 03G | CHORUSMART DOM.RANG. | 01F | BASIC CHORUSMART | 12 | 240 | NR | 110.438 | CCM | 96.691 | 96.691 | G | 8034035075483 | 8034035460081 | 8034035460098 | 85366990
GW10367 | TV SOCKET 2M DIR. MALE CONN 9.5mm W | GNIAZDO TV 2M BEZP. ZŁ. MĘSKIE 9,5mm B | 9.35 | 1 | NR | 9.15 | 1 | NR | 2.186% | OFFICIAL | 1DM03G01F1512A8100 | 30 | 1DM | BUILDING | 03G | CHORUSMART DOM.RANG. | 01F | BASIC CHORUSMART | 1 | 24 | NR | 229.206 | CCM | 32.066 | 25.854 | G | 8011564823648 | 8011564823648 | 8011564965614 | 85366910
GW12021 | 1-WAY SWITCH, 1/2M 1P 10AX BLACK | ŁĄCZNIK POJEDYNCZY, 1/2M 1P 10AX CZARNY | 9.35 | 1 | NR | 9.15 | 1 | NR | 2.186% | OFFICIAL | 1DM03G01F1532AI100 | 30 | 1DM | BUILDING | 03G | CHORUSMART DOM.RANG. | 01F | BASIC CHORUSMART | 6 | 24 | NR | 67.38 | CCM | 17.167 | 15.45 | G | 8011564265301 | 8034035468438 | 8011564613768 | 85365080
GW12031 | 1-WAY SWITCH, 2M 1P 16AX BLACK | ŁĄCZNIK POJ., 2M 1P 16AX CZARNY | 9.35 | 1 | NR | 9.15 | 1 | NR | 2.186% | OFFICIAL | 1DM03G01F1532AI100 | 30 | 1DM | BUILDING | 03G | CHORUSMART DOM.RANG. | 01F | BASIC CHORUSMART | 6 | 24 | NR | 168.328 | CCM | 35.79 | 24.419 | G | 8011564266124 | 8011564613799 | 8011564613805 | 85365080
GW12281 | SOCKET 2M 2P+E 16A ISRAELI ST BLACK | GNIAZDO, 2M 2P+E 16A ST IZRAELSKI CZARNE | 9.35 | 1 | NR | 9.15 | 1 | NR | 2.186% | OFFICIAL | 1DM03G01F1532AM100 | 30 | 1DM | BUILDING | 03G | CHORUSMART DOM.RANG. | 01F | BASIC CHORUSMART | 1 | 24 | NR | 229.206 | CCM | 44.833 | 32.074 | G | 8011564266940 | 8011564266940 | 8011564651852 | 85366990
GW12482 | RCBO 1P+N C6 10mA 230V ac 3KA B. | WYŁ. RÓŻN 1P+N C6 10mA 230V ac 3KA CZARN | 187 | 1 | NR | 183 | 1 | NR | 2.186% | OFFICIAL | 1DM03G01F1532AS100 | 30 | 1DM | BUILDING | 03G | CHORUSMART DOM.RANG. | 01F | BASIC CHORUSMART | 1 | 6 | NR | 323.657 | CCM | 135 | 120.163 | G | 8011564265141 | 8011564265141 | 8011564616028 | 85362010
GW12483 | RCBO 1P+N C6 30mA 230V ac 3KA B. | WYŁ. RÓŻN 1P+N C6 30mA 230V ac 3KA CZARN | 187 | 1 | NR | 183 | 1 | NR | 2.186% | OFFICIAL | 1DM03G01F1532AS100 | 30 | 1DM | BUILDING | 03G | CHORUSMART DOM.RANG. | 01F | BASIC CHORUSMART | 1 | 6 | NR | 323.657 | CCM | 133.833 | 120.45 | G | 8011564265158 | 8011564265158 | 8011564616035 | 85362010
GW12485 | RCBO 1P+N C10 10mA 230V ac 3KA B. | WYŁ. RÓŻN 1P+N C10 10mA 230V ac 3KA CZ | 187 | 1 | NR | 183 | 1 | NR | 2.186% | OFFICIAL | 1DM03G01F1532AS100 | 30 | 1DM | BUILDING | 03G | CHORUSMART DOM.RANG. | 01F | BASIC CHORUSMART | 1 | 6 | NR | 323.657 | CCM | 134 | 100 | G | 8011564265165 | 8011564265165 | 8011564616042 | 85362010
GW12486 | RCBO 1P+N C10 30mA 230V ac 3KA B. | WYŁ. RÓŻN 1P+N C10 30mA 230V ac 3KA CZ | 187 | 1 | NR | 183 | 1 | NR | 2.186% | OFFICIAL | 1DM03G01F1532AS100 | 30 | 1DM | BUILDING | 03G | CHORUSMART DOM.RANG. | 01F | BASIC CHORUSMART | 1 | 6 | NR | 323.657 | CCM | 134.333 | 120.9 | G | 8011564267886 | 8011564267886 | 8011564616301 | 85362010
GW12488 | RCBO 1P+N C16 10mA 230V ac 3KA B. | WYŁ. RÓŻN 1P+N C16 10mA 230V ac 3KA CZ | 187 | 1 | NR | 183 | 1 | NR | 2.186% | OFFICIAL | 1DM03G01F1532AS100 | 30 | 1DM | BUILDING | 03G | CHORUSMART DOM.RANG. | 01F | BASIC CHORUSMART | 1 | 6 | NR | 323.657 | CCM | 135 | 119.193 | G | 8011564267893 | 8011564267893 | 8011564616318 | 85362010
GW12489 | RCBO 1P+N C16 30mA 230V ac 3KA B. | WYŁ. RÓŻN 1P+N C16 30mA 230V ac 3KA CZ | 187 | 1 | NR | 183 | 1 | NR | 2.186% | OFFICIAL | 1DM03G01F1532AS100 | 30 | 1DM | BUILDING | 03G | CHORUSMART DOM.RANG. | 01F | BASIC CHORUSMART | 1 | 6 | NR | 323.657 | CCM | 133.667 | 120.3 | G | 8011564267916 | 8011564267916 | 8011564616349 | 85362010
GW13021 | 1-WAY SWITCH, 1/2M 1P 10AX BEIGE | PRZYCISK 1/2M 1P 10AX BEŻ | 9.35 | 1 | NR | 9.15 | 1 | NR | 2.186% | OFFICIAL | 1DM03G01F1330AO100 | 30 | 1DM | BUILDING | 03G | CHORUSMART DOM.RANG. | 01F | BASIC CHORUSMART | 6 | 24 | NR | 67.38 | CCM | 34.986 | 12.856 | G | 8034035071720 | 8034035468469 | 8034035454332 | 85365080
GW13031 | 1-WAY SWITCH, 2M 1P 16AX BEIGE | PRZYCISK 2M 1P 16AX BEŻ | 9.35 | 1 | NR | 9.15 | 1 | NR | 2.186% | OFFICIAL | 1DM03G01F1330AO100 | 30 | 1DM | BUILDING | 03G | CHORUSMART DOM.RANG. | 01F | BASIC CHORUSMART | 6 | 24 | NR | 168.328 | CCM | 36.135 | 24.888 | G | 8034035071744 | 8034035454363 | 8034035454370 | 85365080
GW13281 | S. OUTLET 2M 2P+E 16A ISR BEIGE | GNIAZDO 2M 2P+T 16A IZRAEL. BEŻ | 9.35 | 1 | NR | 9.15 | 1 | NR | 2.186% | OFFICIAL | 1DM03G01F1330AS100 | 30 | 1DM | BUILDING | 03G | CHORUSMART DOM.RANG. | 01F | BASIC CHORUSMART | 1 | 24 | NR | 229.206 | CCM | 54.52 | 40.633 | G | 8034035072703 | 8034035072703 | 8034035456206 | 85366990
GW13482 | RCBO 1P+N C6 10mA 230V ac 3KA BE | PRZ.R.MAGN.1P+N C6 10mA 230V ac 3KA BE | 187 | 1 | NR | 183 | 1 | NR | 2.186% | OFFICIAL | 1DM03G01F1330AY100 | 30 | 1DM | BUILDING | 03G | CHORUSMART DOM.RANG. | 01F | BASIC CHORUSMART | 1 | 6 | NR | 323.657 | CCM | 119.022 | 99.022 | G | 8034035073328 | 8034035073328 | 8034035457005 | 85362010
GW13483 | RCBO 1P+N C6 30mA 230V ac 3KA B | PRZ.R.MAGN.1P+N C6 30mA 230V ac 3KA BE | 187 | 1 | NR | 183 | 1 | NR | 2.186% | OFFICIAL | 1DM03G01F1330AY100 | 30 | 1DM | BUILDING | 03G | CHORUSMART DOM.RANG. | 01F | BASIC CHORUSMART | 1 | 6 | NR | 323.657 | CCM | 136.444 | 125.112 | G | 8034035073335 | 8034035073335 | 8034035457012 | 85362010
GW13485 | RCBO 1P+N C10 10mA 230V ac 3KA BE | PRZ.R.MAGN.1P+N C10 10mA 230V ac 3KA BE | 187 | 1 | NR | 183 | 1 | NR | 2.186% | OFFICIAL | 1DM03G01F1330AY100 | 30 | 1DM | BUILDING | 03G | CHORUSMART DOM.RANG. | 01F | BASIC CHORUSMART | 1 | 6 | NR | 323.657 | CCM | 142.534 | 118.761 | G | 8034035073342 | 8034035073342 | 8034035457029 | 85362010
GW13486 | RCBO 1P+N C10 30mA 230V ac 3KA BE | PRZ.R.MAGN.1P+N C10 30mA 230V ac 3KA BE | 187 | 1 | NR | 183 | 1 | NR | 2.186% | OFFICIAL | 1DM03G01F1330AY100 | 30 | 1DM | BUILDING | 03G | CHORUSMART DOM.RANG. | 01F | BASIC CHORUSMART | 1 | 6 | NR | 323.657 | CCM | 136.183 | 124.761 | G | 8034035073359 | 8034035073359 | 8034035457036 | 85362010
GW13488 | RCBO 1P+N C16 10mA 230V ac 3KA BE | PRZ.R.MAGN.1P+N C16 10mA 230V ac 3KA BE | 187 | 1 | NR | 183 | 1 | NR | 2.186% | OFFICIAL | 1DM03G01F1330AY100 | 30 | 1DM | BUILDING | 03G | CHORUSMART DOM.RANG. | 01F | BASIC CHORUSMART | 1 | 6 | NR | 323.657 | CCM | 142.183 | 118.472 | G | 8034035073366 | 8034035073366 | 8034035457043 | 85362010
GW13489 | RCBO 1P+N C16 30mA 230V ac 3KA BE | PRZ.D.MAGN.1P+N C16 30mA 230V ac 3KA BE | 187 | 1 | NR | 183 | 1 | NR | 2.186% | OFFICIAL | 1DM03G01F1330AY100 | 30 | 1DM | BUILDING | 03G | CHORUSMART DOM.RANG. | 01F | BASIC CHORUSMART | 1 | 6 | NR | 323.657 | CCM | 135.894 | 124.472 | G | 8034035073373 | 8034035073373 | 8034035457050 | 85362010
GW15021 | 1-WAY SWITCH, 1/2M 1P 10AX WHITE | PRZYC.1/2M 1P 10AX BIAŁY | 9.35 | 1 | NR | 9.15 | 1 | NR | 2.186% | OFFICIAL | 1DM03G01F1310A6100 | 30 | 1DM | BUILDING | 03G | CHORUSMART DOM.RANG. | 01F | BASIC CHORUSMART | 6 | 24 | NR | 67.38 | CCM | 34.986 | 12.856 | G | 8034035074424 | 8034035468629 | 8034035458071 | 85365080
GW15031 | 1-WAY SWITCH, 2M 1P 16AX WHITE | PRZYC.2M 1P 16AX BIAŁY | 9.35 | 1 | NR | 9.15 | 1 | NR | 2.186% | OFFICIAL | 1DM03G01F1310A6100 | 30 | 1DM | BUILDING | 03G | CHORUSMART DOM.RANG. | 01F | BASIC CHORUSMART | 6 | 24 | NR | 168.328 | CCM | 36.135 | 24.888 | G | 8034035074448 | 8034035458101 | 8034035458118 | 85365080
GW15482 | RCBO 1P+N C6 10mA 230V ac 3KA W. | PRZ.DIF.MAGN.1P+N C6 10mA 230V ac 3KA B. | 187 | 1 | NR | 183 | 1 | NR | 2.186% | OFFICIAL | 1DM03G01F1310AG100 | 30 | 1DM | BUILDING | 03G | CHORUSMART DOM.RANG. | 01F | BASIC CHORUSMART | 1 | 6 | NR | 323.657 | CCM | 136.534 | 119.112 | G | 8034035076022 | 8034035076022 | 8034035460746 | 85362010
GW15483 | RCBO 1P+N C6 30mA 230V ac 3KA W. | PRZ.DIF.MAGN.1P+N C6 30mA 230V ac 3KA B. | 187 | 1 | NR | 183 | 1 | NR | 2.186% | OFFICIAL | 1DM03G01F1310AG100 | 30 | 1DM | BUILDING | 03G | CHORUSMART DOM.RANG. | 01F | BASIC CHORUSMART | 1 | 6 | NR | 323.657 | CCM | 136.534 | 125.112 | G | 8034035076039 | 8034035076039 | 8034035460753 | 85362010
GW15485 | RCBO 1P+N C10 10mA 230V ac 3KA W. | PRZ.D.MAGN.1P+N C10 10mA 230V ac 3KA B. | 187 | 1 | NR | 183 | 1 | NR | 2.186% | OFFICIAL | 1DM03G01F1310AG100 | 30 | 1DM | BUILDING | 03G | CHORUSMART DOM.RANG. | 01F | BASIC CHORUSMART | 1 | 6 | NR | 323.657 | CCM | 142.534 | 118.761 | G | 8034035076046 | 8034035076046 | 8034035460760 | 85362010
GW15486 | RCBO 1P+N C10 30mA 230V ac 3KA W. | PRZ.D.MAGN.1P+N C10 30mA 230V ac 3KA B. | 187 | 1 | NR | 183 | 1 | NR | 2.186% | OFFICIAL | 1DM03G01F1310AG100 | 30 | 1DM | BUILDING | 03G | CHORUSMART DOM.RANG. | 01F | BASIC CHORUSMART | 1 | 6 | NR | 323.657 | CCM | 136.183 | 124.761 | G | 8034035076053 | 8034035076053 | 8034035460777 | 85362010
GW15488 | RCBO 1P+N C16 10mA 230V ac 3KA W. | PRZ.D.MAGN.1P+N C16 10mA 230V ac 3KA B. | 187 | 1 | NR | 183 | 1 | NR | 2.186% | OFFICIAL | 1DM03G01F1310AG100 | 30 | 1DM | BUILDING | 03G | CHORUSMART DOM.RANG. | 01F | BASIC CHORUSMART | 1 | 6 | NR | 323.657 | CCM | 142.183 | 118.472 | G | 8034035076060 | 8034035076060 | 8034035460784 | 85362010
GW15489 | RCBO 1P+N C16 30mA 230V ac 3KA W. | PRZ.D.MAGN.1P+N C16 30mA 230V ac 3KA B. | 187 | 1 | NR | 183 | 1 | NR | 2.186% | OFFICIAL | 1DM03G01F1310AG100 | 30 | 1DM | BUILDING | 03G | CHORUSMART DOM.RANG. | 01F | BASIC CHORUSMART | 1 | 6 | NR | 323.657 | CCM | 135.894 | 124.472 | G | 8034035076077 | 8034035076077 | 8034035460791 | 85362010
GW12197 | BLANKING MODULE, 1/2M, BLACK | MODUŁ ZAŚLEPIAJĄCY 1/2M CZARNY | 2.35 | 1 | NR | 2.3 | 1 | NR | 2.174% | OFFICIAL | 1DM03G01F1532AI100 | 30 | 1DM | BUILDING | 03G | CHORUSMART DOM.RANG. | 01F | BASIC CHORUSMART | 4 | 48 | NR | 33.69 | CCM | 5.125 | 3.822 | G | 8011564266827 | 8011564614703 | 8011564614819 | 85389099
GW13197 | BLANKING MODULE 1/2M BEIGE | MODUŁ ZAŚLEP. 1/2M BEŻ | 2.35 | 1 | NR | 2.3 | 1 | NR | 2.174% | OFFICIAL | 1DM03G01F1330AO100 | 30 | 1DM | BUILDING | 03G | CHORUSMART DOM.RANG. | 01F | BASIC CHORUSMART | 4 | 48 | NR | 33.69 | CCM | 21.611 | 3.381 | G | 8034035072543 | 8034035455919 | 8034035455926 | 85389099
GW15197 | BLANKING MODULE 1/2M WHITE | MODUŁ ZAŚLEP. 1/2M BIAŁY | 2.35 | 1 | NR | 2.3 | 1 | NR | 2.174% | OFFICIAL | 1DM03G01F1310A6100 | 30 | 1DM | BUILDING | 03G | CHORUSMART DOM.RANG. | 01F | BASIC CHORUSMART | 4 | 48 | NR | 33.69 | CCM | 19.969 | 3.381 | G | 8034035075247 | 8034035459658 | 8034035459665 | 85389099
GW16304TB | ART PLATE 4M WHITE | RAMKA ART 4 MODUŁY MLECZNOBIAŁA | 18.8 | 1 | NR | 18.4 | 1 | NR | 2.174% | OFFICIAL | 1DM03G01F1652FS100 | 40 | 1DM | BUILDING | 03G | CHORUSMART DOM.RANG. | 01F | BASIC CHORUSMART | 6 | 6 | NR | 470.313 | CCM | 88 | 79.2 | G
GW16304TN | ART PLATE 4-GANG TONER BLACK | RAMKA ART 4 MODUŁY CZARNY | 18.8 | 1 | NR | 18.4 | 1 | NR | 2.174% | OFFICIAL | 1DM03G01F1652FU100 | 40 | 1DM | BUILDING | 03G | CHORUSMART DOM.RANG. | 01F | BASIC CHORUSMART | 6 | 6 | NR | 470.313 | CCM | 87 | 78.3 | G
GW12581 | DLY/WKLY ELECTRONIC TIMER 1 CHANNEL 2M B | TIMER ELEKTR. 1 KANAŁ DZIEN./TYG. 2M CZ | 285 | 1 | NR | 279 | 1 | NR | 2.151% | OFFICIAL | 1DM03G01F1532AW100 | 30 | 1DM | BUILDING | 03G | CHORUSMART DOM.RANG. | 01F | BASIC CHORUSMART | 1 | 2 | NR | 2019.938 | CCM | 256 | 67.52 | G | 8011564267374 | 8011564267374 | 8011564615656 | 91070000
GW10007 | 1-WAY SWITCH 1M 2P 25AX HEAVY DUTY WHITE | ŁĄCZNIK POJ., 1M 2P 25AX WYTRZYM. BIAŁY | 33.3 | 1 | NR | 32.6 | 1 | NR | 2.147% | OFFICIAL | 1DM03G01F1512A0100 | 30 | 1DM | BUILDING | 03G | CHORUSMART DOM.RANG. | 01F | BASIC CHORUSMART | 12 | 24 | NR | 80.914 | CCM | 34.542 | 31.088 | G | 8011564260092 | 8011564605244 | 8011564605251 | 85365080
GW14112 | REV.SWITCH 3M 1P 16AX ILL LOC TITANIUM | ŁĄCZN.KRZYŻ.3M 1P 16AX PODŚW BLOK TYTAN | 33.3 | 1 | NR | 32.6 | 1 | NR | 2.147% | OFFICIAL | 1DM03G01F1552B0100 | 40 | 1DM | BUILDING | 03G | CHORUSMART DOM.RANG. | 01F | BASIC CHORUSMART | 4 | 12 | NR | 336.656 | CCM | 51.917 | 46.725 | G | 8011564265806 | 8011564613157 | 8011564613140 | 85365080
GW14113 | REV.SWITCH 3M 1P 16AX ILL SIG TITANIUM | ŁĄCZN.KRZYŻ.3M 1P 16AX PODŚW SYG TYTAN | 33.3 | 1 | NR | 32.6 | 1 | NR | 2.147% | OFFICIAL | 1DM03G01F1552B0100 | 40 | 1DM | BUILDING | 03G | CHORUSMART DOM.RANG. | 01F | BASIC CHORUSMART | 4 | 12 | NR | 336.656 | CCM | 51.667 | 46.5 | G | 8011564265813 | 8011564613171 | 8011564613164 | 85365080
GW10092 | REV.SWITCH, 1M 1P 16AX ILL LOC WHITE | ŁĄCZNIK KRZYŻ.1M 1P 16AX PODŚW BLOK BIA | 14.3 | 1 | NR | 14 | 1 | NR | 2.143% | OFFICIAL | 1DM03G01F1512A0100 | 30 | 1DM | BUILDING | 03G | CHORUSMART DOM.RANG. | 01F | BASIC CHORUSMART | 12 | 24 | NR | 107.647 | CCM | 33.333 | 21.468 | G | 8011564258235 | 8011564602519 | 8011564602526 | 85365080
GW10093 | REV.SWITCH, 1M 1P 16AX ILL SIG WHITE | ŁĄCZNIK KRZYŻ.1M 1P 16AX PODŚW SYG BIAŁY | 14.3 | 1 | NR | 14 | 1 | NR | 2.143% | OFFICIAL | 1DM03G01F1512A0100 | 30 | 1DM | BUILDING | 03G | CHORUSMART DOM.RANG. | 01F | BASIC CHORUSMART | 12 | 24 | NR | 107.647 | CCM | 32.75 | 25.444 | G | 8011564258242 | 8011564602533 | 8011564602540 | 85365080
GW10122 | 3-WAY SWITCH 1M 2P 10AX SYM.UP-DOWN WH | ŁĄCZNIK PODW 1M 2P 10AX SYM.GÓRA-DÓŁ B | 14.3 | 1 | NR | 14 | 1 | NR | 2.143% | OFFICIAL | 1DM03G01F1512A0100 | 30 | 1DM | BUILDING | 03G | CHORUSMART DOM.RANG. | 01F | BASIC CHORUSMART | 12 | 24 | NR | 117.345 | CCM | 38.532 | 32.476 | G | 8011564811539 | 8011564948327 | 8011564948334 | 85365080
GW11092 | REV.SWITCH, 1M 1P 16AX ILL LOC IVORY | ŁĄCZN.KRZYŻ.1M 1P 16AX PODŚ.BLOK KOŚĆSŁ | 14.3 | 1 | NR | 14 | 1 | NR | 2.143% | OFFICIAL | 1DM03G01F1522A1100 | 30 | 1DM | BUILDING | 03G | CHORUSMART DOM.RANG. | 01F | BASIC CHORUSMART | 12 | 24 | NR | 107.647 | CCM | 32.366 | 26.033 | G | 8011564258341 | 8011564602731 | 8011564602748 | 85365080
GW12204 | SOCKET 2M 2P+E 16A D.AMP IT/GE STD B. | GNIAZDO 2M 2P+E 16A D.AMP WŁ/N STD CZAR | 14.3 | 1 | NR | 14 | 1 | NR | 2.143% | OFFICIAL | 1DM03G01F1532AM100 | 30 | 1DM | BUILDING | 03G | CHORUSMART DOM.RANG. | 01F | BASIC CHORUSMART | 6 | 48 | NR | 177.443 | CCM | 47.292 | 42.562 | G | 8011564266896 | 8011564614949 | 8011564614956 | 85366990
GW14061 | 2-WAY SWITCH, 1/2M 1P 10AX TITANIUM | ŁĄCZNIK SCHOD., 1/2M 1P 10AX TYTAN | 14.3 | 1 | NR | 14 | 1 | NR | 2.143% | OFFICIAL | 1DM03G01F1552B0100 | 30 | 1DM | BUILDING | 03G | CHORUSMART DOM.RANG. | 01F | BASIC CHORUSMART | 6 | 24 | NR | 67.38 | CCM | 19.625 | 17.662 | G | 8011564265585 | 8011564612723 | 8011564612730 | 85365080
GW14071 | 2-WAY SWITCH, 2M 1P 16AX TITANIUM | ŁĄCZ. SCHOD., 2M 1P 16AX TYTAN | 14.3 | 1 | NR | 14 | 1 | NR | 2.143% | OFFICIAL | 1DM03G01F1552B0100 | 30 | 1DM | BUILDING | 03G | CHORUSMART DOM.RANG. | 01F | BASIC CHORUSMART | 6 | 24 | NR | 168.328 | CCM | 38.875 | 34.987 | G | 8011564265592 | 8011564612747 | 8011564612754 | 85365080
GW14431 | UNWIRED ENCLOS.RJ45 CONNEC.TITANIUM | PRZEJŚCIÓWKA RJ45 GNIAZDO TYTAN | 7.15 | 1 | NR | 7 | 1 | NR | 2.143% | OFFICIAL | 1DM03G01F1552B8100 | 30 | 1DM | BUILDING | 03G | CHORUSMART DOM.RANG. | 01F | BASIC CHORUSMART | 1 | 48 | NR | 114.603 | CCM | 11.104 | 9.994 | G | 8011564295445 | 8011564295445 | 8011564640832 | 85389099
GW10726 | CALL RELAY 1M 1G 12V AC/DC WHITE | PRZEKAŹNIK DZWONKA 1M 1G 12V AC/DC BIAŁY | 38.4 | 1 | NR | 37.6 | 1 | NR | 2.128% | OFFICIAL | 1DM03G01F1512A0100 | 30 | 1DM | BUILDING | 03G | CHORUSMART DOM.RANG. | 01F | BASIC CHORUSMART | 1 | 12 | NR | 161.828 | CCM | 43.762 | 33.262 | G | 8011564261167 | 8011564261167 | 8011564607217 | 85364190
GW14022 | 1-WAY SW. 1/2M 1P 10AX ILL LOC TITANIUM | ŁĄCZNIK POJ. 1/2M 1P 10AX PODŚ BLOK TYT | 14.4 | 1 | NR | 14.1 | 1 | NR | 2.128% | OFFICIAL | 1DM03G01F1552B0100 | 30 | 1DM | BUILDING | 03G | CHORUSMART DOM.RANG. | 01F | BASIC CHORUSMART | 6 | 24 | NR | 67.38 | CCM | 17.208 | 15.487 | G | 8011564265394 | 8011564612365 | 8011564612372 | 85365080
GW14032 | 1-WAY SWITCH 2M 1P 16AX ILL LOC TITANIUM | ŁĄCZNIK POJ. 2M 1P 16AX PODŚ BLOK TYTAN | 14.4 | 1 | NR | 14.1 | 1 | NR | 2.128% | OFFICIAL | 1DM03G01F1552B0100 | 30 | 1DM | BUILDING | 03G | CHORUSMART DOM.RANG. | 01F | BASIC CHORUSMART | 6 | 24 | NR | 168.328 | CCM | 37.125 | 33.412 | G | 8011564265424 | 8011564612426 | 8011564612433 | 85365080
GW14033 | 1-WAY SWITCH 2M 1P 16AX ILL SIG TITANIUM | ŁĄCZNIK POJ. 2M 1P 16AX PODŚW SYG TYTAN | 14.4 | 1 | NR | 14.1 | 1 | NR | 2.128% | OFFICIAL | 1DM03G01F1552B0100 | 30 | 1DM | BUILDING | 03G | CHORUSMART DOM.RANG. | 01F | BASIC CHORUSMART | 6 | 24 | NR | 168.328 | CCM | 36.333 | 32.7 | G | 8011564265448 | 8011564612464 | 8011564612471 | 85365080
GW16202YB | LUX PLATE 2M WHITE MONOCHROME | RAMKA LUX 2P BIAŁA MONOCHROM. | 14.4 | 1 | NR | 14.1 | 1 | NR | 2.128% | OFFICIAL | 1DM03G01F1612DY100 | 30 | 1DM | BUILDING | 03G | CHORUSMART DOM.RANG. | 01F | BASIC CHORUSMART | 1 | 12 | NR | 458.413 | CCM | 142.934 | 52.441 | G | 8034035070310 | 8034035453236 | 8034035453236 | 85389099
GW16203YB | LUX PLATE 3M WHITE MONOCHROME | RAMKA LUX 3M BIAŁA MONOCHROM. | 14.4 | 1 | NR | 14.1 | 1 | NR | 2.128% | OFFICIAL | 1DM03G01F1612DY100 | 30 | 1DM | BUILDING | 03G | CHORUSMART DOM.RANG. | 01F | BASIC CHORUSMART | 1 | 12 | NR | 458.413 | CCM | 129.334 | 47.826 | G | 8034035070365 | 8034035453281 | 8034035453281 | 85389099
GW12431 | UNWIRED ENCLOS.RJ45 CONNEC.BLACK | PRZEJŚCIÓWKA RJ45 GNIAZDO CZARNA | 4.8 | 1 | NR | 4.7 | 1 | NR | 2.128% | OFFICIAL | 1DM03G01F1532AQ100 | 30 | 1DM | BUILDING | 03G | CHORUSMART DOM.RANG. | 01F | BASIC CHORUSMART | 1 | 48 | NR | 114.603 | CCM | 11 | 9.9 | G | 8011564295438 | 8011564295438 | 8011564640825 | 85389099
GW12433 | UNWIRED ENCLOS.RJ45 2M.CONNEC BLACK | PRZEJŚCIÓWKA RJ45 2M. GNIAZDO CZARNA | 4.8 | 1 | NR | 4.7 | 1 | NR | 2.128% | OFFICIAL | 1DM03G01F1532AQ100 | 30 | 1DM | BUILDING | 03G | CHORUSMART DOM.RANG. | 01F | BASIC CHORUSMART | 4 | 100 | NR | 62.244 | CCM | 11.25 | 9.703 | G | 8011564823808 | 8011564965805 | 8011564965812 | 85389099
GW12438 | ADAPTER FOR RJ45 SYSTIMAX CH B. | ADAPTER DO RJ45 SYSTIMAX CH CZ | 4.8 | 1 | NR | 4.7 | 1 | NR | 2.128% | OFFICIAL | 1DM03G01F1532AQ100 | 30 | 1DM | BUILDING | 03G | CHORUSMART DOM.RANG. | 01F | BASIC CHORUSMART | 1 | 48 | NR | 114.603 | CCM | 9.678 | 7.324 | G | 8011564719873 | 8011564719873 | 8011564923935 | 85389099
GW13431 | UNWIRED ENCLOS.RJ45 CONNEC. BEIGE | OBUDOWA GNIAZDA RJ45 BEŻ | 4.8 | 1 | NR | 4.7 | 1 | NR | 2.128% | OFFICIAL | 1DM03G01F1330AW100 | 30 | 1DM | BUILDING | 03G | CHORUSMART DOM.RANG. | 01F | BASIC CHORUSMART | 1 | 48 | NR | 114.603 | CCM | 28.755 | 9.212 | G | 8034035073113 | 8034035073113 | 8034035456756 | 85389099
GW13433 | UNWIRED ENCLOS.RJ45 CONNEC 2M. BEIGE | OBUDOWA GNIAZDA RJ45 2M BEŻ | 4.8 | 1 | NR | 4.7 | 1 | NR | 2.128% | OFFICIAL | 1DM03G01F1330AW100 | 30 | 1DM | BUILDING | 03G | CHORUSMART DOM.RANG. | 01F | BASIC CHORUSMART | 4 | 100 | NR | 62.244 | CCM | 12.283 | 10.224 | G | 8034035073120 | 8034035456763 | 8034035456770 | 85389099
GW13438 | ADAPTER FOR RJ45 SYSTIMAX CH BE | ADAPTER DO RJ45 SYSTIMAX CH BE | 4.8 | 1 | NR | 4.7 | 1 | NR | 2.128% | OFFICIAL | 1DM03G01F1330AW100 | 30 | 1DM | BUILDING | 03G | CHORUSMART DOM.RANG. | 01F | BASIC CHORUSMART | 1 | 48 | NR | 114.603 | CCM | 34.542 | 8 | G | 8034035073175 | 8034035073175 | 8034035456824 | 85389099
GW14194 | BLANKING MODULE 2M CABLE OUTPUT TITANIUM | MODUŁ ZAŚLEPIAJĄCY 2M WYJŚCIE KABL TYTAN | 4.8 | 1 | NR | 4.7 | 1 | NR | 2.128% | OFFICIAL | 1DM03G01F1552B0100 | 30 | 1DM | BUILDING | 03G | CHORUSMART DOM.RANG. | 01F | BASIC CHORUSMART | 6 | 48 | NR | 177.443 | CCM | 27.396 | 24.656 | G | 8011564298828 | 8011564644434 | 8011564644441 | 85389099
GW15431 | UNWIRED ENCLOS.RJ45 CONNEC. WHITE | OBUDOWA GNIAZDA RJ45 BIAŁY | 4.8 | 1 | NR | 4.7 | 1 | NR | 2.128% | OFFICIAL | 1DM03G01F1310AE100 | 30 | 1DM | BUILDING | 03G | CHORUSMART DOM.RANG. | 01F | BASIC CHORUSMART | 1 | 48 | NR | 114.603 | CCM | 28.755 | 9.212 | G | 8034035075810 | 8034035075810 | 8034035460494 | 85389099
GW15433 | UNWIRED ENCLOS.RJ45 CONNEC 2M. WHITE | OBUDOWA GNIAZDA RJ45 2M BIAŁY | 4.8 | 1 | NR | 4.7 | 1 | NR | 2.128% | OFFICIAL | 1DM03G01F1310AE100 | 30 | 1DM | BUILDING | 03G | CHORUSMART DOM.RANG. | 01F | BASIC CHORUSMART | 4 | 100 | NR | 62.244 | CCM | 12.283 | 10.224 | G | 8034035075827 | 8034035460500 | 8034035460517 | 85389099
GW15438 | ADAPTER FOR RJ45 SYSTIMAX CH W. | ADAPTER PER RJ45 SYSTIMAX CH B. | 4.8 | 1 | NR | 4.7 | 1 | NR | 2.128% | OFFICIAL | 1DM03G01F1310AE100 | 30 | 1DM | BUILDING | 03G | CHORUSMART DOM.RANG. | 01F | BASIC CHORUSMART | 1 | 48 | NR | 114.603 | CCM | 34.542 | 8 | G | 8034035075872 | 8034035075872 | 8034035460562 | 85389099
GW12914 | DOUBLE ELECTRONIC PUSH-BUTTON 1M B | PODWÓJNY PRZYCISK ELEKTRONICZNY 1M C | 33.8 | 1 | NR | 33.1 | 1 | NR | 2.115% | OFFICIAL | 1DM03G01F1532AW100 | 30 | 1DM | BUILDING | 03G | CHORUSMART DOM.RANG. | 01F | BASIC CHORUSMART | 1 | 12 | NR | 161.828 | CCM | 44.417 | 39.975 | G | 8011564705104 | 8011564705104 | 8011564676176 | 85365080
GW13914 | DOUBLE ELECTRONIC PUSH-BUTTON 1M B | PRZYCISK ELEKTR.BUS/230V PODW. BEŻ | 33.8 | 1 | NR | 33.1 | 1 | NR | 2.115% | OFFICIAL | 1DM03G01F1330FE100 | 30 | 1DM | BUILDING | 03G | CHORUSMART DOM.RANG. | 01F | BASIC CHORUSMART | 1 | 12 | NR | 161.828 | CCM | 36.891 | 34.269 | G | 8034035074301 | 8034035074301 | 8034035457883 | 85365080
GW14631 | TRANSP PROTRUDING INDICATOR LAMP 3W 2M T | PRZEŹR. WYPUKŁA LAMPKA WSKAŹNIK. 3W 2M T | 33.8 | 1 | NR | 33.1 | 1 | NR | 2.115% | OFFICIAL | 1DM03G01F1552BC100 | 30 | 1DM | BUILDING | 03G | CHORUSMART DOM.RANG. | 01F | BASIC CHORUSMART | 1 | 24 | NR | 277.888 | CCM | 49.458 | 44.512 | G | 8011564268548 | 8011564268548 | 8011564617056 | 85308000
GW14632 | GREEN PROTRUDING INDICATOR LAMP 3W 2M T | ZIELONA WYPUKŁA LAMPKA WSKAŹNIK. 3W 2M T | 33.8 | 1 | NR | 33.1 | 1 | NR | 2.115% | OFFICIAL | 1DM03G01F1552BC100 | 30 | 1DM | BUILDING | 03G | CHORUSMART DOM.RANG. | 01F | BASIC CHORUSMART | 1 | 24 | NR | 277.888 | CCM | 49.875 | 44.887 | G | 8011564268555 | 8011564268555 | 8011564617063 | 85308000
GW14633 | RED PROTRUDING INDICATOR LAMP 3W 2M T | CZERW. WYPUKŁA LAMPKA WSKAŹNIK. 3W 2M T | 33.8 | 1 | NR | 33.1 | 1 | NR | 2.115% | OFFICIAL | 1DM03G01F1552BC100 | 30 | 1DM | BUILDING | 03G | CHORUSMART DOM.RANG. | 01F | BASIC CHORUSMART | 1 | 24 | NR | 277.888 | CCM | 49.417 | 44.475 | G | 8011564268586 | 8011564268586 | 8011564617117 | 85308000
GW14634 | AMBER PROTRUDING INDICATOR LAMP 3W 2M T | BURSZT. WYPUKŁA LAMPKA WSKAŹNIK. 3W 2M T | 33.8 | 1 | NR | 33.1 | 1 | NR | 2.115% | OFFICIAL | 1DM03G01F1552BC100 | 30 | 1DM | BUILDING | 03G | CHORUSMART DOM.RANG. | 01F | BASIC CHORUSMART | 1 | 24 | NR | 277.888 | CCM | 49.833 | 44.85 | G | 8011564268593 | 8011564268593 | 8011564617124 | 85308000
GW15914 | DOUBLE ELECTRONIC PUSH-BUTTON 1M W | PRZYCISK ELEKTR.BUS/230V PODW. CH/WH | 33.8 | 1 | NR | 33.1 | 1 | NR | 2.115% | OFFICIAL | 1DM03G01F1310AK100 | 30 | 1DM | BUILDING | 03G | CHORUSMART DOM.RANG. | 01F | BASIC CHORUSMART | 1 | 12 | NR | 161.828 | CCM | 36.891 | 34.269 | G | 8034035077005 | 8034035077005 | 8034035461620 | 85365080
GW10091AB | REVERSING SWITCH, 1M 1P 16AX AB | ŁĄCZNIK KRZYŻOWY 1M 1P 16AX AB | 14.5 | 1 | NR | 14.2 | 1 | NR | 2.113% | OFFICIAL | 1DM03G01F1350FN100 | 30 | 1DM | BUILDING | 03G | CHORUSMART DOM.RANG. | 01F | BASIC CHORUSMART | 12 | 48 | NR | 84.164 | CCM | 26.045 | 25.79 | G | 8034035070785 | 8034035453809 | 8034035453816 | 85365080
GW12082 | 2-WAY SWITCH, 3M 1P 16AX ILL LOC BLACK | ŁĄCZ. SCHOD.3M 1P 16AX PODŚ BLOK CZARNY | 14.5 | 1 | NR | 14.2 | 1 | NR | 2.113% | OFFICIAL | 1DM03G01F1532AI100 | 40 | 1DM | BUILDING | 03G | CHORUSMART DOM.RANG. | 01F | BASIC CHORUSMART | 4 | 12 | NR | 336.656 | CCM | 46.833 | 29.681 | G | 8011564268449 | 8011564616899 | 8011564616905 | 85365080
GW12083 | 2-WAY SWITCH, 3M 1P 16AX ILL SIG BLACK | ŁĄCZ. SCHOD.3M 1P 16AX PODŚ SYG CZARNY | 14.5 | 1 | NR | 14.2 | 1 | NR | 2.113% | OFFICIAL | 1DM03G01F1532AI100 | 40 | 1DM | BUILDING | 03G | CHORUSMART DOM.RANG. | 01F | BASIC CHORUSMART | 4 | 12 | NR | 336.656 | CCM | 42.3 | 29.637 | G | 8011564268456 | 8011564616912 | 8011564616929 | 85365080
GW12091 | REVERSING SWITCH, 1M 1P 16AX BLACK | ŁĄCZNIK KRZYŻ., 1M 1P 16AX CZARNY | 14.5 | 1 | NR | 14.2 | 1 | NR | 2.113% | OFFICIAL | 1DM03G01F1532AI100 | 30 | 1DM | BUILDING | 03G | CHORUSMART DOM.RANG. | 01F | BASIC CHORUSMART | 12 | 48 | NR | 84.164 | CCM | 31.41 | 25.205 | G | 8011564267138 | 8011564615328 | 8011564615335 | 85365080
GW12282 | SOCKET-OUTLET 1M 2P 10A ISRAELI STD BL. | GNIAZDO 1M 2P 10A STD IZRAELSKI CZARNE | 14.5 | 1 | NR | 14.2 | 1 | NR | 2.113% | OFFICIAL | 1DM03G01F1532AM100 | 30 | 1DM | BUILDING | 03G | CHORUSMART DOM.RANG. | 01F | BASIC CHORUSMART | 1 | 48 | NR | 114.603 | CCM | 32.132 | 30.276 | G | 8011564815124 | 8011564815124 | 8011564955110 | 85366990
GW13082 | 2-WAY SWITCH, 3M 1P 16AX ILL LOC BEIGE | ŁĄCZ. SCHOD. 3M 1P 16AX OŚW.LOK.BEŻ | 14.5 | 1 | NR | 14.2 | 1 | NR | 2.113% | OFFICIAL | 1DM03G01F1330AO100 | 40 | 1DM | BUILDING | 03G | CHORUSMART DOM.RANG. | 01F | BASIC CHORUSMART | 4 | 12 | NR | 336.656 | CCM | 49.172 | 30.344 | G | 8034035072017 | 8034035454882 | 8034035454899 | 85365080
GW13083 | 2-WAY SWITCH, 3M 1P 16AX ILL SIG BEIGE | ŁĄCZ. SCHOD. 3M 1P 16AX OŚW.SYGN.BEŻ | 14.5 | 1 | NR | 14.2 | 1 | NR | 2.113% | OFFICIAL | 1DM03G01F1330AO100 | 40 | 1DM | BUILDING | 03G | CHORUSMART DOM.RANG. | 01F | BASIC CHORUSMART | 4 | 12 | NR | 336.656 | CCM | 49.422 | 30.145 | G | 8034035072024 | 8034035454905 | 8034035454912 | 85365080
GW13091 | REVERSING SWITCH, 1M 1P 16AX BEIGE | ŁĄCZN. KRZYŻ. 1M 1P 16AX BEŻ | 14.5 | 1 | NR | 14.2 | 1 | NR | 2.113% | OFFICIAL | 1DM03G01F1330AO100 | 30 | 1DM | BUILDING | 03G | CHORUSMART DOM.RANG. | 01F | BASIC CHORUSMART | 12 | 48 | NR | 84.164 | CCM | 49.223 | 25.79 | G | 8034035072031 | 8034035454929 | 8034035454936 | 85365080
GW13282 | SOCKET-OUTLET 1M 2P 10A ISRAELI STD BE | GNIAZDO 1M 2P 10A IZRAEL BEŻ | 14.5 | 1 | NR | 14.2 | 1 | NR | 2.113% | OFFICIAL | 1DM03G01F1330AS100 | 30 | 1DM | BUILDING | 03G | CHORUSMART DOM.RANG. | 01F | BASIC CHORUSMART | 1 | 48 | NR | 114.603 | CCM | 45.922 | 27.466 | G | 8034035072710 | 8034035072710 | 8034035456213 | 85366990
GW14134 | PUSH-BUTTON 1M 2P NO 16A TITANIUM | PRZYCISK, 1M 2P NO 16A TYTAN | 14.5 | 1 | NR | 14.2 | 1 | NR | 2.113% | OFFICIAL | 1DM03G01F1552B0100 | 30 | 1DM | BUILDING | 03G | CHORUSMART DOM.RANG. | 01F | BASIC CHORUSMART | 12 | 24 | NR | 80.914 | CCM | 32 | 28.8 | G | 8011564265868 | 8011564613270 | 8011564613263 | 85365080
GW15082 | 2-WAY SWITCH, 3M 1P 16AX ILL LOC WHITE | ŁĄCZ. SCHOD. 3M 1P 16AX OŚW.LOK.BIAŁY | 14.5 | 1 | NR | 14.2 | 1 | NR | 2.113% | OFFICIAL | 1DM03G01F1310A6100 | 40 | 1DM | BUILDING | 03G | CHORUSMART DOM.RANG. | 01F | BASIC CHORUSMART | 4 | 12 | NR | 336.656 | CCM | 49.172 | 30.344 | G | 8034035074714 | 8034035458620 | 8034035458637 | 85365080
GW15083 | 2-WAY SWITCH, 3M 1P 16AX ILL SIG WHITE | ŁĄCZ. SCHOD. 3M 1P 16AX OŚW.SYGN.BIAŁY | 14.5 | 1 | NR | 14.2 | 1 | NR | 2.113% | OFFICIAL | 1DM03G01F1310A6100 | 40 | 1DM | BUILDING | 03G | CHORUSMART DOM.RANG. | 01F | BASIC CHORUSMART | 4 | 12 | NR | 336.656 | CCM | 49.422 | 30.145 | G | 8034035074721 | 8034035458644 | 8034035458651 | 85365080
GW15091 | REVERSING SWITCH, 1M 1P 16AX WHITE | ŁĄCZN. KRZYŻ. 1M 1P 16AX BIAŁY | 14.5 | 1 | NR | 14.2 | 1 | NR | 2.113% | OFFICIAL | 1DM03G01F1310A6100 | 30 | 1DM | BUILDING | 03G | CHORUSMART DOM.RANG. | 01F | BASIC CHORUSMART | 12 | 48 | NR | 84.164 | CCM | 49.223 | 25.79 | G | 8034035074738 | 8034035458668 | 8034035458675 | 85365080
GW15282 | SOCKET-OUTLET 1M 2P 10A ISRAELI STD WH | GNIAZDO 1M 2P 10A STD. IZRAEL BIAŁY | 14.5 | 1 | NR | 14.2 | 1 | NR | 2.113% | OFFICIAL | 1DM03G01F1310AA100 | 30 | 1DM | BUILDING | 03G | CHORUSMART DOM.RANG. | 01F | BASIC CHORUSMART | 1 | 48 | NR | 114.603 | CCM | 45.922 | 27.466 | G | 8034035075414 | 8034035075414 | 8034035459955 | 85366990
GW16404VL | GEO PLATE 4M SATIN NATURAL BEIGE | RAMKA GEO 4P NATURAL. BEŻ SATYNA | 4.85 | 1 | NR | 4.75 | 1 | NR | 2.105% | OFFICIAL | 1DM03G01F1582HY100 | 30 | 1DM | BUILDING | 03G | CHORUSMART DOM.RANG. | 01F | BASIC CHORUSMART | 1 | 12 | NR | 235.156 | CCM | 33.606 | 29.396 | G | 8034035070488 | 8034035453403 | 8034035453403 | 85389099
GW16404VW | GEO PLATE 4M SATIN WHITE | RAMKA GEO 4P BIAŁA SATYNA | 4.85 | 1 | NR | 4.75 | 1 | NR | 2.105% | OFFICIAL | 1DM03G01F1582HW100 | 30 | 1DM | BUILDING | 03G | CHORUSMART DOM.RANG. | 01F | BASIC CHORUSMART | 1 | 12 | NR | 235.156 | CCM | 38.224 | 29.396 | G | 8034035070495 | 8034035453410 | 8034035453410 | 85389099
GW16843 | 3G CHORUS SUPPORT FOR DIN RAIL | WSPORNIK CHORUS 1M DO SZYNY DIN | 4.85 | 1 | NR | 4.75 | 1 | NR | 2.105% | OFFICIAL | 1DM03G01F1672BU100 | 30 | 1DM | BUILDING | 03G | CHORUSMART DOM.RANG. | 01F | BASIC CHORUSMART | 5 | 50 | NR | 427.5 | CCM | 35.975 | 27.79 | G | 8011564822122 | 8011564963603 | 8011564963610 | 85389099
GW10214 | S. OUT. 2M 2P+E 16A D.AM P30-17 IT/DE RE | GNIAZDO 2M 2P+E 16A D.AM P30-17 WŁ/N RE | 14.6 | 1 | NR | 14.3 | 1 | NR | 2.098% | OFFICIAL | 1DM03G01F1512A4100 | 30 | 1DM | BUILDING | 03G | CHORUSMART DOM.RANG. | 01F | BASIC CHORUSMART | 6 | 12 | NR | 234.69 | CCM | 49.589 | 44.625 | G | 8011564264885 | 8011564611740 | 8011564611757 | 85366990
GW10224 | S. OUT. 2M 2P+E 16A D.AM P30-17 IT/DE GR | GNIAZDO 2M 2P+E 16A D.AM P30-17 WŁ/N ZI | 14.6 | 1 | NR | 14.3 | 1 | NR | 2.098% | OFFICIAL | 1DM03G01F1512A4100 | 30 | 1DM | BUILDING | 03G | CHORUSMART DOM.RANG. | 01F | BASIC CHORUSMART | 6 | 12 | NR | 215.294 | CCM | 51.416 | 40.872 | G | 8011564264892 | 8011564611764 | 8011564611771 | 85366990
GW10234 | S. OUT. 2M 2P+E 16A D.AM P30-17 IT/DE OR | GNIAZDO 2M 2P+E 16A D.AM P30-17 WŁ/N POM | 14.6 | 1 | NR | 14.3 | 1 | NR | 2.098% | OFFICIAL | 1DM03G01F1512A4100 | 30 | 1DM | BUILDING | 03G | CHORUSMART DOM.RANG. | 01F | BASIC CHORUSMART | 6 | 12 | NR | 215.294 | CCM | 51.083 | 40.872 | G | 8011564264908 | 8011564611788 | 8011564611795 | 85366990
GW10666 | AUT. EMERGENCY LAMP, 230VAC 50/60Hz 2h W | AUT. LAMPA AWAR. 230VAC 50/60Hz 2h B | 146 | 1 | NR | 143 | 1 | NR | 2.098% | OFFICIAL | 1DM03G01F1512AC100 | 30 | 1DM | BUILDING | 03G | CHORUSMART DOM.RANG. | 01F | BASIC CHORUSMART | 1 | 2 | NR | 2019.938 | CCM | 338 | 225.542 | G | 8011564262935 | 8011564262935 | 8011564609273 | 85131000
GW11123 | 3-WAY SWITCH, 2M 1P 10AX UP-DOWN IVORY | ŁĄCZNIK PODW. 2M 1P 10AX GÓRA-DÓŁ KOŚĆ S | 14.6 | 1 | NR | 14.3 | 1 | NR | 2.098% | OFFICIAL | 1DM03G01F1522A1100 | 30 | 1DM | BUILDING | 03G | CHORUSMART DOM.RANG. | 01F | BASIC CHORUSMART | 6 | 24 | NR | 277.888 | CCM | 42.429 | 32.22 | G | 8011564894167 | 8011564918290 | 8011564918283 | 85365080
GW12071F | 2-WAY SWITCH, 2M 1P 16AX R.WIRING BLACK | ŁĄCZ. SCHOD. 2M 1P 16AX ZACISK. CZARNY | 14.6 | 1 | NR | 14.3 | 1 | NR | 2.098% | OFFICIAL | 1DM03G01F1532AK100 | 30 | 1DM | BUILDING | 03G | CHORUSMART DOM.RANG. | 01F | BASIC CHORUSMART | 6 | 24 | NR | 277.888 | CCM | 42.958 | 38.663 | G | 8011564269866 | 8011564618817 | 8011564618824 | 85365080
GW13071F | 2-WAY SWITCH, 2M 1P 16AX R.W. BEIGE | ŁĄCZN. SCHOD. 2M 1P 16AX KAB.SZ. BEŻ | 14.6 | 1 | NR | 14.3 | 1 | NR | 2.098% | OFFICIAL | 1DM03G01F1330AQ100 | 30 | 1DM | BUILDING | 03G | CHORUSMART DOM.RANG. | 01F | BASIC CHORUSMART | 6 | 24 | NR | 277.888 | CCM | 39.065 | 34.619 | G | 8034035071942 | 8034035454745 | 8034035454752 | 85365080
GW14181 | PUSH-BUTTON 3M 1P NO 16A TITANIUM | PRZYCISK, 3M 1P NO 16A TYTAN | 14.6 | 1 | NR | 14.3 | 1 | NR | 2.098% | OFFICIAL | 1DM03G01F1552B0100 | 40 | 1DM | BUILDING | 03G | CHORUSMART DOM.RANG. | 01F | BASIC CHORUSMART | 4 | 12 | NR | 336.656 | CCM | 43.583 | 25.871 | G | 8011564266094 | 8011564613911 | 8011564613706 | 85365080
GW14247 | SOCKET 2M 2P+E 16A FRENCH ST TITANIUM | GNIAZDO, 2M 2P+E 16A ST FRANCUSKI TYTAN | 14.6 | 1 | NR | 14.3 | 1 | NR | 2.098% | OFFICIAL | 1DM03G01F1552B4100 | 30 | 1DM | BUILDING | 03G | CHORUSMART DOM.RANG. | 01F | BASIC CHORUSMART | 6 | 48 | NR | 177.443 | CCM | 50.4 | 34.641 | G | 8011564266384 | 8011564614376 | 8011564614369 | 85366990
GW15071F | 2-WAY SWITCH, 2M 1P 16AX R.W. WHITE | ŁĄCZ. SCHOD. 2M 1P 16AX K.SZ.IDO BIAŁY | 14.6 | 1 | NR | 14.3 | 1 | NR | 2.098% | OFFICIAL | 1DM03G01F1310A8100 | 30 | 1DM | BUILDING | 03G | CHORUSMART DOM.RANG. | 01F | BASIC CHORUSMART | 6 | 24 | NR | 277.888 | CCM | 39.065 | 34.619 | G | 8034035074646 | 8034035458484 | 8034035458491 | 85365080
GW12133 | PUSH-BUTTON 1M 1P NO 16A ILL SIG BLACK | PRZYCISK, 1M 1P NO 16A PODŚW SYG CZARNY | 7.3 | 1 | NR | 7.15 | 1 | NR | 2.098% | OFFICIAL | 1DM03G01F1532AI100 | 30 | 1DM | BUILDING | 03G | CHORUSMART DOM.RANG. | 01F | BASIC CHORUSMART | 12 | 24 | NR | 80.914 | CCM | 24.458 | 19.108 | G | 8011564269538 | 8011564618374 | 8011564618381 | 85365080
GW13133 | PUSH-BUTTON, 1M 1P NO 16A ILL SIG BEIGE | PRZYCISK 1M 1P NA 16A OŚW.SYGN.BEŻ | 7.3 | 1 | NR | 7.15 | 1 | NR | 2.098% | OFFICIAL | 1DM03G01F1330AO100 | 30 | 1DM | BUILDING | 03G | CHORUSMART DOM.RANG. | 01F | BASIC CHORUSMART | 12 | 24 | NR | 80.914 | CCM | 24.905 | 18.775 | G | 8034035072208 | 8034035455261 | 8034035455278 | 85365080
GW15133 | PUSH-BUTTON, 1M 1P NO 16A ILL SIG WHITE | PRZYCISK 1M 1P NA 16A OŚW.SYGN.BIAŁY | 7.3 | 1 | NR | 7.15 | 1 | NR | 2.098% | OFFICIAL | 1DM03G01F1310A6100 | 30 | 1DM | BUILDING | 03G | CHORUSMART DOM.RANG. | 01F | BASIC CHORUSMART | 12 | 24 | NR | 80.914 | CCM | 24.905 | 18.775 | G | 8034035074905 | 8034035459009 | 8034035459016 | 85365080
GW16106AB | ONE PLATE 6M WHITE ANTIBACTERIAL | RAMKA ONE 6P BIAŁY ANTYBAKTERYJNY | 7.3 | 1 | NR | 7.15 | 1 | NR | 2.098% | OFFICIAL | 1DM03G01F1572HS100 | 30 | 1DM | BUILDING | 03G | CHORUSMART DOM.RANG. | 01F | BASIC CHORUSMART | 1 | 6 | NR | 470.313 | CCM | 33.184 | 30.763 | G | 8034035081774 | 8034035463631 | 8034035463631 | 85389099
GW16106VL | ONE PLATE 6M SATIN NATURAL BEIGE | RAMKA ONE 4P NATURAL. BEŻ SATYNA | 7.3 | 1 | NR | 7.15 | 1 | NR | 2.098% | OFFICIAL | 1DM03G01F1572HQ100 | 30 | 1DM | BUILDING | 03G | CHORUSMART DOM.RANG. | 01F | BASIC CHORUSMART | 1 | 6 | NR | 470.313 | CCM | 47.418 | 30.763 | G | 8034035081781 | 8034035463648 | 8034035463648 | 85389099
GW16106VW | ONE PLATE 6M SATIN WHITE | RAMKA ONE 6P BIAŁY SATYNA | 7.3 | 1 | NR | 7.15 | 1 | NR | 2.098% | OFFICIAL | 1DM03G01F1572HO100 | 30 | 1DM | BUILDING | 03G | CHORUSMART DOM.RANG. | 01F | BASIC CHORUSMART | 1 | 12 | NR | 235.156 | CCM | 47.418 | 30.66 | G | 8034035081798 | 8034035463655 | 8034035463655 | 85389099
GW16202YT | LUX PLATE 2M TITANIUM MONOCHROME | RAMKA LUX 2P TYTANOWA MONOCHROM. | 19.5 | 1 | NR | 19.1 | 1 | NR | 2.094% | OFFICIAL | 1DM03G01F1612E2100 | 30 | 1DM | BUILDING | 03G | CHORUSMART DOM.RANG. | 01F | BASIC CHORUSMART | 1 | 12 | NR | 458.413 | CCM | 63.019 | 50.791 | G | 8034035070327 | 8034035453243 | 8034035453243 | 85389099
GW16203YT | LUX PLATE 3M TITANIUM MONOCHROME | RAMKA LUX 3M TYTANOWA MONOCHROM. | 19.5 | 1 | NR | 19.1 | 1 | NR | 2.094% | OFFICIAL | 1DM03G01F1612E2100 | 30 | 1DM | BUILDING | 03G | CHORUSMART DOM.RANG. | 01F | BASIC CHORUSMART | 1 | 12 | NR | 458.413 | CCM | 56.514 | 47.056 | G | 8034035070372 | 8034035453298 | 8034035453298 | 85389099
GW12362 | TV SOCKET 1M THROUGH 5dB M.CONN 9.5mm B | GNIAZDO TV 1M PRZEPUST 5dB ZŁ. M 9,5mm C | 24.4 | 1 | NR | 23.9 | 1 | NR | 2.092% | OFFICIAL | 1DM03G01F1532AQ100 | 30 | 1DM | BUILDING | 03G | CHORUSMART DOM.RANG. | 01F | BASIC CHORUSMART | 1 | 24 | NR | 158.172 | CCM | 70.833 | 63.75 | G | 8011564268906 | 8011564268906 | 8011564617568 | 85366910
GW12363 | TV SOCKET 1M THROUGH 10dB M.CONN 9.5mm B | GNIAZDO TV 1M PRZEPUST 10dB ZŁ.M 9,5mm C | 24.4 | 1 | NR | 23.9 | 1 | NR | 2.092% | OFFICIAL | 1DM03G01F1532AQ100 | 30 | 1DM | BUILDING | 03G | CHORUSMART DOM.RANG. | 01F | BASIC CHORUSMART | 1 | 24 | NR | 158.172 | CCM | 71.458 | 64.312 | G | 8011564268913 | 8011564268913 | 8011564617575 | 85366910
GW12601 | RINGER 12VAC-50Hz 8VA 1M BLACK | DZWONEK, 12VAC-50Hz 8VA 1M CZARNY | 24.4 | 1 | NR | 23.9 | 1 | NR | 2.092% | OFFICIAL | 1DM03G01F1532AU100 | 30 | 1DM | BUILDING | 03G | CHORUSMART DOM.RANG. | 01F | BASIC CHORUSMART | 1 | 24 | NR | 158.172 | CCM | 58.458 | 52.612 | G | 8011564269194 | 8011564269194 | 8011564617841 | 85318040
GW13362 | TV SOCKET 1M THROUGH 5dB M.CONN 9.5mm B | GNIAZDO TV 1M PASS.5dB ZŁ. M. 9,5mm BEŻ | 24.4 | 1 | NR | 23.9 | 1 | NR | 2.092% | OFFICIAL | 1DM03G01F1330AW100 | 30 | 1DM | BUILDING | 03G | CHORUSMART DOM.RANG. | 01F | BASIC CHORUSMART | 1 | 24 | NR | 117.199 | CCM | 53.621 | 51.154 | G | 8034035072901 | 8034035072901 | 8034035456527 | 85366910
GW13363 | TV SOCKET 1M THROUGH 10dB M.CONN 9.5mm B | GNIAZDO TV 1M PASS.10dB ZŁ.M..9,5mm BE. | 24.4 | 1 | NR | 23.9 | 1 | NR | 2.092% | OFFICIAL | 1DM03G01F1330AW100 | 30 | 1DM | BUILDING | 03G | CHORUSMART DOM.RANG. | 01F | BASIC CHORUSMART | 1 | 24 | NR | 117.199 | CCM | 58.38 | 50.774 | G | 8034035072918 | 8034035072918 | 8034035456534 | 85366910
GW13601 | RINGER, 12VAC-50Hz 8VA 1M BEIGE | DZWONEK 12Vac-50Hz 8VA 1M BEŻ | 24.4 | 1 | NR | 23.9 | 1 | NR | 2.092% | OFFICIAL | 1DM03G01F1330FC100 | 30 | 1DM | BUILDING | 03G | CHORUSMART DOM.RANG. | 01F | BASIC CHORUSMART | 1 | 24 | NR | 117.199 | CCM | 158.465 | 50.104 | G | 8034035073618 | 8034035073618 | 8034035457401 | 85318040
GW15362 | TV SOCKET 1M THROUGH 5dB M.CONN 9.5mm W | GNIAZDO TV 1M PASS.5dB C.M.9,5mm BIAŁY | 24.4 | 1 | NR | 23.9 | 1 | NR | 2.092% | OFFICIAL | 1DM03G01F1310AE100 | 30 | 1DM | BUILDING | 03G | CHORUSMART DOM.RANG. | 01F | BASIC CHORUSMART | 1 | 24 | NR | 117.199 | CCM | 53.611 | 51.154 | G | 8034035075605 | 8034035075605 | 8034035460265 | 85366910
GW15363 | TV SOCKET 1M THROUGH 10dB M.CONN 9.5mm W | GNIAZDO TV 1M PASS.10dB C.M.9,5mm BIA. | 24.4 | 1 | NR | 23.9 | 1 | NR | 2.092% | OFFICIAL | 1DM03G01F1310AE100 | 30 | 1DM | BUILDING | 03G | CHORUSMART DOM.RANG. | 01F | BASIC CHORUSMART | 1 | 24 | NR | 117.199 | CCM | 58.37 | 50.764 | G | 8034035075612 | 8034035075612 | 8034035460272 | 85366910
GW15601 | RINGER, 12VAC-50Hz 8VA 1M WHITE | DZWONEK 12Vac-50Hz 8VA 1M BIAŁY | 24.4 | 1 | NR | 23.9 | 1 | NR | 2.092% | OFFICIAL | 1DM03G01F1310AI100 | 30 | 1DM | BUILDING | 03G | CHORUSMART DOM.RANG. | 01F | BASIC CHORUSMART | 1 | 24 | NR | 117.199 | CCM | 158.465 | 50.104 | G | 8034035076312 | 8034035076312 | 8034035461149 | 85318040
GW10001AB | 1-WAY SWITCH, 1M 1P 16AX AB | PRZERYW. 1M 1P 16AX AB | 4.9 | 1 | NR | 4.8 | 1 | NR | 2.083% | OFFICIAL | 1DM03G01F1350FN100 | 30 | 1DM | BUILDING | 03G | CHORUSMART DOM.RANG. | 01F | BASIC CHORUSMART | 12 | 96 | NR | 63.225 | CCM | 19 | 18.804 | G | 8034035070747 | 8034035453625 | 8034035453632 | 85365080
GW10161 | PUSH-BUTTON, 1/2M 1P NO 10A WHITE | PRZYCISK, 1/2M 1P NO 10A BIAŁY | 7.35 | 1 | NR | 7.2 | 1 | NR | 2.083% | OFFICIAL | 1DM03G01F1512A0100 | 30 | 1DM | BUILDING | 03G | CHORUSMART DOM.RANG. | 01F | BASIC CHORUSMART | 6 | 24 | NR | 67.38 | CCM | 17.25 | 15.525 | G | 8011564261020 | 8011564607002 | 8011564607019 | 85365080
GW10171 | PUSH-BUTTON, 2M 1P NO 16A WHITE | PRZYCISK, 2M 1P NO 16A BIAŁY | 7.35 | 1 | NR | 7.2 | 1 | NR | 2.083% | OFFICIAL | 1DM03G01F1512A0100 | 30 | 1DM | BUILDING | 03G | CHORUSMART DOM.RANG. | 01F | BASIC CHORUSMART | 6 | 24 | NR | 168.328 | CCM | 35.79 | 24.692 | G | 8011564258594 | 8011564603233 | 8011564603240 | 85365080
GW11171 | PUSH-BUTTON, 2M 1P NO 16A IVORY | PRZYCISK, 2M 1P NO 16A KOŚĆ SŁONIOWA | 7.35 | 1 | NR | 7.2 | 1 | NR | 2.083% | OFFICIAL | 1DM03G01F1522A1100 | 30 | 1DM | BUILDING | 03G | CHORUSMART DOM.RANG. | 01F | BASIC CHORUSMART | 6 | 24 | NR | 168.328 | CCM | 35.109 | 24.567 | G | 8011564258440 | 8011564602939 | 8011564602946 | 85365080
GW12123 | 3-WAY SWITCH, 2M 1P 10AX UP-DOWN BLACK | ŁĄCZN. PODW. 2M 1P 10AX GÓRA-DÓŁ CZARNY | 19.6 | 1 | NR | 19.2 | 1 | NR | 2.083% | OFFICIAL | 1DM03G01F1532AI100 | 30 | 1DM | BUILDING | 03G | CHORUSMART DOM.RANG. | 01F | BASIC CHORUSMART | 6 | 24 | NR | 277.888 | CCM | 39.679 | 29.47 | G | 8011564894174 | 8011564918238 | 8011564918252 | 85365080
GW12132 | PUSH-BUTTON 1M 1P NO 16A ILL LOC BLACK | PRZYCISK, 1M 1P NO 16A PODŚW BLOK CZARNY | 7.35 | 1 | NR | 7.2 | 1 | NR | 2.083% | OFFICIAL | 1DM03G01F1532AI100 | 30 | 1DM | BUILDING | 03G | CHORUSMART DOM.RANG. | 01F | BASIC CHORUSMART | 12 | 24 | NR | 80.914 | CCM | 24.67 | 19.132 | G | 8011564269521 | 8011564618350 | 8011564618367 | 85365080
GW12286 | SOCKET 1M 2P+E 15A USA STANDARD BLACK | GNIAZDO, 1M 2P+E 15A STANDARD USA CZARNE | 7.35 | 1 | NR | 7.2 | 1 | NR | 2.083% | OFFICIAL | 1DM03G01F1532AM100 | 30 | 1DM | BUILDING | 03G | CHORUSMART DOM.RANG. | 01F | BASIC CHORUSMART | 12 | 48 | NR | 84.164 | CCM | 25.729 | 23.156 | G | 8011564267176 | 8011564615403 | 8011564615519 | 85366990
GW13123 | 3-WAY SWITCH, 2M 1P 10AX UP-DOWN BEIGE | PRZEŁĄCZNIK 2M 1P 10AX GÓRA-DÓŁ BEŻ | 19.6 | 1 | NR | 19.2 | 1 | NR | 2.083% | OFFICIAL | 1DM03G01F1330AO100 | 30 | 1DM | BUILDING | 03G | CHORUSMART DOM.RANG. | 01F | BASIC CHORUSMART | 6 | 24 | NR | 277.888 | CCM | 42.72 | 29.186 | G | 8034035072178 | 8034035455209 | 8034035455216 | 85365080
GW13132 | PUSH-BUTTON, 1M 1P NO 16A ILL LOC BEIGE | PRZYCISK 1M 1P NA 16A OŚW.LOK.BEŻ | 7.35 | 1 | NR | 7.2 | 1 | NR | 2.083% | OFFICIAL | 1DM03G01F1330AO100 | 30 | 1DM | BUILDING | 03G | CHORUSMART DOM.RANG. | 01F | BASIC CHORUSMART | 12 | 24 | NR | 80.914 | CCM | 22.952 | 18.824 | G | 8034035072192 | 8034035455247 | 8034035455254 | 85365080
GW13286 | S. OUTLET 1M 2P+E 15A USA BEIGE | GNIAZDO 1M 2P+T 15A USA BEŻ | 7.35 | 1 | NR | 7.2 | 1 | NR | 2.083% | OFFICIAL | 1DM03G01F1330AS100 | 30 | 1DM | BUILDING | 03G | CHORUSMART DOM.RANG. | 01F | BASIC CHORUSMART | 12 | 48 | NR | 84.164 | CCM | 30.111 | 24.105 | G | 8034035072727 | 8034035456220 | 8034035456237 | 85366990
GW14121 | 3-WAY SWITCH 1M 1P 10AX UP-DOWN TITANIUM | ŁĄCZN. PODW. 1M 1P 10AX GÓRA-DÓŁ TYTAN | 19.6 | 1 | NR | 19.2 | 1 | NR | 2.083% | OFFICIAL | 1DM03G01F1552B0100 | 30 | 1DM | BUILDING | 03G | CHORUSMART DOM.RANG. | 01F | BASIC CHORUSMART | 12 | 24 | NR | 107.647 | CCM | 29.5 | 22.798 | G | 8011564265820 | 8011564613195 | 8011564613188 | 85365080
GW15123 | 3-WAY SWITCH, 2M 1P 10AX UP-DOWN WHITE | PRZEŁĄCZNIK 2M 1P 10AX GÓRA-DÓŁ BIAŁY | 19.6 | 1 | NR | 19.2 | 1 | NR | 2.083% | OFFICIAL | 1DM03G01F1310A6100 | 30 | 1DM | BUILDING | 03G | CHORUSMART DOM.RANG. | 01F | BASIC CHORUSMART | 6 | 24 | NR | 277.888 | CCM | 42.72 | 29.186 | G | 8034035074875 | 8034035458941 | 8034035458958 | 85365080
GW15132 | PUSH-BUTTON, 1M 1P NO 16A ILL LOC WHITE | PRZYCISK 1M 1P NA 16A OŚW.LOK.BIAŁY | 7.35 | 1 | NR | 7.2 | 1 | NR | 2.083% | OFFICIAL | 1DM03G01F1310A6100 | 30 | 1DM | BUILDING | 03G | CHORUSMART DOM.RANG. | 01F | BASIC CHORUSMART | 12 | 24 | NR | 80.914 | CCM | 22.952 | 18.824 | G | 8034035074899 | 8034035458989 | 8034035458996 | 85365080
GW15286 | S. OUTLET 1M 2P+E 15A USA WHITE | GNIAZDO 1M 2P+T 15A ST.USA BIAŁY | 7.35 | 1 | NR | 7.2 | 1 | NR | 2.083% | OFFICIAL | 1DM03G01F1310AA100 | 30 | 1DM | BUILDING | 03G | CHORUSMART DOM.RANG. | 01F | BASIC CHORUSMART | 12 | 48 | NR | 84.164 | CCM | 30.111 | 24.105 | G | 8034035075421 | 8034035459962 | 8034035459979 | 85366990
GW16104VN | ONE PLATE 4-GANG SATIN BLACK | RAMKA ONE 4 MODUŁY SATYNOWO CZARNY | 4.9 | 1 | NR | 4.8 | 1 | NR | 2.083% | OFFICIAL | 1DM03G01F1572DT100 | 30 | 1DM | BUILDING | 03G | CHORUSMART DOM.RANG. | 01F | BASIC CHORUSMART | 12 | 12 | NR | 235.156 | CCM | 30.239 | 24.275 | G | 8011564841468 | 8011564978812 | 8011564978812 | 85389099
GW16404VN | GEO PLATE 4-GANG SATIN BLACK | RAMKA GEO 4 MODUŁY SATYNOWY CZARNY | 4.9 | 1 | NR | 4.8 | 1 | NR | 2.083% | OFFICIAL | 1DM03G01F1582CB100 | 30 | 1DM | BUILDING | 03G | CHORUSMART DOM.RANG. | 01F | BASIC CHORUSMART | 12 | 12 | NR | 229.206 | CCM | 34.366 | 28.01 | G | 8011564840928 | 8011564978423 | 8011564978423 | 85389099
GW16406VL | GEO PLATE 6M SATIN NATURAL BEIGE | RAMKA GEO 6P NATURAL. BEŻ SATYNA | 7.35 | 1 | NR | 7.2 | 1 | NR | 2.083% | OFFICIAL | 1DM03G01F1582HY100 | 30 | 1DM | BUILDING | 03G | CHORUSMART DOM.RANG. | 01F | BASIC CHORUSMART | 1 | 6 | NR | 470.313 | CCM | 38.224 | 35.796 | G | 8034035070501 | 8034035453427 | 8034035453427 | 85389099
GW16406VW | GEO PLATE 6M SATIN WHITE | RAMKA GEO 6P BIAŁA SATYNA | 7.35 | 1 | NR | 7.2 | 1 | NR | 2.083% | OFFICIAL | 1DM03G01F1582HW100 | 30 | 1DM | BUILDING | 03G | CHORUSMART DOM.RANG. | 01F | BASIC CHORUSMART | 1 | 12 | NR | 235.156 | CCM | 52.451 | 34.396 | G | 8034035070518 | 8034035453434 | 8034035453434 | 85389099
GW10612 | RINGER 3 IND INPUTS 230VAC-50Hz 2M WHITE | DZWONEK 3 WEJ. NIEZAL. 230VAC-50Hz 2M B | 147 | 1 | NR | 144 | 1 | NR | 2.083% | OFFICIAL | 1DM03G01F1512AC100 | 40 | 1DM | BUILDING | 03G | CHORUSMART DOM.RANG. | 01F | BASIC CHORUSMART | 1 | 6 | NR | 269.522 | CCM | 77 | 62.183 | G | 8011564260900 | 8011564260900 | 8011564606852 | 85318040
GW16204MI | LUX PLATE 4-GANG BRUSHED STAINLESS STEEL | RAMKA LUX 4 MOD. STAL NIERDZ.SZCZOTK | 147 | 1 | NR | 144 | 1 | NR | 2.083% | OFFICIAL | 1DM03G01F1612ES100 | 40 | 1DM | BUILDING | 03G | CHORUSMART DOM.RANG. | 01F | BASIC CHORUSMART | 1 | 16 | NR | 1032.5 | CCM | 285 | 162.58 | G | 8011564273252 | 8011564273252 | 8011564273252 | 85389099
GW16204PB | LUX PLATE 4-GANG WHITE LEATHER | RAMKA LUX 4 MODUŁY BIAŁA SKÓRA | 147 | 1 | NR | 144 | 1 | NR | 2.083% | OFFICIAL | 1DM03G01F1612EI100 | 40 | 1DM | BUILDING | 03G | CHORUSMART DOM.RANG. | 01F | BASIC CHORUSMART | 1 | 16 | NR | 1032.5 | CCM | 178.875 | 150 | G | 8011564273054 | 8011564273054 | 8011564273054 | 85389099
GW16204PN | LUX PLATE 4-GANG BLACK LEATHER | RAMKA LUX 4 MODUŁY CZARNA SKÓRA | 147 | 1 | NR | 144 | 1 | NR | 2.083% | OFFICIAL | 1DM03G01F1612EG100 | 40 | 1DM | BUILDING | 03G | CHORUSMART DOM.RANG. | 01F | BASIC CHORUSMART | 1 | 16 | NR | 1032.5 | CCM | 179 | 150 | G | 8011564273016 | 8011564273016 | 8011564273016 | 85389099
GW16204PR | LUX PLATE 4-GANG RUBY LEATHER | RAMKA LUX 4 MODUŁY RUBINOWA SKÓRA | 147 | 1 | NR | 144 | 1 | NR | 2.083% | OFFICIAL | 1DM03G01F1612EK100 | 40 | 1DM | BUILDING | 03G | CHORUSMART DOM.RANG. | 01F | BASIC CHORUSMART | 1 | 16 | NR | 1032.5 | CCM | 178.93 | 162.58 | G | 8011564273092 | 8011564273092 | 8011564273092 | 85389099
GW16222LA | LUX INT. PLATE, 2-GANG, MAPLE | RAMK. LUX INTERN. 2 MODUŁY KLON | 29.5 | 1 | NR | 28.9 | 1 | NR | 2.076% | OFFICIAL | 1DM03G01F1632FM100 | 40 | 1DM | BUILDING | 03G | CHORUSMART DOM.RANG. | 01F | BASIC CHORUSMART | 12 | 12 | NR | 235.156 | CCM | 63.083 | 44.911 | G | 8011564274075 | 8011564622357 | 8011564622357 | 85389099
GW16222LC | LUX INT. PLATE, 2-GANG, CHERRY | RAMK. LUX INTERN. 2 MODUŁY WIŚNIA | 29.5 | 1 | NR | 28.9 | 1 | NR | 2.076% | OFFICIAL | 1DM03G01F1632FQ100 | 40 | 1DM | BUILDING | 03G | CHORUSMART DOM.RANG. | 01F | BASIC CHORUSMART | 12 | 12 | NR | 235.156 | CCM | 63.333 | 44.911 | G | 0 | 0 | 0 | 0
GW16222LW | LUX INT. PLATE, 2-GANG, WENGE | RAMK. LUX INTERN. 2 MODUŁY WENGE | 29.5 | 1 | NR | 28.9 | 1 | NR | 2.076% | OFFICIAL | 1DM03G01F1632FO100 | 40 | 1DM | BUILDING | 03G | CHORUSMART DOM.RANG. | 01F | BASIC CHORUSMART | 12 | 12 | NR | 235.156 | CCM | 63.33 | 43.217 | G | 8011564274136 | 8011564622418 | 8011564622418 | 85389099
GW16222MC | LUX INT. PLATE, 2-GANG CHROME | RAMK. LUX INTERN. 2 MODUŁY CHROM | 29.5 | 1 | NR | 28.9 | 1 | NR | 2.076% | OFFICIAL | 1DM03G01F1632F6100 | 40 | 1DM | BUILDING | 03G | CHORUSMART DOM.RANG. | 01F | BASIC CHORUSMART | 12 | 12 | NR | 235.156 | CCM | 64.083 | 57.675 | G | 8011564273597 | 8011564621879 | 8011564621879 | 85389099
GW16222MO | LUX INT. PLATE, 2-GANG, GOLD | RAMK. LUX INTERN. 2 MODUŁY ZŁOTY | 29.5 | 1 | NR | 28.9 | 1 | NR | 2.076% | OFFICIAL | 1DM03G01F1632F8100 | 40 | 1DM | BUILDING | 03G | CHORUSMART DOM.RANG. | 01F | BASIC CHORUSMART | 12 | 12 | NR | 235.156 | CCM | 64.75 | 58.275 | G | 8011564273658 | 8011564621930 | 8011564621930 | 85389099
GW16222PB | LUX INT. PLATE, 2-GANG, WHITE LEATHER | RAMK. LUX INTERN. 2 MODUŁY BIAŁA SKÓRA | 29.5 | 1 | NR | 28.9 | 1 | NR | 2.076% | OFFICIAL | 1DM03G01F1632FI100 | 40 | 1DM | BUILDING | 03G | CHORUSMART DOM.RANG. | 01F | BASIC CHORUSMART | 12 | 12 | NR | 235.156 | CCM | 63.25 | 56.925 | G | 8011564273955 | 8011564622234 | 8011564622234 | 85389099
GW16222PN | LUX INT. PLATE, 2-GANG, BLACK LEATHER | RAMK. LUX INTERN. 2 MOD. CZARNA SKÓRA | 29.5 | 1 | NR | 28.9 | 1 | NR | 2.076% | OFFICIAL | 1DM03G01F1632FG100 | 40 | 1DM | BUILDING | 03G | CHORUSMART DOM.RANG. | 01F | BASIC CHORUSMART | 12 | 12 | NR | 235.156 | CCM | 63.083 | 56.775 | G | 8011564273894 | 8011564622173 | 8011564622173 | 85389099
GW16222PR | LUX INT. PLATE, 2-GANG, RUBY LEATHER | RAMK. LUX INTERN. 2 MOD. RUBIN SKÓRA | 29.5 | 1 | NR | 28.9 | 1 | NR | 2.076% | OFFICIAL | 1DM03G01F1632FK100 | 40 | 1DM | BUILDING | 03G | CHORUSMART DOM.RANG. | 01F | BASIC CHORUSMART | 12 | 12 | NR | 235.156 | CCM | 63.167 | 56.85 | G | 8011564274013 | 8011564622296 | 8011564622296 | 85389099
GW10422 | CONNECTOR RJ45 1M CAT.5E FTP CHORUS W | GNIAZDO RJ45 1M KAT.5E FTP CHORUS B | 24.6 | 1 | NR | 24.1 | 1 | NR | 2.075% | OFFICIAL | 1DM03G01F1512A8100 | 30 | 1DM | BUILDING | 03G | CHORUSMART DOM.RANG. | 01F | BASIC CHORUSMART | 1 | 24 | NR | 229.206 | CCM | 32.917 | 29.625 | G | 8011564257689 | 8011564257689 | 8011564601574 | 85366930
GW10423AB | CONNECTOR RJ45 1M CAT.6 UTP CHORUS AB | GNIAZDO RJ45 1M KAT.6 UTP AB | 24.6 | 1 | NR | 24.1 | 1 | NR | 2.075% | OFFICIAL | 1DM03G01F1350I4100 | 30 | 1DM | BUILDING | 03G | CHORUSMART DOM.RANG. | 01F | BASIC CHORUSMART | 1 | 24 | NR | 229.206 | CCM | 24.354 | 20.416 | G | 8034035071560 | 8034035071560 | 8034035454097 | 85366930
GW10436 | CONNECTOR RJ45 2M CAT.5E FTP WHITE | GNIAZDO RJ45 2M KAT.5E FTP BIAŁE | 24.6 | 1 | NR | 24.1 | 1 | NR | 2.075% | OFFICIAL | 1DM03G01F1512A8100 | 40 | 1DM | BUILDING | 03G | CHORUSMART DOM.RANG. | 01F | BASIC CHORUSMART | 1 | 24 | NR | 229.206 | CCM | 31.146 | 24.934 | G | 8011564823884 | 8011564823884 | 8011564965904 | 85366930
GW11422 | CONNECTOR RJ45 1M CAT.5E FTP CHORUS I | GNIAZDO RJ45 1M KAT.5E FTP CHORUS KS | 24.6 | 1 | NR | 24.1 | 1 | NR | 2.075% | OFFICIAL | 1DM03G01F1522A9100 | 30 | 1DM | BUILDING | 03G | CHORUSMART DOM.RANG. | 01F | BASIC CHORUSMART | 1 | 24 | NR | 229.206 | CCM | 30.583 | 24.204 | G | 8011564257788 | 8011564257788 | 8011564601673 | 85366930
GW16104MC | ONE PLATE 4-GANG CHROME | RAMKA ONE 4 MODUŁY CHROM | 24.6 | 1 | NR | 24.1 | 1 | NR | 2.075% | OFFICIAL | 1DM03G01F1572CU100 | 40 | 1DM | BUILDING | 03G | CHORUSMART DOM.RANG. | 01F | BASIC CHORUSMART | 12 | 12 | NR | 235.156 | CCM | 37.417 | 27.51 | G | 8011564271371 | 8011564620070 | 8011564620070 | 85389099
GW16104MO | ONE PLATE 4-GANG GOLD | RAMKA ONE 4 MODUŁY ZŁOTY | 24.6 | 1 | NR | 24.1 | 1 | NR | 2.075% | OFFICIAL | 1DM03G01F1572CW100 | 40 | 1DM | BUILDING | 03G | CHORUSMART DOM.RANG. | 01F | BASIC CHORUSMART | 12 | 12 | NR | 235.156 | CCM | 36.9 | 25.489 | G | 8011564271432 | 8011564620131 | 8011564620131 | 85389099
GW16404MC | GEO PLATE 4-GANG CHROME | RAMKA GEO 4 MODUŁY CHROM | 24.6 | 1 | NR | 24.1 | 1 | NR | 2.075% | OFFICIAL | 1DM03G01F1582CP100 | 40 | 1DM | BUILDING | 03G | CHORUSMART DOM.RANG. | 01F | BASIC CHORUSMART | 12 | 12 | NR | 336.656 | CCM | 41.667 | 37.5 | G | 0 | 0 | 0 | 0
GW16404MO | GEO PLATE 4-GANG GOLD | RAMKA GEO 4 MODUŁY ZŁOTO | 24.6 | 1 | NR | 24.1 | 1 | NR | 2.075% | OFFICIAL | 1DM03G01F1582CP100 | 40 | 1DM | BUILDING | 03G | CHORUSMART DOM.RANG. | 01F | BASIC CHORUSMART | 12 | 12 | NR | 336.656 | CCM | 42.75 | 38.475 | G | 0 | 0 | 0 | 0
GW10242 | GER STD S.-OUT 2M 2P+E 16A WITH COVER WH | NIEM STD GNIAZDO 2M 2P+E 16A Z POKRYWĄ B | 9.85 | 1 | NR | 9.65 | 1 | NR | 2.073% | OFFICIAL | 1DM03G01F1512A4100 | 30 | 1DM | BUILDING | 03G | CHORUSMART DOM.RANG. | 01F | BASIC CHORUSMART | 6 | 48 | NR | 177.443 | CCM | 54.396 | 44.271 | G | 8011564842021 | 8011564979116 | 8011564979123 | 85366990
GW14286 | SOCKET 1M 2P+E 15A USA STANDARD TITANIUM | GNIAZDO, 1M 2P+E 15A STANDARD USA TYTAN | 9.85 | 1 | NR | 9.65 | 1 | NR | 2.073% | OFFICIAL | 1DM03G01F1552B4100 | 30 | 1DM | BUILDING | 03G | CHORUSMART DOM.RANG. | 01F | BASIC CHORUSMART | 12 | 48 | NR | 84.164 | CCM | 30 | 30 | G | 8011564266414 | 8011564614437 | 8011564614420 | 85366990
GW10123 | 3-WAY SWITCH, 2M 1P 10AX UP-DOWN WHITE | ŁĄCZNIK PODW, 2M 1P 10AX GÓRA-DÓŁ BIAŁ | 14.8 | 1 | NR | 14.5 | 1 | NR | 2.069% | OFFICIAL | 1DM03G01F1512A0100 | 30 | 1DM | BUILDING | 03G | CHORUSMART DOM.RANG. | 01F | BASIC CHORUSMART | 6 | 24 | NR | 277.888 | CCM | 39.749 | 29.54 | G | 8011564894129 | 8011564917798 | 8011564917774 | 85365080
GW10141 | PUSH-BUTTON, 1M DOUBLE NO 16A WHITE | PRZYCISK, 1M PODWÓJNY NO 16A BIAŁY | 14.8 | 1 | NR | 14.5 | 1 | NR | 2.069% | OFFICIAL | 1DM03G01F1512A0100 | 30 | 1DM | BUILDING | 03G | CHORUSMART DOM.RANG. | 01F | BASIC CHORUSMART | 12 | 24 | NR | 107.647 | CCM | 34.625 | 31.163 | G | 8011564261853 | 8011564607859 | 8011564607866 | 85365080
GW10281 | S. OUTLET 2M 2P+E 16A ISR WHITE | GNIAZDO 2M 2P+E 16A IZR BIAŁE | 7.4 | 1 | NR | 7.25 | 1 | NR | 2.069% | OFFICIAL | 1DM03G01F1512A4100 | 30 | 1DM | BUILDING | 03G | CHORUSMART DOM.RANG. | 01F | BASIC CHORUSMART | 1 | 24 | NR | 229.206 | CCM | 45.396 | 40.856 | G | 8011564262416 | 8011564262416 | 8011564651845 | 85366990
GW12301 | SOCKET 2M 2P+E 10A ARG STANDARD BLACK | GNIAZDO, 2M 2P+E 10A STANDARD ARG CZARNE | 14.8 | 1 | NR | 14.5 | 1 | NR | 2.069% | OFFICIAL | 1DM03G01F1532AM100 | 30 | 1DM | BUILDING | 03G | CHORUSMART DOM.RANG. | 01F | BASIC CHORUSMART | 6 | 48 | NR | 177.443 | CCM | 63.563 | 57.206 | G | 8011564266971 | 8011564615106 | 8011564615113 | 85366990
GW12306 | SOCKET 2M 2P+E 10A AUS STANDARD BLACK | GNIAZDO, 2M 2P+E 10A STANDARD AUS CZARNE | 14.8 | 1 | NR | 14.5 | 1 | NR | 2.069% | OFFICIAL | 1DM03G01F1532AM100 | 30 | 1DM | BUILDING | 03G | CHORUSMART DOM.RANG. | 01F | BASIC CHORUSMART | 6 | 48 | NR | 177.443 | CCM | 63.667 | 57.3 | G | 8011564266995 | 8011564615144 | 8011564615151 | 85366990
GW12307 | SOCKET 2M 2P+E 15A AUS STANDARD BLACK | GNIAZDO, 2M 2P+E 15A STANDARD AUS CZARNE | 14.8 | 1 | NR | 14.5 | 1 | NR | 2.069% | OFFICIAL | 1DM03G01F1532AM100 | 30 | 1DM | BUILDING | 03G | CHORUSMART DOM.RANG. | 01F | BASIC CHORUSMART | 6 | 48 | NR | 177.443 | CCM | 63.583 | 57.225 | G | 8011564267008 | 8011564615168 | 8011564615175 | 85366990
GW13301 | S. OUTLET 2M 2P+E 10A ARG ST BEIGE | GNIAZDO 2M 2P+T 10A ST.ARG. BEŻ | 14.8 | 1 | NR | 14.5 | 1 | NR | 2.069% | OFFICIAL | 1DM03G01F1330AS100 | 30 | 1DM | BUILDING | 03G | CHORUSMART DOM.RANG. | 01F | BASIC CHORUSMART | 6 | 48 | NR | 177.443 | CCM | 60.706 | 49.395 | G | 8034035072796 | 8034035456367 | 8034035456374 | 85366990
GW13306 | S. OUTLET 2M 2P+E 10A AUS ST BEIGE | GNIAZDO 2M 2P+T 10A ST.AUSTRAL. BEŻ | 14.8 | 1 | NR | 14.5 | 1 | NR | 2.069% | OFFICIAL | 1DM03G01F1330AS100 | 30 | 1DM | BUILDING | 03G | CHORUSMART DOM.RANG. | 01F | BASIC CHORUSMART | 6 | 48 | NR | 177.443 | CCM | 60.706 | 49.395 | G | 8034035072802 | 8034035456381 | 8034035456398 | 85366990
GW13307 | S. OUTLET 2M 2P+E 15A AUS ST BEIGE | GNIAZDO 2M 2P+T 15A ST.AUSTRAL. BEŻ | 14.8 | 1 | NR | 14.5 | 1 | NR | 2.069% | OFFICIAL | 1DM03G01F1330AS100 | 30 | 1DM | BUILDING | 03G | CHORUSMART DOM.RANG. | 01F | BASIC CHORUSMART | 6 | 48 | NR | 177.443 | CCM | 61.358 | 50.047 | G | 8034035072819 | 8034035456404 | 8034035456411 | 85366990
GW14004 | 1-WAY SWITCH, 1M 2P 16AX TITANIUM | ŁĄCZNIK POJ., 1M 2P 16AX TYTAN | 14.8 | 1 | NR | 14.5 | 1 | NR | 2.069% | OFFICIAL | 1DM03G01F1552B0100 | 30 | 1DM | BUILDING | 03G | CHORUSMART DOM.RANG. | 01F | BASIC CHORUSMART | 12 | 48 | NR | 84.164 | CCM | 30.58 | 25.484 | G | 8011564265349 | 8011564612273 | 8011564612280 | 85365080
GW14138 | P-BUTTON 1M 1P NC+NO 16A STOP TITANIUM | PRZYCISK, 1M 1P NC+NO 16A STOP TYTAN | 14.8 | 1 | NR | 14.5 | 1 | NR | 2.069% | OFFICIAL | 1DM03G01F1552B0100 | 30 | 1DM | BUILDING | 03G | CHORUSMART DOM.RANG. | 01F | BASIC CHORUSMART | 12 | 24 | NR | 107.647 | CCM | 32.58 | 25.802 | G | 8011564265905 | 8011564613348 | 8011564613331 | 85365080
GW14139 | P-BUTTON 1M 1P NO+NC 16A RUN TITANIUM | PRZYCISK, 1M 1P NC+NO 16A RUN TYTAN | 14.8 | 1 | NR | 14.5 | 1 | NR | 2.069% | OFFICIAL | 1DM03G01F1552B0100 | 30 | 1DM | BUILDING | 03G | CHORUSMART DOM.RANG. | 01F | BASIC CHORUSMART | 12 | 24 | NR | 107.647 | CCM | 32.58 | 25.802 | G | 8011564265912 | 8011564613362 | 8011564613355 | 85365080
GW14162 | P-BUTTON 1/2M 1P NO 10A ILL LOC TITANIUM | PRZYCISK 1/2M 1P NO 10A PODŚW BLOK TYTAN | 14.8 | 1 | NR | 14.5 | 1 | NR | 2.069% | OFFICIAL | 1DM03G01F1552B0100 | 30 | 1DM | BUILDING | 03G | CHORUSMART DOM.RANG. | 01F | BASIC CHORUSMART | 6 | 24 | NR | 67.38 | CCM | 17.383 | 15.565 | G | 8011564266025 | 8011564613577 | 8011564613560 | 85365080
GW14172 | P-BUTTON 2M 1P NO 16A ILL LOC TITANIUM | PRZYCISK 2M 1P NO 16A PODŚW BLOK TYTAN | 14.8 | 1 | NR | 14.5 | 1 | NR | 2.069% | OFFICIAL | 1DM03G01F1552B0100 | 30 | 1DM | BUILDING | 03G | CHORUSMART DOM.RANG. | 01F | BASIC CHORUSMART | 6 | 24 | NR | 168.328 | CCM | 36 | 25.226 | G | 8011564266056 | 8011564613638 | 8011564613621 | 85365080
GW14173 | P-BUTTON 2M 1P NO 16A ILL SIG TITANIUM | PRZYCISK, 2M 1P NO 16A PODŚW SYG TYTAN | 14.8 | 1 | NR | 14.5 | 1 | NR | 2.069% | OFFICIAL | 1DM03G01F1552B0100 | 30 | 1DM | BUILDING | 03G | CHORUSMART DOM.RANG. | 01F | BASIC CHORUSMART | 6 | 24 | NR | 168.328 | CCM | 36 | 24.862 | G | 8011564266070 | 8011564613676 | 8011564613669 | 85365080
GW14583 | ELECTRONIC TIMER, 1M TITANIUM | TIMER ELEKTRONICZNY 1M TYTAN | 148 | 1 | NR | 145 | 1 | NR | 2.069% | OFFICIAL | 1DM03G01F1552BE100 | 40 | 1DM | BUILDING | 03G | CHORUSMART DOM.RANG. | 01F | BASIC CHORUSMART | 1 | 2 | NR | 1410.938 | CCM | 125.473 | 120 | G | 0 | 0 | 0 | 0
GW15301 | S. OUTLET 2M 2P+E 10A ARG ST WHITE | GNIAZDO 2M 2P+T 10A PD. AFR. BIAŁY | 14.8 | 1 | NR | 14.5 | 1 | NR | 2.069% | OFFICIAL | 1DM03G01F1310AA100 | 30 | 1DM | BUILDING | 03G | CHORUSMART DOM.RANG. | 01F | BASIC CHORUSMART | 6 | 48 | NR | 177.443 | CCM | 60.706 | 49.395 | G | 8034035075490 | 8034035460104 | 8034035460111 | 85366990
GW15306 | S. OUTLET 2M 2P+E 10A AUS ST WHITE | GNIAZDO 2M 2P+T 10A ST.AUSTRAL. BIAŁY | 14.8 | 1 | NR | 14.5 | 1 | NR | 2.069% | OFFICIAL | 1DM03G01F1310AA100 | 30 | 1DM | BUILDING | 03G | CHORUSMART DOM.RANG. | 01F | BASIC CHORUSMART | 6 | 48 | NR | 177.443 | CCM | 60.706 | 49.395 | G | 8034035075506 | 8034035460128 | 8034035460135 | 85366990
GW15307 | S. OUTLET 2M 2P+E 15A AUS ST WHITE | GNIAZDO 2M 2P+T 15A ST.AUSTRAL. BIAŁY | 14.8 | 1 | NR | 14.5 | 1 | NR | 2.069% | OFFICIAL | 1DM03G01F1310AA100 | 30 | 1DM | BUILDING | 03G | CHORUSMART DOM.RANG. | 01F | BASIC CHORUSMART | 6 | 48 | NR | 177.443 | CCM | 61.358 | 50.047 | G | 8034035075513 | 8034035460142 | 8034035460159 | 85366990
GW16206CA | LUX PLATE 6-GANG AQUAMARINE GLASS | RAMKA LUX 6 MODUŁÓW AKWAMARYN. SZKŁO | 148 | 1 | NR | 145 | 1 | NR | 2.069% | OFFICIAL | 1DM03G01F1612EC100 | 40 | 1DM | BUILDING | 03G | CHORUSMART DOM.RANG. | 01F | BASIC CHORUSMART | 1 | 12 | NR | 1376.667 | CCM | 191.667 | 172.5 | G | 8011564275218 | 8011564275218 | 8011564275218 | 85389099
GW16206CG | LUX PLATE 6-GANG ICED GLASS | RAMKA LUX 6 MODUŁÓW SZKŁO SZRONIONE | 148 | 1 | NR | 145 | 1 | NR | 2.069% | OFFICIAL | 1DM03G01F1612EA100 | 40 | 1DM | BUILDING | 03G | CHORUSMART DOM.RANG. | 01F | BASIC CHORUSMART | 1 | 12 | NR | 1376.667 | CCM | 191.333 | 172.2 | G | 0 | 0 | 0 | 0
GW16206CO | LUX PLATE 6-GANG OCHRE GLASS | RAMKA LUX 6 MODUŁÓW SZKŁO OCHRA | 148 | 1 | NR | 145 | 1 | NR | 2.069% | OFFICIAL | 1DM03G01F1612EE100 | 40 | 1DM | BUILDING | 03G | CHORUSMART DOM.RANG. | 01F | BASIC CHORUSMART | 1 | 12 | NR | 1376.667 | CCM | 189.666 | 180 | G | 0 | 0 | 0 | 0
GW16206LA | LUX PLATE 6-GANG MAPLE | RAMKA LUX 6 MODUŁÓW KLON | 148 | 1 | NR | 145 | 1 | NR | 2.069% | OFFICIAL | 1DM03G01F1612EM100 | 40 | 1DM | BUILDING | 03G | CHORUSMART DOM.RANG. | 01F | BASIC CHORUSMART | 1 | 12 | NR | 1376.667 | CCM | 129.333 | 116.4 | G | 8011564273146 | 8011564273146 | 8011564273146 | 85389099
GW16206LC | LUX PLATE 6-GANG CHERRY | RAMKA LUX 6 MODUŁÓW WIŚNIA | 148 | 1 | NR | 145 | 1 | NR | 2.069% | OFFICIAL | 1DM03G01F1612EQ100 | 40 | 1DM | BUILDING | 03G | CHORUSMART DOM.RANG. | 01F | BASIC CHORUSMART | 1 | 12 | NR | 1376.667 | CCM | 129.667 | 116.7 | G | 8011564273221 | 8011564273221 | 8011564273221 | 85389099
GW16206LW | LUX PLATE 6-GANG WENGE | RAMKA LUX 6 MODUŁÓW WENGE | 148 | 1 | NR | 145 | 1 | NR | 2.069% | OFFICIAL | 1DM03G01F1612EO100 | 40 | 1DM | BUILDING | 03G | CHORUSMART DOM.RANG. | 01F | BASIC CHORUSMART | 1 | 12 | NR | 1376.667 | CCM | 137.833 | 124.05 | G | 0 | 0 | 0 | 0
GW13592 | INFRARED MOVEMENT DETECTOR 2M BEIGE | WYKR. RUCHU.PODCZERWIEŃ 2M BEŻ | 247 | 1 | NR | 242 | 1 | NR | 2.066% | OFFICIAL | 1DM03G01F1330AO100 | 40 | 1DM | BUILDING | 03G | CHORUSMART DOM.RANG. | 01F | BASIC CHORUSMART | 1 | 2 | NR | 808.565 | CCM | 158.465 | 95.769 | G | 8034035073601 | 8034035073601 | 8034035457395 | 85365080
GW15592 | INFRARED MOVEMENT DETECTOR 2M WHITE | WYKR. RUCHÓW PODCZ. 2M BIAŁY | 247 | 1 | NR | 242 | 1 | NR | 2.066% | OFFICIAL | 1DM03G01F1310A6100 | 40 | 1DM | BUILDING | 03G | CHORUSMART DOM.RANG. | 01F | BASIC CHORUSMART | 1 | 2 | NR | 808.565 | CCM | 158.465 | 95.769 | G | 0 | 0 | 0 | 0
GW12564 | ROTATING ELEC REGULATOR 1M 100-900W B | ELEKTRYCZNE POKRĘTŁO REG. 1M 100-900W CZ | 34.6 | 1 | NR | 33.9 | 1 | NR | 2.065% | OFFICIAL | 1DM03G01F1532AW100 | 30 | 1DM | BUILDING | 03G | CHORUSMART DOM.RANG. | 01F | BASIC CHORUSMART | 1 | 12 | NR | 161.828 | CCM | 44.83 | 38.832 | G | 8011564268272 | 8011564268272 | 8011564616714 | 85365080
GW13564 | ROTATING ELEC REGULATOR 1M 100-900W B | POKR. EL.OBR. 1M 100-900W BEŻ | 34.6 | 1 | NR | 33.9 | 1 | NR | 2.065% | OFFICIAL | 1DM03G01F1330FE100 | 30 | 1DM | BUILDING | 03G | CHORUSMART DOM.RANG. | 01F | BASIC CHORUSMART | 1 | 12 | NR | 161.828 | CCM | 46.569 | 36.748 | G | 8034035073526 | 8034035073526 | 8034035457319 | 85365080
GW15564 | ROTATING ELEC REGULATOR 1M 100-900W W | REGULATOR EL.OBR. 1M 100-900W BIA. | 34.6 | 1 | NR | 33.9 | 1 | NR | 2.065% | OFFICIAL | 1DM03G01F1310AK100 | 30 | 1DM | BUILDING | 03G | CHORUSMART DOM.RANG. | 01F | BASIC CHORUSMART | 1 | 12 | NR | 161.828 | CCM | 46.569 | 36.748 | G | 8034035076220 | 8034035076220 | 8034035461057 | 85365080
GW12310 | MULTISTANDARD SOCKET OUTLET BLACK | GNIAZDO WIELOSTANDARDOWE CZARNE | 9.9 | 1 | NR | 9.7 | 1 | NR | 2.062% | OFFICIAL | 1DM03G01F1532AM100 | 30 | 1DM | BUILDING | 03G | CHORUSMART DOM.RANG. | 01F | BASIC CHORUSMART | 10 | 40 | NR | 107.5 | CCM | 44.875 | 33.648 | G | 8011564795037 | 8011564935129 | 8011564935136 | 85366990
GW13310 | MULTISTANDARD SOCKET OUTLET BEIGE | GNIAZDO WIELE STAND. BEŻ | 9.9 | 1 | NR | 9.7 | 1 | NR | 2.062% | OFFICIAL | 1DM03G01F1330AS100 | 30 | 1DM | BUILDING | 03G | CHORUSMART DOM.RANG. | 01F | BASIC CHORUSMART | 10 | 40 | NR | 107.5 | CCM | 32.828 | 32.618 | G | 8034035072826 | 8034035456428 | 8034035456435 | 85366990
GW14032F | 1-WAY SWITCH 2M 1P 16AX ILL LOC R.W. T | ŁĄCZNIK POJ.2M 1P 16AX PODŚ BLOK ZAC.T | 19.8 | 1 | NR | 19.4 | 1 | NR | 2.062% | OFFICIAL | 1DM03G01F1552B2100 | 30 | 1DM | BUILDING | 03G | CHORUSMART DOM.RANG. | 01F | BASIC CHORUSMART | 6 | 24 | NR | 277.888 | CCM | 41.5 | 37.35 | G | 8011564265431 | 8011564612440 | 8011564612457 | 85365080
GW14033F | 1-WAY SWITCH 2M 1P 16AX ILL SIG R.W. T | ŁĄCZNIK POJ.2M 1P 16AX PODŚ SYG ZAC.T | 19.8 | 1 | NR | 19.4 | 1 | NR | 2.062% | OFFICIAL | 1DM03G01F1552B2100 | 30 | 1DM | BUILDING | 03G | CHORUSMART DOM.RANG. | 01F | BASIC CHORUSMART | 6 | 24 | NR | 277.888 | CCM | 41.458 | 37.313 | G | 8011564265455 | 8011564612488 | 8011564612495 | 85365080
GW14092 | REV.SWITCH 1M 1P 16AX ILL LOC TITANIUM | ŁĄCZN.KRZYŻ.1M 1P 16AX PODŚW BLOK TYTAN | 19.8 | 1 | NR | 19.4 | 1 | NR | 2.062% | OFFICIAL | 1DM03G01F1552B0100 | 30 | 1DM | BUILDING | 03G | CHORUSMART DOM.RANG. | 01F | BASIC CHORUSMART | 12 | 24 | NR | 107.647 | CCM | 33.333 | 21.408 | G | 8011564265714 | 8011564612976 | 8011564612969 | 85365080
GW14093 | REV.SWITCH 1M 1P 16AX ILL SIG TITANIUM | ŁĄCZN.KRZYŻ.1M 1P 16AX PODŚW SYG TYTAN | 19.8 | 1 | NR | 19.4 | 1 | NR | 2.062% | OFFICIAL | 1DM03G01F1552B0100 | 30 | 1DM | BUILDING | 03G | CHORUSMART DOM.RANG. | 01F | BASIC CHORUSMART | 12 | 24 | NR | 107.647 | CCM | 32.75 | 25.444 | G | 8011564265721 | 8011564612990 | 8011564612983 | 85365080
GW14301 | SOCKET 2M 2P+E 10A ARG STANDARD TITANIUM | GNIAZDO, 2M 2P+E 10A STANDARD ARG TYTAN | 19.8 | 1 | NR | 19.4 | 1 | NR | 2.062% | OFFICIAL | 1DM03G01F1552B4100 | 30 | 1DM | BUILDING | 03G | CHORUSMART DOM.RANG. | 01F | BASIC CHORUSMART | 6 | 48 | NR | 177.443 | CCM | 64.396 | 57.956 | G | 8011564266452 | 8011564614512 | 8011564614505 | 85366990
GW14306 | SOCKET 2M 2P+E 10A AUS STANDARD TITANIUM | GNIAZDO, 2M 2P+E 10A STANDARD AUS TYTAN | 19.8 | 1 | NR | 19.4 | 1 | NR | 2.062% | OFFICIAL | 1DM03G01F1552B4100 | 30 | 1DM | BUILDING | 03G | CHORUSMART DOM.RANG. | 01F | BASIC CHORUSMART | 6 | 48 | NR | 177.443 | CCM | 64.25 | 64.25 | G | 8011564266476 | 8011564614550 | 8011564614543 | 85366990
GW14307 | SOCKET 2M 2P+E 15A AUS STANDARD TITANIUM | GNIAZDO, 2M 2P+E 15A STANDARD AUS TYTAN | 19.8 | 1 | NR | 19.4 | 1 | NR | 2.062% | OFFICIAL | 1DM03G01F1552B4100 | 30 | 1DM | BUILDING | 03G | CHORUSMART DOM.RANG. | 01F | BASIC CHORUSMART | 6 | 48 | NR | 177.443 | CCM | 64.292 | 57.863 | G | 8011564266483 | 8011564614574 | 8011564614567 | 85366990
GW14406 | TELEPHONE CONNECTOR BRITISH ST TITANIUM | GNIAZDO TELEFONICZNE BRYTYJSKI ST TYTAN | 9.9 | 1 | NR | 9.7 | 1 | NR | 2.062% | OFFICIAL | 1DM03G01F1552B8100 | 30 | 1DM | BUILDING | 03G | CHORUSMART DOM.RANG. | 01F | BASIC CHORUSMART | 1 | 24 | NR | 158.172 | CCM | 24.75 | 22.275 | G | 8011564267237 | 8011564267237 | 8011564615441 | 85366930
GW15310 | MULTISTANDARD SOCKET OUTLET WHITE | GNIAZDO MULTISTANDARD BIAŁY | 9.9 | 1 | NR | 9.7 | 1 | NR | 2.062% | OFFICIAL | 1DM03G01F1310AA100 | 30 | 1DM | BUILDING | 03G | CHORUSMART DOM.RANG. | 01F | BASIC CHORUSMART | 10 | 40 | NR | 107.5 | CCM | 32.828 | 32.618 | G | 8034035075520 | 8034035460166 | 8034035460173 | 85366990
GW14482 | RCBO 1P+N C6 10mA 230V ac 3KA T. | WYŁ. RÓŻN 1P+N C6 10mA 230V ac 3KA TYT | 198 | 1 | NR | 194 | 1 | NR | 2.062% | OFFICIAL | 1DM03G01F1552BA100 | 30 | 1DM | BUILDING | 03G | CHORUSMART DOM.RANG. | 01F | BASIC CHORUSMART | 1 | 6 | NR | 323.657 | CCM | 134.833 | 121.35 | G | 8011564267763 | 8011564267763 | 8011564616141 | 85362010
GW14483 | RCBO 1P+N C6 30mA 230V ac 3KA T. | WYŁ. RÓŻN 1P+N C6 30mA 230V ac 3KA TYT | 198 | 1 | NR | 194 | 1 | NR | 2.062% | OFFICIAL | 1DM03G01F1552BA100 | 30 | 1DM | BUILDING | 03G | CHORUSMART DOM.RANG. | 01F | BASIC CHORUSMART | 1 | 6 | NR | 323.657 | CCM | 134.167 | 120.75 | G | 8011564267770 | 8011564267770 | 8011564616158 | 85362010
GW14485 | RCBO 1P+N C10 10mA 230V ac 3KA T. | WYŁ. RÓŻN 1P+N C10 10mA 230V ac 3KA TYT | 198 | 1 | NR | 194 | 1 | NR | 2.062% | OFFICIAL | 1DM03G01F1552BA100 | 30 | 1DM | BUILDING | 03G | CHORUSMART DOM.RANG. | 01F | BASIC CHORUSMART | 1 | 6 | NR | 323.657 | CCM | 134 | 119.541 | G | 8011564267787 | 8011564267787 | 8011564616165 | 85362010
GW14486 | RCBO 1P+N C10 30mA 230V ac 3KA T. | WYŁ. RÓŻN 1P+N C10 30mA 230V ac 3KA TYT | 198 | 1 | NR | 194 | 1 | NR | 2.062% | OFFICIAL | 1DM03G01F1552BA100 | 30 | 1DM | BUILDING | 03G | CHORUSMART DOM.RANG. | 01F | BASIC CHORUSMART | 1 | 6 | NR | 323.657 | CCM | 134.333 | 120.9 | G | 8011564267794 | 8011564267794 | 8011564616172 | 85362010
GW14488 | RCBO 1P+N C16 10mA 230V ac 3KA T. | WYŁ. RÓŻN 1P+N C16 10mA 230V ac 3KA TYT | 198 | 1 | NR | 194 | 1 | NR | 2.062% | OFFICIAL | 1DM03G01F1552BA100 | 30 | 1DM | BUILDING | 03G | CHORUSMART DOM.RANG. | 01F | BASIC CHORUSMART | 1 | 6 | NR | 323.657 | CCM | 134.167 | 120.75 | G | 8011564267800 | 8011564267800 | 8011564616189 | 85362010
GW14489 | RCBO 1P+N C16 30mA 230V ac 3KA T. | WYŁ. RÓŻN 1P+N C16 30mA 230V ac 3KA TYT | 198 | 1 | NR | 194 | 1 | NR | 2.062% | OFFICIAL | 1DM03G01F1552BA100 | 30 | 1DM | BUILDING | 03G | CHORUSMART DOM.RANG. | 01F | BASIC CHORUSMART | 1 | 6 | NR | 323.657 | CCM | 134.333 | 120.9 | G | 8011564267817 | 8011564267817 | 8011564616196 | 85362010
GW16128VA | ONE INT. PLATE, 2+2+2+2G H SLATE | RAMKA ONE INTERNATI. 2+2+2+2 M POZ.ŁUPEK | 24.8 | 1 | NR | 24.3 | 1 | NR | 2.058% | OFFICIAL | 1DM03G01F1592DG100 | 40 | 1DM | BUILDING | 03G | CHORUSMART DOM.RANG. | 01F | BASIC CHORUSMART | 12 | 12 | NR | 895.781 | CCM | 78 | 70.2 | G | 0 | 0 | 0 | 0
GW10288 | S. OUTLET 1M 2P+E 15A USA WHITE | GNIAZDO 1M 2P+E 15A USA BIAŁE | 7.45 | 1 | NR | 7.3 | 1 | NR | 2.055% | OFFICIAL | 1DM03G01F1512A4100 | 30 | 1DM | BUILDING | 03G | CHORUSMART DOM.RANG. | 01F | BASIC CHORUSMART | 12 | 48 | NR | 84.164 | CCM | 30 | 27 | G | 8011564439429 | 8011564667044 | 8011564667051 | 85366990
GW14241 | SOCKET 2M 2P+E 16A GERMAN ST TITANIUM | GNIAZDO, 2M 2P+E 16A ST NIEMIECKI TYTAN | 14.9 | 1 | NR | 14.6 | 1 | NR | 2.055% | OFFICIAL | 1DM03G01F1552B4100 | 30 | 1DM | BUILDING | 03G | CHORUSMART DOM.RANG. | 01F | BASIC CHORUSMART | 6 | 48 | NR | 177.443 | CCM | 50.896 | 42.024 | G | 8011564266353 | 8011564614314 | 8011564614307 | 85366990
GW16106VN | ONE PLATE 6-GANG SATIN BLACK | RAMKA ONE 6 MODUŁÓW SATYNOWO CZARNY | 7.45 | 1 | NR | 7.3 | 1 | NR | 2.055% | OFFICIAL | 1DM03G01F1572DT100 | 30 | 1DM | BUILDING | 03G | CHORUSMART DOM.RANG. | 01F | BASIC CHORUSMART | 6 | 6 | NR | 470.313 | CCM | 41.226 | 29.297 | G | 8011564841475 | 8011564978829 | 8011564978829 | 85389099
GW16406VN | GEO PLATE 6-GANG SATIN BLACK | RAMKA GEO 6 MODUŁÓW SATYNOWY CZARNY | 7.45 | 1 | NR | 7.3 | 1 | NR | 2.055% | OFFICIAL | 1DM03G01F1582CB100 | 30 | 1DM | BUILDING | 03G | CHORUSMART DOM.RANG. | 01F | BASIC CHORUSMART | 6 | 6 | NR | 470.313 | CCM | 47.3 | 35.371 | G | 8011564840935 | 8011564978430 | 8011564978430 | 85389099
GW12141 | PUSH-BUTTON 1M DOUBLE NO 16A BLACK | PRZYCISK, 1M PODWÓJNY NO 16A CZARNY | 19.9 | 1 | NR | 19.5 | 1 | NR | 2.051% | OFFICIAL | 1DM03G01F1532AI100 | 30 | 1DM | BUILDING | 03G | CHORUSMART DOM.RANG. | 01F | BASIC CHORUSMART | 12 | 24 | NR | 107.647 | CCM | 34.458 | 31.013 | G | 8011564269606 | 8011564618510 | 8011564618527 | 85365080
GW13141 | PUSH-BUTTON, 1M DOUBLE NO 16A BEIGE | PRZYCISK UNIP.PODW. NA 16A BEŻ | 19.9 | 1 | NR | 19.5 | 1 | NR | 2.051% | OFFICIAL | 1DM03G01F1330AO100 | 30 | 1DM | BUILDING | 03G | CHORUSMART DOM.RANG. | 01F | BASIC CHORUSMART | 12 | 24 | NR | 117.345 | CCM | 30.823 | 28.261 | G | 8034035072284 | 8034035455414 | 8034035455421 | 85365080
GW14142 | P-BUTTON 1M 1P NO 16A GRN LAMP, TITANIUM | PRZYCISK, 1M 1P NO 16A ZIEL LAMPA TYTAN | 19.9 | 1 | NR | 19.5 | 1 | NR | 2.051% | OFFICIAL | 1DM03G01F1552B0100 | 30 | 1DM | BUILDING | 03G | CHORUSMART DOM.RANG. | 01F | BASIC CHORUSMART | 12 | 24 | NR | 107.647 | CCM | 26 | 23.362 | G | 8011564265943 | 8011564613423 | 8011564613416 | 85365080
GW14143 | P-BUTTON 1M 1P NO 16A RED LAMP, TITANIUM | PRZYCISK, 1M 1P NO 16A CZERW LAMPA TYTAN | 19.9 | 1 | NR | 19.5 | 1 | NR | 2.051% | OFFICIAL | 1DM03G01F1552B0100 | 30 | 1DM | BUILDING | 03G | CHORUSMART DOM.RANG. | 01F | BASIC CHORUSMART | 12 | 24 | NR | 107.647 | CCM | 26 | 23.362 | G | 8011564265950 | 8011564613447 | 8011564613430 | 85365080
GW14144 | P-BUTTON 1M 1P NO 16A TRP LAMP, TITANIUM | PRZYCISK, 1M 1P NO 16A PRZEŹ LAMPA TYTAN | 19.9 | 1 | NR | 19.5 | 1 | NR | 2.051% | OFFICIAL | 1DM03G01F1552B0100 | 30 | 1DM | BUILDING | 03G | CHORUSMART DOM.RANG. | 01F | BASIC CHORUSMART | 12 | 24 | NR | 107.647 | CCM | 25.917 | 23.325 | G | 8011564265967 | 8011564613461 | 8011564613454 | 85365080
GW14246 | SOCKET 2M 2P 16A FRENCH ST TITANIUM | GNIAZDO, 2M 2P 16A ST FRANCUSKI TYTAN | 9.95 | 1 | NR | 9.75 | 1 | NR | 2.051% | OFFICIAL | 1DM03G01F1552B4100 | 30 | 1DM | BUILDING | 03G | CHORUSMART DOM.RANG. | 01F | BASIC CHORUSMART | 1 | 24 | NR | 229.206 | CCM | 41.188 | 37.069 | G | 8011564266377 | 8011564266377 | 8011564651838 | 85366990
GW14361 | TV SOCKET 1M DIR. MALE CONN. 9.5mm T | GNIAZDO TV 1 M BEZP. ZŁ. MĘSKIE 9,5mm T | 19.9 | 1 | NR | 19.5 | 1 | NR | 2.051% | OFFICIAL | 1DM03G01F1552B8100 | 30 | 1DM | BUILDING | 03G | CHORUSMART DOM.RANG. | 01F | BASIC CHORUSMART | 1 | 48 | NR | 114.603 | CCM | 69.583 | 62.625 | G | 8011564266742 | 8011564266742 | 8011564614734 | 85366910
GW15141 | PUSH-BUTTON, 1M DOUBLE NO 16A WHITE | PRZYCISK UNIP.PODW. NA 16A BIAŁY | 19.9 | 1 | NR | 19.5 | 1 | NR | 2.051% | OFFICIAL | 1DM03G01F1310A6100 | 30 | 1DM | BUILDING | 03G | CHORUSMART DOM.RANG. | 01F | BASIC CHORUSMART | 12 | 24 | NR | 117.345 | CCM | 30.823 | 28.261 | G | 8034035074981 | 8034035459153 | 8034035459160 | 85365080
GW12321 | INT SOC+R.M.C.BR. 3M 1P+N 16A P17/11 B | GN Z BL.+M.WYŁ.P.R. 3M 1P+N 16A P17/11 C | 249 | 1 | NR | 244 | 1 | NR | 2.049% | OFFICIAL | 1DM03G01F1532AM100 | 30 | 1DM | BUILDING | 03G | CHORUSMART DOM.RANG. | 01F | BASIC CHORUSMART | 1 | 4 | NR | 404.283 | CCM | 170.75 | 153.675 | G | 8011564267343 | 8011564267343 | 8011564644403 | 85366990
GW13321 | INT S.O. 3M 2P+E 16A P17/11-RCCB 1P+N B | GN.PRZ..+PRZ.R.3M 1P+N 16A P17/11 BE | 249 | 1 | NR | 244 | 1 | NR | 2.049% | OFFICIAL | 1DM03G01F1330AS100 | 30 | 1DM | BUILDING | 03G | CHORUSMART DOM.RANG. | 01F | BASIC CHORUSMART | 1 | 4 | NR | 404.283 | CCM | 189.65 | 155.067 | G | 8034035072857 | 8034035072857 | 8034035456466 | 85366990
GW15321 | INT S.O. 3M 2P+E 16A P17/11-RCCB 1P+N W | GN.PRZ.+PRZ.ROZP.3M 1P+N 16A P17/11 B. | 249 | 1 | NR | 244 | 1 | NR | 2.049% | OFFICIAL | 1DM03G01F1310AA100 | 30 | 1DM | BUILDING | 03G | CHORUSMART DOM.RANG. | 01F | BASIC CHORUSMART | 1 | 4 | NR | 404.283 | CCM | 189.65 | 155.067 | G | 8034035075551 | 8034035075551 | 8034035460203 | 85366990
GW10151 | P-BUTTON, 1M 1P NO 16A ''LIGHT'' WHITE | PRZYCISK, 1M 1P NO 16A „ŚWIATŁO” BIAŁY | 5 | 1 | NR | 4.9 | 1 | NR | 2.041% | OFFICIAL | 1DM03G01F1512A0100 | 30 | 1DM | BUILDING | 03G | CHORUSMART DOM.RANG. | 01F | BASIC CHORUSMART | 12 | 24 | NR | 80.914 | CCM | 24.792 | 22.312 | G | 8011564277007 | 8011564625587 | 8011564625594 | 85365080
GW10152 | P-BUTTON, 1M 1P NO 16A 'KEY', WHITE | PRZYCISK, 1M 1P NO 16A „KLUCZ” BIAŁY | 5 | 1 | NR | 4.9 | 1 | NR | 2.041% | OFFICIAL | 1DM03G01F1512A0100 | 30 | 1DM | BUILDING | 03G | CHORUSMART DOM.RANG. | 01F | BASIC CHORUSMART | 12 | 24 | NR | 80.914 | CCM | 24.75 | 22.275 | G | 8011564277212 | 8011564625600 | 8011564625716 | 85365080
GW10153 | P-BUTTON, 1M 1P NO 16A SIG DEVICE, WHITE | PRZYCISK 1M 1P NO 16A SYGNALIZATOR BIAŁY | 5 | 1 | NR | 4.9 | 1 | NR | 2.041% | OFFICIAL | 1DM03G01F1512A0100 | 30 | 1DM | BUILDING | 03G | CHORUSMART DOM.RANG. | 01F | BASIC CHORUSMART | 12 | 24 | NR | 80.914 | CCM | 24.792 | 22.312 | G | 8011564277229 | 8011564625723 | 8011564625730 | 85365080
GW10406 | TELEPHONE CONNECTOR BRITISH ST WHITE | GNIAZDO TELEFONICZNE BRYTYJSKI ST BIAŁE | 7.5 | 1 | NR | 7.35 | 1 | NR | 2.041% | OFFICIAL | 1DM03G01F1512A8100 | 30 | 1DM | BUILDING | 03G | CHORUSMART DOM.RANG. | 01F | BASIC CHORUSMART | 1 | 24 | NR | 117.199 | CCM | 24.667 | 22.2 | G | 8011564259447 | 8011564259447 | 8011564604285 | 85366930
GW11153 | P-BUTTON, 1M 1P NO 16A SIG DEVICE, IVORY | PRZYCISK 1M 1P NO 16A SYGNALIZ. KOŚĆ SŁ | 5 | 1 | NR | 4.9 | 1 | NR | 2.041% | OFFICIAL | 1DM03G01F1522A1100 | 30 | 1DM | BUILDING | 03G | CHORUSMART DOM.RANG. | 01F | BASIC CHORUSMART | 12 | 24 | NR | 80.914 | CCM | 23.996 | 18.767 | G | 8011564827325 | 8011564968615 | 8011564968622 | 85365080
GW12203 | SOCKET, 1M 2P+E 16A D.AM P17-11 IT ST B | GNIAZDO 1M 2P+E 16A D.AM P17-11 ST WŁ CZ | 7.5 | 1 | NR | 7.35 | 1 | NR | 2.041% | OFFICIAL | 1DM03G01F1532AM100 | 30 | 1DM | BUILDING | 03G | CHORUSMART DOM.RANG. | 01F | BASIC CHORUSMART | 12 | 96 | NR | 88.721 | CCM | 32.292 | 29.062 | G | 8011564267312 | 8011564615588 | 8011564615595 | 85366990
GW13203 | S. OUT. 1M 2P+E 16A D.AM P17-11 IT BE | GNIAZDO 1M 2P+T 16A BIV.P17-11 WŁOS.BEŻ | 7.5 | 1 | NR | 7.35 | 1 | NR | 2.041% | OFFICIAL | 1DM03G01F1330AS100 | 30 | 1DM | BUILDING | 03G | CHORUSMART DOM.RANG. | 01F | BASIC CHORUSMART | 12 | 96 | NR | 88.721 | CCM | 32.656 | 27.833 | G | 8034035072581 | 8034035455971 | 8034035455988 | 85366990
GW14592 | INFRARED MOVEMENT DETECTOR, 2M, TITANIUM | CZUJNIK RUCHU NA PODCZERWIEŃ 2M TYTAN | 200 | 1 | NR | 196 | 1 | NR | 2.041% | OFFICIAL | 1DM03G01F1552B0100 | 40 | 1DM | BUILDING | 03G | CHORUSMART DOM.RANG. | 01F | BASIC CHORUSMART | 1 | 2 | NR | 808.565 | CCM | 125 | 112.5 | G | 8011564268142 | 8011564268142 | 8011564616585 | 85365080
GW15203 | S. OUT. 1M 2P+E 16A D.AM P17-11 IT WH | GNIAZDO 1M 2P+T 16A BIV.P17-11 ST.W.BIA. | 7.5 | 1 | NR | 7.35 | 1 | NR | 2.041% | OFFICIAL | 1DM03G01F1310AA100 | 30 | 1DM | BUILDING | 03G | CHORUSMART DOM.RANG. | 01F | BASIC CHORUSMART | 12 | 96 | NR | 88.721 | CCM | 32.656 | 27.633 | G | 8034035075285 | 8034035459719 | 8034035459726 | 85366990
GW16106TB | ONE PLATE 6M WHITE | RAMKA ONE 6 MODUŁÓW MLECZNOBIAŁA | 5 | 1 | NR | 4.9 | 1 | NR | 2.041% | OFFICIAL | 1DM03G01F1572CM100 | 30 | 1DM | BUILDING | 03G | CHORUSMART DOM.RANG. | 01F | BASIC CHORUSMART | 12 | 12 | NR | 235.156 | CCM | 40.08 | 30.306 | G | 8011564271142 | 8011564619845 | 8011564619845 | 85389099
GW16106TC | ONE PLATE 6-GANG HEMP | RAMKA ONE 6 MODUŁÓW KONOPNY | 5 | 1 | NR | 4.9 | 1 | NR | 2.041% | OFFICIAL | 1DM03G01F1572CX100 | 30 | 1DM | BUILDING | 03G | CHORUSMART DOM.RANG. | 01F | BASIC CHORUSMART | 6 | 6 | NR | 470.313 | CCM | 53.333 | 48 | G | 8011564766945 | 8011564909632 | 8011564909632 | 85389099
GW16106TI | ONE PLATE 6-GANG IVORY | RAMKA ONE 6 MODUŁÓW KOŚĆ SŁONIOWA | 5 | 1 | NR | 4.9 | 1 | NR | 2.041% | OFFICIAL | 1DM03G01F1572CZ100 | 30 | 1DM | BUILDING | 03G | CHORUSMART DOM.RANG. | 01F | BASIC CHORUSMART | 6 | 6 | NR | 470.313 | CCM | 54 | 48.6 | G | 8011564766907 | 8011564909595 | 8011564909595 | 85389099
GW16106TN | ONE PLATE 6-GANG TONER BLACK | RAMKA ONE 6 MODUŁÓW CZARNY | 5 | 1 | NR | 4.9 | 1 | NR | 2.041% | OFFICIAL | 1DM03G01F1572CO100 | 30 | 1DM | BUILDING | 03G | CHORUSMART DOM.RANG. | 01F | BASIC CHORUSMART | 6 | 6 | NR | 470.313 | CCM | 48.5 | 29.298 | G | 8011564271203 | 8011564619906 | 8011564619906 | 85389099
GW16223MI | LUX INT. PLATE 2+2G H.BRUSHED S.STEEL | RAMK. LUX INTERN. 2+2M P.STAL NIER.SZCZ. | 200 | 1 | NR | 196 | 1 | NR | 2.041% | OFFICIAL | 1DM03G01F1632FR100 | 40 | 1DM | BUILDING | 03G | CHORUSMART DOM.RANG. | 01F | BASIC CHORUSMART | 1 | 12 | NR | 1376.667 | CCM | 367 | 330 | G | 0 | 0 | 0 | 0
GW16224MI | LUX INT. PLATE 2+2G V.71 BRUSHED S.STEEL | RAMK. LUX INTERN. 2+2M PIO.71 ST.NIE.SZ. | 200 | 1 | NR | 196 | 1 | NR | 2.041% | OFFICIAL | 1DM03G01F1632FR100 | 40 | 1DM | BUILDING | 03G | CHORUSMART DOM.RANG. | 01F | BASIC CHORUSMART | 1 | 12 | NR | 1376.667 | CCM | 338.75 | 338.75 | G | 8011564420502 | 8011564420502 | 8011564420502 | 85389099
GW16406TB | GEO PLATE 6M WHITE | RAMKA GEO 6 MODUŁÓW MLECZNOBIAŁA | 5 | 1 | NR | 4.9 | 1 | NR | 2.041% | OFFICIAL | 1DM03G01F1582CN100 | 30 | 1DM | BUILDING | 03G | CHORUSMART DOM.RANG. | 01F | BASIC CHORUSMART | 12 | 12 | NR | 235.156 | CCM | 45.25 | 40.725 | G | 8011564743083 | 8011564698345 | 8011564698345 | 85389099
GW16406TC | GEO PLATE 6-GANG HEMP | RAMKA GEO 6 MODUŁÓW KONOPIE | 5 | 1 | NR | 4.9 | 1 | NR | 2.041% | OFFICIAL | 1DM03G01F1582CN100 | 30 | 1DM | BUILDING | 03G | CHORUSMART DOM.RANG. | 01F | BASIC CHORUSMART | 6 | 6 | NR | 470.313 | CCM | 55 | 49.5 | G | 8011564767188 | 8011564909878 | 8011564909878 | 85389099
GW16406TI | GEO PLATE 6-GANG IVORY | RAMKA GEO 6 MODUŁÓW KOŚĆ SŁONIOWA | 5 | 1 | NR | 4.9 | 1 | NR | 2.041% | OFFICIAL | 1DM03G01F1582CN100 | 30 | 1DM | BUILDING | 03G | CHORUSMART DOM.RANG. | 01F | BASIC CHORUSMART | 6 | 6 | NR | 470.313 | CCM | 57.167 | 51.45 | G | 8011564767140 | 8011564909830 | 8011564909830 | 85389099
GW16406TN | GEO PLATE 6-GANG TONER BLACK | RAMKA GEO 6 MODUŁÓW CZARNY | 5 | 1 | NR | 4.9 | 1 | NR | 2.041% | OFFICIAL | 1DM03G01F1582CN100 | 30 | 1DM | BUILDING | 03G | CHORUSMART DOM.RANG. | 01F | BASIC CHORUSMART | 6 | 6 | NR | 470.313 | CCM | 58.333 | 52.5 | G | 8011564743090 | 8011564698352 | 8011564698352 | 85389099
GW16711VT | PLATES FOR PROFILE/PANEL 1-GANG TITANIUM | RAMKI DO PROFILI/PANELI 1 MOD. TYTAN | 7.5 | 1 | NR | 7.35 | 1 | NR | 2.041% | OFFICIAL | 1DM03G01F1672BM100 | 30 | 1DM | BUILDING | 03G | CHORUSMART DOM.RANG. | 01F | BASIC CHORUSMART | 1 | 12 | NR | 611.006 | CCM | 108.25 | 97.425 | G | 8011564275348 | 8011564275348 | 8011564623255 | 85389099
GW14322 | INT P40 S.OUTLET+RCCB 1P+N 16A - 4M T | INT P40 GNIAZDO+RCCB 1P+N 16A - 4M T | 301 | 1 | NR | 295 | 1 | NR | 2.034% | OFFICIAL | 1DM03G01F1552B4100 | 30 | 1DM | BUILDING | 03G | CHORUSMART DOM.RANG. | 01F | BASIC CHORUSMART | 1 | 2 | NR | 1410.938 | CCM | 271.5 | 244.35 | G | 8011564266728 | 8011564266728 | 8011564614710 | 85366990
GW14581 | DLY/WKLY ELECTRONIC TIMER 1 CHANNEL 2M T | TIMER ELEKTR. 1 KANAŁ DZIEN./TYG. 2M TYT | 301 | 1 | NR | 295 | 1 | NR | 2.034% | OFFICIAL | 1DM03G01F1552BE100 | 30 | 1DM | BUILDING | 03G | CHORUSMART DOM.RANG. | 01F | BASIC CHORUSMART | 1 | 2 | NR | 2019.938 | CCM | 256.5 | 67.594 | G | 8011564268029 | 8011564268029 | 8011564616462 | 91070000
GW16808 | SUPPORT, ITALIAN STANDARD, 8-GANG | WSPORNIK, STANDARD WŁOSKI 8 MODUŁÓW | 7.55 | 1 | NR | 7.4 | 1 | NR | 2.027% | OFFICIAL | 1DM03G01F1672BU100 | 30 | 1DM | BUILDING | 03G | CHORUSMART DOM.RANG. | 01F | BASIC CHORUSMART | 12 | 48 | NR | 658.833 | CCM | 62.479 | 56.231 | G | 8011564274815 | 8011564622807 | 8011564622814 | 85389099
GW10322 | INT P40 S.OUTLET+RCCB 1P+N 16A - 4M W | INT P40 GNIAZDO+RCCB 1P+N 16A - 4M B | 252 | 1 | NR | 247 | 1 | NR | 2.024% | OFFICIAL | 1DM03G01F1512A4100 | 30 | 1DM | BUILDING | 03G | CHORUSMART DOM.RANG. | 01F | BASIC CHORUSMART | 1 | 2 | NR | 1410.938 | CCM | 271 | 243.9 | G | 8011564262492 | 8011564262492 | 8011564608825 | 85366990
GW12383 | TV+SAT 2M SOCKET BLACK | GNIAZDO TV+SAT 2M CZARNE | 35.3 | 1 | NR | 34.6 | 1 | NR | 2.023% | OFFICIAL | 1DM03G01F1532AQ100 | 30 | 1DM | BUILDING | 03G | CHORUSMART DOM.RANG. | 01F | BASIC CHORUSMART | 1 | 24 | NR | 229.206 | CCM | 86.25 | 85 | G | 8011564294981 | 8011564294981 | 8011564640443 | 85366910
GW12447 | DUAL USB CHARGER A+A TYPE 5V 3A 1M BLACK | DUAL USB CHARGER A+A TYPE 5V 3A 1M BLACK | 35.3 | 1 | NR | 34.6 | 1 | NR | 2.023% | OFFICIAL | 1DM03G01F1532AQ100 | 40 | 1DM | BUILDING | 03G | CHORUSMART DOM.RANG. | 01F | BASIC CHORUSMART | 10 | 300 | NR | 151.585 | CCM | 51.333 | 41.4 | G | 8034035088612 | 8034035466748 | 8034035466755 | 85044090
GW13383 | TV+SAT 2M SOCKET BEIGE | GNIAZDO TV+SAT 2M BEŻ | 35.3 | 1 | NR | 34.6 | 1 | NR | 2.023% | OFFICIAL | 1DM03G01F1330AW100 | 30 | 1DM | BUILDING | 03G | CHORUSMART DOM.RANG. | 01F | BASIC CHORUSMART | 1 | 24 | NR | 229.206 | CCM | 86.029 | 77.973 | G | 8034035072994 | 8034035072994 | 8034035456619 | 85366910
GW14914 | DOUBLE ELECTRONIC PUSH-BUTTON 1M T | PODWÓJNY PRZYCISK ELEKTRONICZNY 1M T | 35.3 | 1 | NR | 34.6 | 1 | NR | 2.023% | OFFICIAL | 1DM03G01F1552BE100 | 30 | 1DM | BUILDING | 03G | CHORUSMART DOM.RANG. | 01F | BASIC CHORUSMART | 1 | 12 | NR | 161.828 | CCM | 44.417 | 39.975 | G | 8011564705142 | 8011564705142 | 8011564676206 | 85365080
GW15383 | TV+SAT 2M SOCKET WHITE | GNIAZDO TV+SAT 2M BIAŁY | 35.3 | 1 | NR | 34.6 | 1 | NR | 2.023% | OFFICIAL | 1DM03G01F1310AE100 | 30 | 1DM | BUILDING | 03G | CHORUSMART DOM.RANG. | 01F | BASIC CHORUSMART | 1 | 24 | NR | 229.206 | CCM | 86.029 | 77.973 | G | 8034035075698 | 8034035075698 | 8034035460357 | 85366910
GW10005 | 1-WAY SWITCH, 1M 2P 16AX ILL SIG WHITE | ŁĄCZNIK POJ. 1M 2P 16AX PODŚW SYG BIAŁY | 10.1 | 1 | NR | 9.9 | 1 | NR | 2.02% | OFFICIAL | 1DM03G01F1512A0100 | 30 | 1DM | BUILDING | 03G | CHORUSMART DOM.RANG. | 01F | BASIC CHORUSMART | 12 | 24 | NR | 107.647 | CCM | 30.63 | 24.417 | G | 8011564258198 | 8011564602434 | 8011564602441 | 85365080
GW16108VN | ONE PLATE 4+4-GANG SATIN BLACK |  | 10.1 | 1 | NR | 9.9 | 1 | NR | 2.02% | INTERNAL USE | 1DM03G01F1572DT100 | 30 | 1DM | BUILDING | 03G | CHORUSMART DOM.RANG. | 01F | BASIC CHORUSMART | 1 | 6 | NR | 916.825 | CCM | 59.582 | 40.512 | G
GW12246 | SOCKET 2M 2P 16A FRENCH ST BLACK | GNIAZDO, 2M 2P 16A ST FRANCUSKI CZARNE | 7.6 | 1 | NR | 7.45 | 1 | NR | 2.013% | OFFICIAL | 1DM03G01F1532AM100 | 30 | 1DM | BUILDING | 03G | CHORUSMART DOM.RANG. | 01F | BASIC CHORUSMART | 1 | 24 | NR | 229.206 | CCM | 41.083 | 36.975 | G | 8011564266926 | 8011564266926 | 8011564651821 | 85366990
GW13246 | SOCKET OUTLET 2M 2P 16A FR ST BEIGE | GNIAZDO 2M 2P 16A ST.FRA.BEŻ | 7.6 | 1 | NR | 7.45 | 1 | NR | 2.013% | OFFICIAL | 1DM03G01F1330AS100 | 30 | 1DM | BUILDING | 03G | CHORUSMART DOM.RANG. | 01F | BASIC CHORUSMART | 1 | 24 | NR | 229.206 | CCM | 54.589 | 40.513 | G | 8034035072666 | 8034035072666 | 8034035456138 | 85366990
GW15246 | SOCKET OUTLET 2M 2P 16A FR ST WHITE | GNIAZDO 2M 2P 16A ST.FRA.BIAŁY | 7.6 | 1 | NR | 7.45 | 1 | NR | 2.013% | OFFICIAL | 1DM03G01F1310AA100 | 30 | 1DM | BUILDING | 03G | CHORUSMART DOM.RANG. | 01F | BASIC CHORUSMART | 1 | 24 | NR | 229.206 | CCM | 54.589 | 36.393 | G | 8034035075360 | 8034035075360 | 8034035459870 | 85366990
GW14612 | RINGER, 3 IND INPUTS 230VAC-50Hz 2M T | DZWONEK 3 WEJ. NIEZAL. 230VAC-50Hz 2M T | 203 | 1 | NR | 199 | 1 | NR | 2.01% | OFFICIAL | 1DM03G01F1552BC100 | 40 | 1DM | BUILDING | 03G | CHORUSMART DOM.RANG. | 01F | BASIC CHORUSMART | 1 | 6 | NR | 269.522 | CCM | 77 | 61.869 | G | 8011564268371 | 8011564268371 | 8011564616813 | 85318040
GW10198 | BLANKING MODULE 2M WHITE | MODUŁ ZAŚLEPIAJĄCY 2M BIAŁY | 2.55 | 1 | NR | 2.5 | 1 | NR | 2% | OFFICIAL | 1DM03G01F1512A0100 | 30 | 1DM | BUILDING | 03G | CHORUSMART DOM.RANG. | 01F | BASIC CHORUSMART | 1 | 48 | NR | 114.603 | CCM | 14.937 | 11.698 | G | 8011564258952 | 8011564258952 | 8011564603790 | 85389099
GW10260 | FRENCH STD SOCKET OUTLET ACCESSORY | FRANC. GNIAZDO STD AKCESORIUM | 2.55 | 1 | NR | 2.5 | 1 | NR | 2% | OFFICIAL | 1DM03G01F1512A4100 | 30 | 1DM | BUILDING | 03G | CHORUSMART DOM.RANG. | 01F | BASIC CHORUSMART | 10 | 100 | NR | 16.171 | CCM | 2.64 | 2.376 | G | 8011564264991 | 8011564611962 | 8011564611979 | 85389099
GW11198 | BLANKING MODULE 2M IVORY | MODUŁ ZAŚLEPIAJĄCY 2M KOŚĆ SŁONIOWA | 2.55 | 1 | NR | 2.5 | 1 | NR | 2% | OFFICIAL | 1DM03G01F1522A1100 | 30 | 1DM | BUILDING | 03G | CHORUSMART DOM.RANG. | 01F | BASIC CHORUSMART | 1 | 48 | NR | 114.603 | CCM | 13.805 | 11.866 | G | 8011564258990 | 8011564258990 | 8011564603837 | 85389099
GW14726 | CALL RELAY 1M 1P 12V AC/DC TITANIUM | PRZEKAŹNIK DZWONKA 1M 1P 12V AC/DC TYTAN | 45.9 | 1 | NR | 45 | 1 | NR | 2% | OFFICIAL | 1DM03G01F1552B0100 | 30 | 1DM | BUILDING | 03G | CHORUSMART DOM.RANG. | 01F | BASIC CHORUSMART | 1 | 12 | NR | 161.828 | CCM | 41.5 | 37.35 | G | 8011564268876 | 8011564268876 | 8011564617520 | 85364190
GW16122TB | ONE INT. PLATE 2M WHITE | RAMKA ONE INTERNAT. 2 MOD. MLECZ.BIAŁA | 2.55 | 1 | NR | 2.5 | 1 | NR | 2% | OFFICIAL | 1DM03G01F1592DA100 | 30 | 1DM | BUILDING | 03G | CHORUSMART DOM.RANG. | 01F | BASIC CHORUSMART | 12 | 12 | NR | 235.156 | CCM | 50 | 45 | G | 8011564271852 | 8011564620537 | 8011564620537 | 85389099
GW16122TC | ONE INT. PLATE, 2-GANG, HEMP | RAMKA ONE INTERNATIONAL 2 MODUŁY KONOP. | 2.55 | 1 | NR | 2.5 | 1 | NR | 2% | OFFICIAL | 1DM03G01F1592DD100 | 30 | 1DM | BUILDING | 03G | CHORUSMART DOM.RANG. | 01F | BASIC CHORUSMART | 12 | 12 | NR | 235.156 | CCM | 26.25 | 23.625 | G | 8011564767034 | 8011564909724 | 8011564909724 | 85389099
GW16122TI | ONE INT. PLATE, 2-GANG, IVORY | RAMKA ONE INTERNATIONAL 2 MODUŁY KOŚĆ S. | 2.55 | 1 | NR | 2.5 | 1 | NR | 2% | OFFICIAL | 1DM03G01F1592DF100 | 30 | 1DM | BUILDING | 03G | CHORUSMART DOM.RANG. | 01F | BASIC CHORUSMART | 12 | 12 | NR | 235.156 | CCM | 26.5 | 23.85 | G | 8011564766952 | 8011564909649 | 8011564909649 | 85389099
GW16122TN | ONE INT. PLATE, 2-GANG, TONER BLACK | RAMKA ONE INTERNAT. 2 MOD.SAT.CZARNY | 2.55 | 1 | NR | 2.5 | 1 | NR | 2% | OFFICIAL | 1DM03G01F1592DC100 | 30 | 1DM | BUILDING | 03G | CHORUSMART DOM.RANG. | 01F | BASIC CHORUSMART | 12 | 12 | NR | 235.156 | CCM | 26 | 17.539 | G | 8011564271913 | 8011564620599 | 8011564620599 | 85389099
GW16126MC | ONE INT. PLATE 2+2+2G H CHROME | RAMKA ONE INTERNAT. 2+2+2M POZ.CHROM | 45.9 | 1 | NR | 45 | 1 | NR | 2% | OFFICIAL | 1DM03G01F1592DI100 | 40 | 1DM | BUILDING | 03G | CHORUSMART DOM.RANG. | 01F | BASIC CHORUSMART | 6 | 6 | NR | 632.689 | CCM | 67.667 | 60.9 | G | 0 | 0 | 0 | 0
GW16126MO | ONE INT. PLATE, 2+2+2G H GOLD | RAMKA ONE INTERNAT. 2+2+2M POZ.ZŁOTY | 45.9 | 1 | NR | 45 | 1 | NR | 2% | OFFICIAL | 1DM03G01F1592DK100 | 40 | 1DM | BUILDING | 03G | CHORUSMART DOM.RANG. | 01F | BASIC CHORUSMART | 6 | 6 | NR | 632.689 | CCM | 69.667 | 62.7 | G | 8011564272255 | 8011564621015 | 8011564621015 | 85389099
GW16127MC | ONE INT. PLATE, 2+2+2G V CHROME | RAMKA ONE INTERNAT. 2+2+2M PION CHROM | 45.9 | 1 | NR | 45 | 1 | NR | 2% | OFFICIAL | 1DM03G01F1592DI100 | 40 | 1DM | BUILDING | 03G | CHORUSMART DOM.RANG. | 01F | BASIC CHORUSMART | 6 | 6 | NR | 632.689 | CCM | 67.167 | 60.45 | G | 8011564271104 | 8011564620964 | 8011564620964 | 85389099
GW16127MO | ONE INT. PLATE, 2+2+2G V GOLD | RAMKA ONE INTERNATI. 2+2+2M PION ZŁOTY | 45.9 | 1 | NR | 45 | 1 | NR | 2% | OFFICIAL | 1DM03G01F1592DK100 | 40 | 1DM | BUILDING | 03G | CHORUSMART DOM.RANG. | 01F | BASIC CHORUSMART | 6 | 6 | NR | 632.689 | CCM | 67.167 | 60.45 | G | 8011564272262 | 8011564621022 | 8011564621022 | 85389099
GW16422TB | GEO INT. PLATE 2M WHITE | RAMKA GEO INTER. 2 MOD. MLECZNOBIAŁA | 2.55 | 1 | NR | 2.5 | 1 | NR | 2% | OFFICIAL | 1DM03G01F1562D1100 | 30 | 1DM | BUILDING | 03G | CHORUSMART DOM.RANG. | 01F | BASIC CHORUSMART | 12 | 12 | NR | 235.156 | CCM | 29.462 | 23.546 | G | 8011564767218 | 8011564909908 | 8011564909908 | 85389099
GW16422TC | GEO INT. PLATE, 2-GANG, HEMP | RAMKA GEO INTER. 2 MODUŁY KONOP. | 2.55 | 1 | NR | 2.5 | 1 | NR | 2% | OFFICIAL | 1DM03G01F1562D1100 | 30 | 1DM | BUILDING | 03G | CHORUSMART DOM.RANG. | 01F | BASIC CHORUSMART | 12 | 12 | NR | 235.156 | CCM | 28.312 | 22.396 | G | 8011564767225 | 8011564909915 | 8011564909915 | 85389099
GW16422TI | GEO INT. PLATE, 2-GANG, IVORY | RAMKA GEO INTER. 2 MODUŁY KOŚĆ S. | 2.55 | 1 | NR | 2.5 | 1 | NR | 2% | OFFICIAL | 1DM03G01F1562D1100 | 30 | 1DM | BUILDING | 03G | CHORUSMART DOM.RANG. | 01F | BASIC CHORUSMART | 12 | 12 | NR | 235.156 | CCM | 27.5 | 25 | G | 8011564767232 | 8011564909922 | 8011564909922 | 85389099
GW16422TN | GEO INT. PLATE, 2-GANG, TONER BLACK | RAMKA GEO INTER. 2 MOD. SAT.CZARNY | 2.55 | 1 | NR | 2.5 | 1 | NR | 2% | OFFICIAL | 1DM03G01F1562D1100 | 30 | 1DM | BUILDING | 03G | CHORUSMART DOM.RANG. | 01F | BASIC CHORUSMART | 12 | 12 | NR | 235.156 | CCM | 29.812 | 23.896 | G | 8011564767249 | 8011564909939 | 8011564909939 | 85389099
GW16426MC | GEO INT. PLATE, 2+2+2G H CHROME | RAMKA GEO INTER. 2+2+2M POZ.CHROM | 45.9 | 1 | NR | 45 | 1 | NR | 2% | OFFICIAL | 1DM03G01F1562D3100 | 40 | 1DM | BUILDING | 03G | CHORUSMART DOM.RANG. | 01F | BASIC CHORUSMART | 6 | 6 | NR | 632.689 | CCM | 166.366 | 145.016 | G | 8011564767591 | 8011564910287 | 8011564910287 | 85389099
GW16426MO | GEO INT. PLATE, 2+2+2G H GOLD | RAMKA GEO INTER. 2+2+2 M POZ.ZŁOTY | 45.9 | 1 | NR | 45 | 1 | NR | 2% | OFFICIAL | 1DM03G01F1562D3100 | 40 | 1DM | BUILDING | 03G | CHORUSMART DOM.RANG. | 01F | BASIC CHORUSMART | 6 | 6 | NR | 632.689 | CCM | 166.366 | 145.016 | G | 8011564767607 | 8011564910294 | 8011564910294 | 85389099
GW16427MC | GEO INT. PLATE, 2+2+2G V CHROME | RAMKA GEO INTER. 2+2+2M PION CHROM | 45.9 | 1 | NR | 45 | 1 | NR | 2% | OFFICIAL | 1DM03G01F1562D3100 | 40 | 1DM | BUILDING | 03G | CHORUSMART DOM.RANG. | 01F | BASIC CHORUSMART | 6 | 6 | NR | 632.689 | CCM | 166.366 | 145.016 | G | 8011564767690 | 8011564910386 | 8011564910386 | 85389099
GW16427MO | GEO INT. PLATE, 2+2+2G V GOLD | RAMKA GEO INTER. 2+2+2M PION ZŁOTY | 45.9 | 1 | NR | 45 | 1 | NR | 2% | OFFICIAL | 1DM03G01F1562D3100 | 40 | 1DM | BUILDING | 03G | CHORUSMART DOM.RANG. | 01F | BASIC CHORUSMART | 6 | 6 | NR | 632.689 | CCM | 166.366 | 145.016 | G | 8011564767706 | 8011564910393 | 8011564910393 | 85389099
GW14381 | TV+FM SOCKET 2M, TITANIUM | GNIAZDO TV+FM 2M TYTAN | 35.8 | 1 | NR | 35.1 | 1 | NR | 1.994% | OFFICIAL | 1DM03G01F1552B8100 | 30 | 1DM | BUILDING | 03G | CHORUSMART DOM.RANG. | 01F | BASIC CHORUSMART | 1 | 24 | NR | 229.206 | CCM | 80.667 | 72.6 | G | 8011564267060 | 8011564267060 | 8011564615274 | 85366910
GW10041 | 1-WAY SWITCH, 3M 1P 16AX WHITE | ŁĄCZNIK POJEDYNCZY, 3M 1P 16AX BIAŁY | 7.7 | 1 | NR | 7.55 | 1 | NR | 1.987% | OFFICIAL | 1DM03G01F1512A0100 | 40 | 1DM | BUILDING | 03G | CHORUSMART DOM.RANG. | 01F | BASIC CHORUSMART | 4 | 12 | NR | 336.656 | CCM | 43.583 | 26.208 | G | 8011564257412 | 8011564601116 | 8011564601123 | 85365080
GW11564 | ROTATING ELEC REGULATOR 1M 100-900W I | ELEKTRYCZNE POKRĘTŁO REG. 1M 100-900W KS | 30.8 | 1 | NR | 30.2 | 1 | NR | 1.987% | OFFICIAL | 1DM03G01F1522AF100 | 30 | 1DM | BUILDING | 03G | CHORUSMART DOM.RANG. | 01F | BASIC CHORUSMART | 1 | 12 | NR | 161.828 | CCM | 44.5 | 37.544 | G | 8011564261211 | 8011564261211 | 8011564607262 | 85365080
GW14721 | LATCHING RELAY 1M 1P 10AX 230V, TITANIUM | PRZEKAŹNIK BLOKUJ. 1M 1P 10AX 230V TYTAN | 30.8 | 1 | NR | 30.2 | 1 | NR | 1.987% | OFFICIAL | 1DM03G01F1552B0100 | 30 | 1DM | BUILDING | 03G | CHORUSMART DOM.RANG. | 01F | BASIC CHORUSMART | 1 | 12 | NR | 161.828 | CCM | 33.083 | 29.7 | G | 8011564268791 | 8011564268791 | 8011564617407 | 85364900
GW12007 | 1-WAY SWITCH 1M 2P 25AX HEAVY DUTY BLACK | ŁĄCZNIK POJ. 1M 2P 25AX WYTRZYM. CZARNY | 41.1 | 1 | NR | 40.3 | 1 | NR | 1.985% | OFFICIAL | 1DM03G01F1532AI100 | 30 | 1DM | BUILDING | 03G | CHORUSMART DOM.RANG. | 01F | BASIC CHORUSMART | 12 | 24 | NR | 80.914 | CCM | 34.75 | 34.75 | G | 8011564265295 | 8011564613737 | 8011564613744 | 85365080
GW13007 | 1-WAY SWITCH 1M 2P 25AX HEAVY DUTY BEIGE | PRZYCISK 1M 2P 25AX POW. UTRUD. BEŻ | 41.1 | 1 | NR | 40.3 | 1 | NR | 1.985% | OFFICIAL | 1DM03G01F1330AO100 | 30 | 1DM | BUILDING | 03G | CHORUSMART DOM.RANG. | 01F | BASIC CHORUSMART | 12 | 24 | NR | 80.914 | CCM | 59.693 | 28.238 | G | 8034035071713 | 8034035454301 | 8034035454318 | 85365080
GW15007 | 1-WAY SWITCH 1M 2P 25AX HEAVY DUTY WHITE | PRZYC.1M 2P 25AX POW. UTRUD. BIAŁY | 41.1 | 1 | NR | 40.3 | 1 | NR | 1.985% | OFFICIAL | 1DM03G01F1310A6100 | 30 | 1DM | BUILDING | 03G | CHORUSMART DOM.RANG. | 01F | BASIC CHORUSMART | 12 | 24 | NR | 80.914 | CCM | 59.693 | 28.238 | G | 8034035074417 | 8034035458040 | 8034035458057 | 85365080
GW12912 | BACKLIT ELECTRONIC PUSH-BUTTON 1M B | PODŚWIETLANY PRZYCISK ELEKTRONICZNY 1M C | 36 | 1 | NR | 35.3 | 1 | NR | 1.983% | OFFICIAL | 1DM03G01F1532AW100 | 30 | 1DM | BUILDING | 03G | CHORUSMART DOM.RANG. | 01F | BASIC CHORUSMART | 1 | 12 | NR | 134.761 | CCM | 30.417 | 27.375 | G | 8011564705081 | 8011564705081 | 8011564676152 | 85365080
GW13912 | BACKLIT ELECTRONIC PUSH-BUTTON 1M B | PRZYC. ELEKTR. LUMINOSO 230V LED 1M BEŻ | 36 | 1 | NR | 35.3 | 1 | NR | 1.983% | OFFICIAL | 1DM03G01F1330FE100 | 30 | 1DM | BUILDING | 03G | CHORUSMART DOM.RANG. | 01F | BASIC CHORUSMART | 1 | 12 | NR | 134.761 | CCM | 290.597 | 21.97 | G | 8034035074288 | 8034035074288 | 8034035457869 | 85365080
GW15912 | BACKLIT ELECTRONIC PUSH-BUTTON 1M W | PRZYC. ELEKTR. OŚWIETL 230V LED 1M CH/WH | 36 | 1 | NR | 35.3 | 1 | NR | 1.983% | OFFICIAL | 1DM03G01F1310AK100 | 30 | 1DM | BUILDING | 03G | CHORUSMART DOM.RANG. | 01F | BASIC CHORUSMART | 1 | 12 | NR | 134.761 | CCM | 290.607 | 21.97 | G | 8034035076985 | 8034035076985 | 8034035461606 | 85365080
GW16106MC | ONE PLATE 6-GANG CHROME | RAMKA ONE 6 MODUŁÓW CHROM | 36 | 1 | NR | 35.3 | 1 | NR | 1.983% | OFFICIAL | 1DM03G01F1572CU100 | 40 | 1DM | BUILDING | 03G | CHORUSMART DOM.RANG. | 01F | BASIC CHORUSMART | 6 | 6 | NR | 470.313 | CCM | 49 | 30.798 | G | 8011564271388 | 8011564620087 | 8011564620087 | 85389099
GW16106MO | ONE PLATE 6-GANG GOLD | RAMKA ONE 6 MODUŁÓW ZŁOTY | 36 | 1 | NR | 35.3 | 1 | NR | 1.983% | OFFICIAL | 1DM03G01F1572CW100 | 40 | 1DM | BUILDING | 03G | CHORUSMART DOM.RANG. | 01F | BASIC CHORUSMART | 6 | 6 | NR | 470.313 | CCM | 55 | 30.798 | G | 8011564271449 | 8011564620148 | 8011564620148 | 85389099
GW16406MC | GEO PLATE 6-GANG CHROME | RAMKA GEO 6 MODUŁÓW CHROM | 36 | 1 | NR | 35.3 | 1 | NR | 1.983% | OFFICIAL | 1DM03G01F1582CP100 | 40 | 1DM | BUILDING | 03G | CHORUSMART DOM.RANG. | 01F | BASIC CHORUSMART | 6 | 6 | NR | 470.313 | CCM | 61.833 | 55.65 | G | 8011564743069 | 8011564698321 | 8011564698321 | 85389099
GW16406MO | GEO PLATE 6-GANG GOLD | RAMKA GEO 6 MODUŁÓW ZŁOTO | 36 | 1 | NR | 35.3 | 1 | NR | 1.983% | OFFICIAL | 1DM03G01F1582CP100 | 40 | 1DM | BUILDING | 03G | CHORUSMART DOM.RANG. | 01F | BASIC CHORUSMART | 6 | 6 | NR | 470.313 | CCM | 65.167 | 58.65 | G | 8011564743076 | 8011564698338 | 8011564698338 | 85389099
GW16228LA | LUX INT. PLATE, 2+2+2+2G H MAPLE | RAMK. LUX INTERN. 2+2+2+2 M POZ. KLON | 103 | 1 | NR | 101 | 1 | NR | 1.98% | OFFICIAL | 1DM03G01F1632FM100 | 40 | 1DM | BUILDING | 03G | CHORUSMART DOM.RANG. | 01F | BASIC CHORUSMART | 6 | 6 | NR | 792 | CCM | 160.833 | 160.833 | G | 8011564294110 | 8011564294110 | 8011564294110 | 85389099
GW16228LC | LUX INT. PLATE, 2+2+2+2G H CHERRY | RAMK. LUX INTERN. 2+2+2+2 M POZ.WIŚNIA | 103 | 1 | NR | 101 | 1 | NR | 1.98% | OFFICIAL | 1DM03G01F1632FQ100 | 40 | 1DM | BUILDING | 03G | CHORUSMART DOM.RANG. | 01F | BASIC CHORUSMART | 6 | 6 | NR | 792 | CCM | 160.833 | 160 | G | 8011564294127 | 8011564294127 | 8011564294127 | 85389099
GW16228LW | LUX INT. PLATE, 2+2+2+2G H WENGE | RAMK. LUX INTERN. 2+2+2+2M POZ. WENGE | 103 | 1 | NR | 101 | 1 | NR | 1.98% | OFFICIAL | 1DM03G01F1632FO100 | 40 | 1DM | BUILDING | 03G | CHORUSMART DOM.RANG. | 01F | BASIC CHORUSMART | 12 | 12 | NR | 895.781 | CCM | 161 | 161 | G | 8011564294134 | 8011564294134 | 8011564294134 | 85389099
GW16228MC | LUX INT. PLATE, 2+2+2+2G H CHROME | RAMK. LUX INTERN. 2+2+2+2 M POZ.CHROM | 103 | 1 | NR | 101 | 1 | NR | 1.98% | OFFICIAL | 1DM03G01F1632F6100 | 40 | 1DM | BUILDING | 03G | CHORUSMART DOM.RANG. | 01F | BASIC CHORUSMART | 6 | 6 | NR | 792 | CCM | 165.833 | 149.25 | G | 0 | 0 | 0 | 0
GW16228MO | LUX INT. PLATE, 2+2+2+2G H GOLD | RAMK. LUX INTERN. 2+2+2+2 M POZ.ZŁOTY | 103 | 1 | NR | 101 | 1 | NR | 1.98% | OFFICIAL | 1DM03G01F1632F8100 | 40 | 1DM | BUILDING | 03G | CHORUSMART DOM.RANG. | 01F | BASIC CHORUSMART | 12 | 12 | NR | 895.781 | CCM | 169.166 | 169.166 | G | 8011564294158 | 8011564294158 | 8011564294158 | 85389099
GW16228PB | LUX INT. PLATE, 2+2+2+2G H WHITE LEATHER | RAMK. LUX INTERN. 2+2+2+2M POZ.BIA.SKÓRA | 103 | 1 | NR | 101 | 1 | NR | 1.98% | OFFICIAL | 1DM03G01F1632FI100 | 40 | 1DM | BUILDING | 03G | CHORUSMART DOM.RANG. | 01F | BASIC CHORUSMART | 12 | 12 | NR | 895.781 | CCM | 162.333 | 146.1 | G | 8011564294165 | 8011564294165 | 8011564294165 | 85389099
GW16228PN | LUX INT. PLATE, 2+2+2+2G H BLACK LEATHER | RAMK. LUX INTERN.2+2+2+2M POZ.CZAR.SKÓRA | 103 | 1 | NR | 101 | 1 | NR | 1.98% | OFFICIAL | 1DM03G01F1632FG100 | 40 | 1DM | BUILDING | 03G | CHORUSMART DOM.RANG. | 01F | BASIC CHORUSMART | 6 | 6 | NR | 792 | CCM | 161.5 | 145.35 | G | 8011564294172 | 8011564294172 | 8011564294172 | 85389099
GW16228PR | LUX INT. PLATE, 2+2+2+2G H RUBY LEATHER | RAMK. LUX INTERN. 2+2+2+2M POZ.RUB.SKÓRA | 103 | 1 | NR | 101 | 1 | NR | 1.98% | OFFICIAL | 1DM03G01F1632FK100 | 40 | 1DM | BUILDING | 03G | CHORUSMART DOM.RANG. | 01F | BASIC CHORUSMART | 6 | 6 | NR | 792 | CCM | 161.5 | 145.35 | G | 0 | 0 | 0 | 0
GW16229LA | LUX INT. PLATE, 2+2+2+2G V MAPLE | RAMK. LUX INTERN. 2+2+2+2M PION KLON | 103 | 1 | NR | 101 | 1 | NR | 1.98% | OFFICIAL | 1DM03G01F1632FM100 | 40 | 1DM | BUILDING | 03G | CHORUSMART DOM.RANG. | 01F | BASIC CHORUSMART | 6 | 6 | NR | 792 | CCM | 153.666 | 151 | G | 8011564294264 | 8011564294264 | 8011564294264 | 85389099
GW16229LC | LUX INT. PLATE, 2+2+2+2G V CHERRY | RAMK. LUX INTERN. 2+2+2+2M PION WIŚNIA | 103 | 1 | NR | 101 | 1 | NR | 1.98% | OFFICIAL | 1DM03G01F1632FQ100 | 40 | 1DM | BUILDING | 03G | CHORUSMART DOM.RANG. | 01F | BASIC CHORUSMART | 6 | 6 | NR | 792 | CCM | 150.833 | 135.75 | G | 8011564294271 | 8011564294271 | 8011564294271 | 85389099
GW16229LW | LUX INT. PLATE, 2+2+2+2G V WENGE | RAMK. LUX INTERN. 2+2+2+2M PION WENGE | 103 | 1 | NR | 101 | 1 | NR | 1.98% | OFFICIAL | 1DM03G01F1632FO100 | 40 | 1DM | BUILDING | 03G | CHORUSMART DOM.RANG. | 01F | BASIC CHORUSMART | 6 | 6 | NR | 792 | CCM | 152.167 | 136.95 | G | 8011564294288 | 8011564294288 | 8011564294288 | 85389099
GW16229MC | LUX INT. PLATE, 2+2+2+2G V CHROME | RAMK. LUX INTERN. 2+2+2+2M PION CHROM | 103 | 1 | NR | 101 | 1 | NR | 1.98% | OFFICIAL | 1DM03G01F1632F6100 | 40 | 1DM | BUILDING | 03G | CHORUSMART DOM.RANG. | 01F | BASIC CHORUSMART | 6 | 6 | NR | 792 | CCM | 161.333 | 160 | G | 8011564294295 | 8011564294295 | 8011564294295 | 85389099
GW16229MO | LUX INT. PLATE, 2+2+2+2G V GOLD | RAMK. LUX INTERN. 2+2+2+2M PION ZŁOTY | 103 | 1 | NR | 101 | 1 | NR | 1.98% | OFFICIAL | 1DM03G01F1632F8100 | 40 | 1DM | BUILDING | 03G | CHORUSMART DOM.RANG. | 01F | BASIC CHORUSMART | 6 | 6 | NR | 792 | CCM | 159.33 | 130 | G | 8011564294301 | 8011564294301 | 8011564294301 | 85389099
GW16229PB | LUX INT. PLATE, 2+2+2+2G V WHITE LEATHER | RAMK. LUX INTERN.2+2+2+2M PIO.BIAŁ.SKÓRA | 103 | 1 | NR | 101 | 1 | NR | 1.98% | OFFICIAL | 1DM03G01F1632FI100 | 40 | 1DM | BUILDING | 03G | CHORUSMART DOM.RANG. | 01F | BASIC CHORUSMART | 6 | 6 | NR | 792 | CCM | 154 | 150 | G | 0 | 0 | 0 | 0
GW16229PN | LUX INT. PLATE, 2+2+2+2G V BLACK LEATHER | RAMK. LUX INTERN.2+2+2+2M PIO.CZAR.SKÓRA | 103 | 1 | NR | 101 | 1 | NR | 1.98% | OFFICIAL | 1DM03G01F1632FG100 | 40 | 1DM | BUILDING | 03G | CHORUSMART DOM.RANG. | 01F | BASIC CHORUSMART | 6 | 6 | NR | 792 | CCM | 150.833 | 150 | G | 0 | 0 | 0 | 0
GW16229PR | LUX INT. PLATE, 2+2+2+2G V RUBY LEATHER | RAMK. LUX INTERN,2+2+2+2M PIO.RUBI.SKÓRA | 103 | 1 | NR | 101 | 1 | NR | 1.98% | OFFICIAL | 1DM03G01F1632FK100 | 40 | 1DM | BUILDING | 03G | CHORUSMART DOM.RANG. | 01F | BASIC CHORUSMART | 6 | 6 | NR | 792 | CCM | 153.166 | 153 | G | 0 | 0 | 0 | 0
GW12723 | LATCHING RELAY, 4 SEQUENCES 1M 2P 10AX B | PRZEKAŹNIK BLOKUJ 4 SEKW. 1M 2P 10AX CZ | 36.1 | 1 | NR | 35.4 | 1 | NR | 1.977% | OFFICIAL | 1DM03G01F1532AI100 | 40 | 1DM | BUILDING | 03G | CHORUSMART DOM.RANG. | 01F | BASIC CHORUSMART | 1 | 12 | NR | 161.828 | CCM | 59.083 | 53.175 | G | 8011564268364 | 8011564268364 | 8011564616806 | 85364900
GW13723 | LATCHING RELAY 4 SEQUENCES 1M 2P 10AX B | PRZEKAŹNIK KROK-KROK 4SEQ.1M 2P 10AX BEŻ | 36.1 | 1 | NR | 35.4 | 1 | NR | 1.977% | OFFICIAL | 1DM03G01F1330AO100 | 40 | 1DM | BUILDING | 03G | CHORUSMART DOM.RANG. | 01F | BASIC CHORUSMART | 1 | 12 | NR | 161.828 | CCM | 65.47 | 58.809 | G | 8034035073939 | 8034035073939 | 8034035457739 | 85364900
GW15723 | LATCHING RELAY 4 SEQUENCES 1M 2P 10AX W | PRZEKAZ. KROK-KROK 4SEQ.1M 2P 10AX BIAŁY | 36.1 | 1 | NR | 35.4 | 1 | NR | 1.977% | OFFICIAL | 1DM03G01F1310A6100 | 40 | 1DM | BUILDING | 03G | CHORUSMART DOM.RANG. | 01F | BASIC CHORUSMART | 1 | 12 | NR | 161.828 | CCM | 58.333 | 58.333 | G | 8034035076633 | 8034035076633 | 8034035461477 | 85364900
GW16704VT | WATERTIGHT PLATE 4-GANG IP55 TITANIUM | ZAŚLEPKA DO RAMKI, 4 MOD. IP55 TYTAN | 36.1 | 1 | NR | 35.4 | 1 | NR | 1.977% | OFFICIAL | 1DM03G01F1672BK100 | 40 | 1DM | BUILDING | 03G | CHORUSMART DOM.RANG. | 01F | BASIC CHORUSMART | 1 | 12 | NR | 1193.833 | CCM | 168.484 | 132.217 | G | 8011564762763 | 8011564762763 | 8011564906242 | 85389099
GW12916 | ELECTRONIC PUSH-BUTTON 1M INDICATOR BL. | PRZYCISK ELEKTRONICZNY 1M WSKAŹNIK CZ. | 31.1 | 1 | NR | 30.5 | 1 | NR | 1.967% | OFFICIAL | 1DM03G01F1532AW100 | 30 | 1DM | BUILDING | 03G | CHORUSMART DOM.RANG. | 01F | BASIC CHORUSMART | 1 | 12 | NR | 134.761 | CCM | 37.181 | 21.898 | G | 8011564816442 | 8011564816442 | 8011564955332 | 85365080
GW13916 | ELECTRONIC PUSH-BUTTON 1M INDICATOR BE | PRZYCISK EL.1MOD SYGN. ŚWIETL.BEŻ | 31.1 | 1 | NR | 30.5 | 1 | NR | 1.967% | OFFICIAL | 1DM03G01F1330FE100 | 30 | 1DM | BUILDING | 03G | CHORUSMART DOM.RANG. | 01F | BASIC CHORUSMART | 1 | 12 | NR | 134.761 | CCM | 36.951 | 26.09 | G | 8034035074325 | 8034035074325 | 8034035457906 | 85365080
GW15916 | ELECTRONIC PUSH-BUTTON 1M INDICATOR WH | PRZYCISK EL.1MOD SYGN ŚW. BIAŁY | 31.1 | 1 | NR | 30.5 | 1 | NR | 1.967% | OFFICIAL | 1DM03G01F1310AK100 | 30 | 1DM | BUILDING | 03G | CHORUSMART DOM.RANG. | 01F | BASIC CHORUSMART | 1 | 12 | NR | 134.761 | CCM | 36.951 | 26.09 | G | 8034035077029 | 8034035077029 | 8034035461644 | 85365080
GW16228MI | LUX INT. PLATE2+2+2+2G H.BRUSHED S.STEEL | RAMK. LUX INTERN.2+2+2+2M P.ST.NIE.SZCZ. | 363 | 1 | NR | 356 | 1 | NR | 1.966% | OFFICIAL | 1DM03G01F1632FR100 | 40 | 1DM | BUILDING | 03G | CHORUSMART DOM.RANG. | 01F | BASIC CHORUSMART | 1 | 8 | NR | 2065 | CCM | 598.625 | 538.763 | G | 8011564420748 | 8011564420748 | 8011564420748 | 85389099
GW16229MI | LUX INT. PLATE2+2+2+2G V.BRUSHED S.STEEL | RAMK. LUX INTERN.2+2+2+2M PI.ST.NIE.SZCZ | 363 | 1 | NR | 356 | 1 | NR | 1.966% | OFFICIAL | 1DM03G01F1632FR100 | 40 | 1DM | BUILDING | 03G | CHORUSMART DOM.RANG. | 01F | BASIC CHORUSMART | 1 | 8 | NR | 2065 | CCM | 600 | 540 | G | 8011564420809 | 8011564420809 | 8011564420809 | 85389099
GW10002 | 1-WAY SWITCH, 1M 1P 16AX ILL LOC WHITE | ŁĄCZNIK POJ. 1M 1P 16AX PODŚW BLOK BIAŁ | 5.2 | 1 | NR | 5.1 | 1 | NR | 1.961% | OFFICIAL | 1DM03G01F1512A0100 | 30 | 1DM | BUILDING | 03G | CHORUSMART DOM.RANG. | 01F | BASIC CHORUSMART | 12 | 24 | NR | 80.914 | CCM | 24.798 | 19.048 | G | 8011564258167 | 8011564602373 | 8011564602380 | 85365080
GW10003 | 1-WAY SWITCH, 1M 1P 16AX ILL SIG WHITE | ŁĄCZNIK POJ. 1M 1P 16AX PODŚW SYG BIAŁY | 5.2 | 1 | NR | 5.1 | 1 | NR | 1.961% | OFFICIAL | 1DM03G01F1512A0100 | 30 | 1DM | BUILDING | 03G | CHORUSMART DOM.RANG. | 01F | BASIC CHORUSMART | 12 | 24 | NR | 80.914 | CCM | 24.543 | 19.055 | G | 8011564258174 | 8011564602397 | 8011564602403 | 85365080
GW10051 | 2-WAY SWITCH, 1M 1P 16AX WHITE | ŁĄCZNIK SCHODOWY 1M 1P 16AX BIAŁY | 5.2 | 1 | NR | 5.1 | 1 | NR | 1.961% | OFFICIAL | 1DM03G01F1512A0100 | 30 | 1DM | BUILDING | 03G | CHORUSMART DOM.RANG. | 01F | BASIC CHORUSMART | 12 | 96 | NR | 63.225 | CCM | 26.142 | 21.824 | G | 8011564257832 | 8011564601734 | 8011564601741 | 85365080
GW10131AB | PUSH-BUTTON, 1M 1P NO 16A AB | PRZYCISK 1M 1P NA 16A AB | 5.2 | 1 | NR | 5.1 | 1 | NR | 1.961% | OFFICIAL | 1DM03G01F1350FN100 | 30 | 1DM | BUILDING | 03G | CHORUSMART DOM.RANG. | 01F | BASIC CHORUSMART | 12 | 96 | NR | 63.225 | CCM | 31.246 | 18.671 | G | 8034035071409 | 8034035453847 | 8034035453854 | 85365080
GW10201 | S. OUT. 1M 2P+E 10A P11 IT WHITE | GNIAZDO 1M 2P+E 10A P11 WŁOS. BIAŁE | 5.2 | 1 | NR | 5.1 | 1 | NR | 1.961% | OFFICIAL | 1DM03G01F1512A4100 | 30 | 1DM | BUILDING | 03G | CHORUSMART DOM.RANG. | 01F | BASIC CHORUSMART | 12 | 96 | NR | 88.721 | CCM | 32.292 | 27.54 | G | 8011564257887 | 8011564601833 | 8011564601840 | 85366990
GW10247AB | SOCKET OUTLET 2M 2P+E 16A FR ST AB | GNIAZDO 2M 2P+T 16A ST.FR.AB | 10.4 | 1 | NR | 10.2 | 1 | NR | 1.961% | OFFICIAL | 1DM03G01F1350FR100 | 30 | 1DM | BUILDING | 03G | CHORUSMART DOM.RANG. | 01F | BASIC CHORUSMART | 6 | 48 | NR | 177.443 | CCM | 51.733 | 39.667 | G | 8034035071485 | 8034035453991 | 8034035454004 | 85366990
GW10287 | S. OUTLET 1M 2P 15A EU/USA WHITE | GNIAZDO 1M 2P 15A UE/USA BIAŁE | 5.2 | 1 | NR | 5.1 | 1 | NR | 1.961% | OFFICIAL | 1DM03G01F1512A4100 | 30 | 1DM | BUILDING | 03G | CHORUSMART DOM.RANG. | 01F | BASIC CHORUSMART | 12 | 48 | NR | 84.164 | CCM | 26.833 | 23.124 | G | 8011564258266 | 8011564602571 | 8011564602588 | 85366990
GW11002 | 1-WAY SWITCH, 1M 1P 16AX ILL LOC IVORY | ŁĄCZNIK POJ.1M 1P 16AX PODŚ BLOK KOŚĆ S | 5.2 | 1 | NR | 5.1 | 1 | NR | 1.961% | OFFICIAL | 1DM03G01F1522A1100 | 30 | 1DM | BUILDING | 03G | CHORUSMART DOM.RANG. | 01F | BASIC CHORUSMART | 12 | 24 | NR | 80.914 | CCM | 24.388 | 19.159 | G | 8011564258273 | 8011564602595 | 8011564602601 | 85365080
GW11003 | 1-WAY SWITCH, 1M 1P 16AX ILL SIG IVORY | ŁĄCZNIK POJ.1M 1P 16AX PODŚW SYG KOŚĆ S | 5.2 | 1 | NR | 5.1 | 1 | NR | 1.961% | OFFICIAL | 1DM03G01F1522A1100 | 30 | 1DM | BUILDING | 03G | CHORUSMART DOM.RANG. | 01F | BASIC CHORUSMART | 12 | 24 | NR | 80.914 | CCM | 24.289 | 19.06 | G | 8011564258280 | 8011564602618 | 8011564602625 | 85365080
GW11051 | 2-WAY SWITCH, 1M 1P 16AX IVORY | ŁĄCZ. SCHOD., 1M 1P 16AX KOŚĆ SŁON. | 5.2 | 1 | NR | 5.1 | 1 | NR | 1.961% | OFFICIAL | 1DM03G01F1522A1100 | 30 | 1DM | BUILDING | 03G | CHORUSMART DOM.RANG. | 01F | BASIC CHORUSMART | 12 | 96 | NR | 63.225 | CCM | 26.16 | 21.889 | G | 8011564257863 | 8011564601796 | 8011564601802 | 85365080
GW11287 | S. OUTLET 1M 2P 15A EU/USA IVORY | GNIAZDO 1M 2P 15A UE/USA KOŚĆ SŁONIOWA | 5.2 | 1 | NR | 5.1 | 1 | NR | 1.961% | OFFICIAL | 1DM03G01F1522A5100 | 30 | 1DM | BUILDING | 03G | CHORUSMART DOM.RANG. | 01F | BASIC CHORUSMART | 12 | 48 | NR | 84.164 | CCM | 26.511 | 20.99 | G | 8011564258372 | 8011564602793 | 8011564602809 | 85366990
GW12041 | 1-WAY SWITCH, 3M 1P 16AX BLACK | ŁĄCZNIK POJ., 3M 1P 16AX CZARNY | 10.4 | 1 | NR | 10.2 | 1 | NR | 1.961% | OFFICIAL | 1DM03G01F1532AI100 | 40 | 1DM | BUILDING | 03G | CHORUSMART DOM.RANG. | 01F | BASIC CHORUSMART | 4 | 12 | NR | 336.656 | CCM | 43.5 | 26.068 | G | 8011564266179 | 8011564613898 | 8011564613904 | 85365080
GW12367 | TV SOCKET 2M DIR. MALE CONN 9.5mm B | GNIAZDO TV 2M BEZP. ZŁ. MĘSKIE 9,5mm C | 10.4 | 1 | NR | 10.2 | 1 | NR | 1.961% | OFFICIAL | 1DM03G01F1532AQ100 | 30 | 1DM | BUILDING | 03G | CHORUSMART DOM.RANG. | 01F | BASIC CHORUSMART | 1 | 24 | NR | 229.206 | CCM | 32.066 | 25.854 | G | 8011564823716 | 8011564823716 | 8011564965706 | 85366910
GW12386 | TV+FM SOCKET SUPPORT CH/BK | TV+FM POKRYWA GNIAZDA CH/CZ | 5.2 | 1 | NR | 5.1 | 1 | NR | 1.961% | OFFICIAL | 1DM03G01F1532AQ100 | 30 | 1DM | BUILDING | 03G | CHORUSMART DOM.RANG. | 01F | BASIC CHORUSMART | 1 | 24 | NR | 168.328 | CCM | 16.25 | 14.625 | G | 8011564718234 | 8011564718234 | 8011564691032 | 85389099
GW12387 | TV+FM+SAT SOCKET SUPPORT CH/BK | TV+FM+SAT POKRYWA GNIAZDA CH/CZ | 5.2 | 1 | NR | 5.1 | 1 | NR | 1.961% | OFFICIAL | 1DM03G01F1532AQ100 | 30 | 1DM | BUILDING | 03G | CHORUSMART DOM.RANG. | 01F | BASIC CHORUSMART | 1 | 24 | NR | 168.328 | CCM | 16.042 | 14.438 | G | 8011564718241 | 8011564718241 | 8011564691049 | 85389099
GW12453 | CONNECTOR DOUBLE RCA 1M CHORUS BLACK | PODWÓJNE GNIAZDO RCA 1M CHORUS CZARNE | 10.4 | 1 | NR | 10.2 | 1 | NR | 1.961% | OFFICIAL | 1DM03G01F1532AQ100 | 30 | 1DM | BUILDING | 03G | CHORUSMART DOM.RANG. | 01F | BASIC CHORUSMART | 1 | 24 | NR | 158.172 | CCM | 21.625 | 17.419 | G | 8011564269170 | 8011564269170 | 8011564617827 | 85366930
GW12454 | CONNECTOR PHONIC CIRCUITS 1M CHORUS B | ZŁĄCZE DO GŁOŚNIKA 1M CHORUS CZARNE | 10.4 | 1 | NR | 10.2 | 1 | NR | 1.961% | OFFICIAL | 1DM03G01F1532AQ100 | 30 | 1DM | BUILDING | 03G | CHORUSMART DOM.RANG. | 01F | BASIC CHORUSMART | 1 | 24 | NR | 158.172 | CCM | 15.708 | 14.138 | G | 8011564269187 | 8011564269187 | 8011564617834 | 85366930
GW13041 | 1-WAY SWITCH, 3M 1P 16AX BEIGE | PRZYCISK 3M 1P 16AX BEŻ | 10.4 | 1 | NR | 10.2 | 1 | NR | 1.961% | OFFICIAL | 1DM03G01F1330AO100 | 40 | 1DM | BUILDING | 03G | CHORUSMART DOM.RANG. | 01F | BASIC CHORUSMART | 4 | 12 | NR | 336.656 | CCM | 57.99 | 27.134 | G | 8034035071850 | 8034035454578 | 8034035454585 | 85365080
GW13367 | TV SOCKET 2M DIR. MALE CONN 9.5mm B | GNIAZDO TV 2M DIR.ZŁ.M.9,5mm BE. | 10.4 | 1 | NR | 10.2 | 1 | NR | 1.961% | OFFICIAL | 1DM03G01F1330AW100 | 30 | 1DM | BUILDING | 03G | CHORUSMART DOM.RANG. | 01F | BASIC CHORUSMART | 1 | 24 | NR | 229.206 | CCM | 34.442 | 26.013 | G | 8034035072925 | 8034035072925 | 8034035456541 | 85366910
GW13386 | TV+FM SOCKET SUPPORT BEIGE | OBUDOWA GNIAZDEK MIESZANE TV/R BEŻ | 5.2 | 1 | NR | 5.1 | 1 | NR | 1.961% | OFFICIAL | 1DM03G01F1330AW100 | 30 | 1DM | BUILDING | 03G | CHORUSMART DOM.RANG. | 01F | BASIC CHORUSMART | 1 | 24 | NR | 168.328 | CCM | 86.372 | 8.541 | G | 8034035073007 | 8034035073007 | 8034035456626 | 85389099
GW13387 | TV+FM+SAT SOCKET SUPPORT BEIGE | OUDOWA GNIAZDEK MIESZANE TV-R-SAT BEŻ | 5.2 | 1 | NR | 5.1 | 1 | NR | 1.961% | OFFICIAL | 1DM03G01F1330AW100 | 30 | 1DM | BUILDING | 03G | CHORUSMART DOM.RANG. | 01F | BASIC CHORUSMART | 1 | 24 | NR | 168.328 | CCM | 25.164 | 7.641 | G | 8034035073014 | 8034035073014 | 8034035456633 | 85389099
GW13453 | CONNECTOR DOUBLE RCA 1M BEIGE | GNIAZDO PODW. RCA 1M BEŻ | 10.4 | 1 | NR | 10.2 | 1 | NR | 1.961% | OFFICIAL | 1DM03G01F1330AW100 | 30 | 1DM | BUILDING | 03G | CHORUSMART DOM.RANG. | 01F | BASIC CHORUSMART | 1 | 24 | NR | 117.199 | CCM | 28.898 | 17.585 | G | 8034035073229 | 8034035073229 | 8034035456909 | 85366930
GW13454 | CONNECTOR PHONIC CIRCUITS 1M BEIGE | GNIAZDO OBWÓD DŹWIĘKOWY 1M BEŻ | 10.4 | 1 | NR | 10.2 | 1 | NR | 1.961% | OFFICIAL | 1DM03G01F1330AW100 | 30 | 1DM | BUILDING | 03G | CHORUSMART DOM.RANG. | 01F | BASIC CHORUSMART | 1 | 24 | NR | 117.199 | CCM | 22.041 | 11.742 | G | 8034035073236 | 8034035073236 | 8034035456916 | 85366930
GW15041 | 1-WAY SWITCH, 3M 1P 16AX WHITE | PRZYC.3M 1P 16AX BIAŁY | 10.4 | 1 | NR | 10.2 | 1 | NR | 1.961% | OFFICIAL | 1DM03G01F1310A6100 | 40 | 1DM | BUILDING | 03G | CHORUSMART DOM.RANG. | 01F | BASIC CHORUSMART | 4 | 12 | NR | 336.656 | CCM | 57.99 | 27.134 | G | 8034035074554 | 8034035458316 | 8034035458323 | 85365080
GW15367 | TV SOCKET 2M DIR. MALE CONN 9.5mm W | GNIAZDO TV 2M DIR.POŁ.M.9,5mm BI. | 10.4 | 1 | NR | 10.2 | 1 | NR | 1.961% | OFFICIAL | 1DM03G01F1310AE100 | 30 | 1DM | BUILDING | 03G | CHORUSMART DOM.RANG. | 01F | BASIC CHORUSMART | 1 | 24 | NR | 229.206 | CCM | 34.442 | 26.013 | G | 8034035075629 | 8034035075629 | 8034035460289 | 85366910
GW15386 | TV+FM SOCKET SUPPORT CH/WT | OBUDOWA GNIAZDEK MIESZANE TV/R CH-WT | 5.2 | 1 | NR | 5.1 | 1 | NR | 1.961% | OFFICIAL | 1DM03G01F1310AE100 | 30 | 1DM | BUILDING | 03G | CHORUSMART DOM.RANG. | 01F | BASIC CHORUSMART | 1 | 24 | NR | 168.328 | CCM | 86.372 | 8.541 | G | 8034035075704 | 8034035075704 | 8034035460364 | 85389099
GW15387 | TV+FM+SAT SOCKET SUPPORT CH/WT | OBUDOWA GNIAZDEK TV-R-SAT CH/WT | 5.2 | 1 | NR | 5.1 | 1 | NR | 1.961% | OFFICIAL | 1DM03G01F1310AE100 | 30 | 1DM | BUILDING | 03G | CHORUSMART DOM.RANG. | 01F | BASIC CHORUSMART | 1 | 24 | NR | 168.328 | CCM | 25.164 | 7.641 | G | 8034035075711 | 8034035075711 | 8034035460371 | 85389099
GW15453 | CONNECTOR DOUBLE RCA 1M WHITE | GNIAZDO PODW. RCA 1M BIAŁY | 10.4 | 1 | NR | 10.2 | 1 | NR | 1.961% | OFFICIAL | 1DM03G01F1310AE100 | 30 | 1DM | BUILDING | 03G | CHORUSMART DOM.RANG. | 01F | BASIC CHORUSMART | 1 | 24 | NR | 117.199 | CCM | 34.478 | 17.585 | G | 8034035075926 | 8034035075926 | 8034035460647 | 85366930
GW15454 | CONNECTOR PHONIC CIRCUITS 1M WHITE | GNIAZDO OBWOD. DŹWIĘK. 1M BIAŁY | 10.4 | 1 | NR | 10.2 | 1 | NR | 1.961% | OFFICIAL | 1DM03G01F1310AE100 | 30 | 1DM | BUILDING | 03G | CHORUSMART DOM.RANG. | 01F | BASIC CHORUSMART | 1 | 24 | NR | 117.199 | CCM | 22.041 | 11.742 | G | 8034035075933 | 8034035075933 | 8034035460654 | 85366930
GW16104AB | ONE PLATE 4M WHITE ANTIBACTERIAL | RAMKA ONE 4P BIAŁY ANTYBAKTERYJNY | 5.2 | 1 | NR | 5.1 | 1 | NR | 1.961% | OFFICIAL | 1DM03G01F1572HS100 | 30 | 1DM | BUILDING | 03G | CHORUSMART DOM.RANG. | 01F | BASIC CHORUSMART | 1 | 12 | NR | 235.156 | CCM | 26.666 | 24.356 | G | 8034035081743 | 8034035463600 | 8034035463600 | 85389099
GW16502 | PROTECTED CONTAINERS, 2-GANG IP40 GREY | OBUDOWY ZABEZPIECZONE, 2 MOD. IP40 SZARY | 2.6 | 1 | NR | 2.55 | 1 | NR | 1.961% | OFFICIAL | 1DM03G01F1692BW100 | 30 | 1DM | BUILDING | 03G | CHORUSMART DOM.RANG. | 01F | BASIC CHORUSMART | 5 | 80 | NR | 516.833 | CCM | 74.8 | 67.32 | G | 8011564278042 | 8011564626218 | 8011564626225 | 85381000
GW16206YB | LUX PLATE 6M WHITE MONOCHROME | RAMKA LUX 6M BIAŁA MONOCHROM | 26 | 1 | NR | 25.5 | 1 | NR | 1.961% | OFFICIAL | 1DM03G01F1612DY100 | 30 | 1DM | BUILDING | 03G | CHORUSMART DOM.RANG. | 01F | BASIC CHORUSMART | 1 | 6 | NR | 470.313 | CCM | 163.824 | 68.419 | G | 8034035077685 | 8034035462467 | 8034035462467 | 85389099
GW14466 | MCB 1P+N C6 3KA 230V AC 1M TITAN | WYŁ. RÓŻ-PR.1P+N C6 3KA 230V AC 1M TYTAN | 72.9 | 1 | NR | 71.5 | 1 | NR | 1.958% | OFFICIAL | 1DM03G01F1552BA100 | 30 | 1DM | BUILDING | 03G | CHORUSMART DOM.RANG. | 01F | BASIC CHORUSMART | 1 | 12 | NR | 134.761 | CCM | 72.5 | 70.849 | G | 8011564267732 | 8011564267732 | 8011564616110 | 85362010
GW14467 | MCB 1P+N C10 3KA 230V AC 1M TIT | WYŁ.RÓŻ-PR.1P+N C10 3KA 230V AC 1M BIAŁY | 72.9 | 1 | NR | 71.5 | 1 | NR | 1.958% | OFFICIAL | 1DM03G01F1552BA100 | 30 | 1DM | BUILDING | 03G | CHORUSMART DOM.RANG. | 01F | BASIC CHORUSMART | 1 | 12 | NR | 134.761 | CCM | 71.667 | 70.227 | G | 8011564267749 | 8011564267749 | 8011564616127 | 85362010
GW14468 | MCB 1P+N C16 3KA 230V AC 1M TIT | WYŁ.RÓŻ-PR.1P+N C16 3KA 230V AC 1M BIAŁY | 72.9 | 1 | NR | 71.5 | 1 | NR | 1.958% | OFFICIAL | 1DM03G01F1552BA100 | 30 | 1DM | BUILDING | 03G | CHORUSMART DOM.RANG. | 01F | BASIC CHORUSMART | 1 | 12 | NR | 134.761 | CCM | 73.333 | 66 | G | 8011564267756 | 8011564267756 | 8011564616134 | 85362010
GW10383 | TV+SAT 2M SOCKET WHITE | GNIAZDO TV+SAT, 2M BIAŁE | 31.3 | 1 | NR | 30.7 | 1 | NR | 1.954% | OFFICIAL | 1DM03G01F1512A8100 | 30 | 1DM | BUILDING | 03G | CHORUSMART DOM.RANG. | 01F | BASIC CHORUSMART | 1 | 24 | NR | 229.206 | CCM | 85.54 | 85 | G | 8011564294950 | 8011564294950 | 8011564640412 | 85366910
GW11383 | TV+SAT 2M SOCKET IVORY | GNIAZDO TV+SAT 2M KOŚĆ SŁONIOWA | 31.3 | 1 | NR | 30.7 | 1 | NR | 1.954% | OFFICIAL | 1DM03G01F1522A9100 | 30 | 1DM | BUILDING | 03G | CHORUSMART DOM.RANG. | 01F | BASIC CHORUSMART | 1 | 24 | NR | 229.206 | CCM | 85.021 | 78.642 | G | 8011564827349 | 8011564827349 | 8011564968653 | 85366910
GW16206TB | LUX PLATE 6M WHITE | RAMKA LUX 6 MODUŁÓW MLECZNOBIAŁA | 31.3 | 1 | NR | 30.7 | 1 | NR | 1.954% | OFFICIAL | 1DM03G01F1612DY100 | 30 | 1DM | BUILDING | 03G | CHORUSMART DOM.RANG. | 01F | BASIC CHORUSMART | 6 | 6 | NR | 470.313 | CCM | 93.5 | 84.15 | G | 8011564272668 | 8011564621428 | 8011564621428 | 85389099
GW16206TN | LUX PLATE 6-GANG TONER BLACK | RAMKA LUX 6 MODUŁÓW CZARNY | 31.3 | 1 | NR | 30.7 | 1 | NR | 1.954% | OFFICIAL | 1DM03G01F1612E0100 | 30 | 1DM | BUILDING | 03G | CHORUSMART DOM.RANG. | 01F | BASIC CHORUSMART | 6 | 6 | NR | 470.313 | CCM | 93 | 83.7 | G | 8011564272705 | 8011564621466 | 8011564621466 | 85389099
GW14034F | 1-WAY SWITCH 2M 2P 16AX R.W. TITANIUM | ŁĄCZNIK POJ., 2M 2P 16AX ZACISK. TYTAN | 26.1 | 1 | NR | 25.6 | 1 | NR | 1.953% | OFFICIAL | 1DM03G01F1552B2100 | 30 | 1DM | BUILDING | 03G | CHORUSMART DOM.RANG. | 01F | BASIC CHORUSMART | 6 | 24 | NR | 277.888 | CCM | 47.333 | 42.6 | G | 8011564265479 | 8011564612525 | 8011564612532 | 85365080
GW14141 | PUSH-BUTTON 1M DOUBLE NO 16A TITANIUM | PRZYCISK, 1M PODWÓJNY NO 16A TYTAN | 26.1 | 1 | NR | 25.6 | 1 | NR | 1.953% | OFFICIAL | 1DM03G01F1552B0100 | 30 | 1DM | BUILDING | 03G | CHORUSMART DOM.RANG. | 01F | BASIC CHORUSMART | 12 | 24 | NR | 107.647 | CCM | 34.583 | 31.125 | G | 8011564265936 | 8011564613409 | 8011564613393 | 85365080
GW14362 | TV SOCKET 1M THROUGH 5dB M.CONN 9.5mm T | GNIAZDO TV 1M PRZEPUST 5dB ZŁ. M 9,5mm T | 26.1 | 1 | NR | 25.6 | 1 | NR | 1.953% | OFFICIAL | 1DM03G01F1552B8100 | 30 | 1DM | BUILDING | 03G | CHORUSMART DOM.RANG. | 01F | BASIC CHORUSMART | 1 | 24 | NR | 158.172 | CCM | 70.833 | 63.75 | G | 8011564266759 | 8011564266759 | 8011564614741 | 85366910
GW14363 | TV SOCKET 1M THROUGH 10dB M.CONN 9.5mm T | GNIAZDO TV 1M PRZEPUST 10dB ZŁ.M 9,5mm T | 26.1 | 1 | NR | 25.6 | 1 | NR | 1.953% | OFFICIAL | 1DM03G01F1552B8100 | 30 | 1DM | BUILDING | 03G | CHORUSMART DOM.RANG. | 01F | BASIC CHORUSMART | 1 | 24 | NR | 158.172 | CCM | 71.458 | 65.417 | G | 8011564266766 | 8011564266766 | 8011564614758 | 85366910
GW16128VB | ONE INT. PLATE, 2+2+2+2G H SEA BLUE | RAMKA ONE INTERN.2+2+2+2M POZ.MOR.NIEB. | 26.1 | 1 | NR | 25.6 | 1 | NR | 1.953% | OFFICIAL | 1DM03G01F1592DS100 | 40 | 1DM | BUILDING | 03G | CHORUSMART DOM.RANG. | 01F | BASIC CHORUSMART | 6 | 6 | NR | 792 | CCM | 78.333 | 70.5 | G | 8011564293922 | 8011564293922 | 8011564293922 | 85389099
GW16128VR | ONE INT. PLATE, 2+2+2+2G H RUBY | RAMKA ONE INTERNATI. 2+2+2+2M POZ.RUBIN | 26.1 | 1 | NR | 25.6 | 1 | NR | 1.953% | OFFICIAL | 1DM03G01F1592DM100 | 40 | 1DM | BUILDING | 03G | CHORUSMART DOM.RANG. | 01F | BASIC CHORUSMART | 6 | 6 | NR | 792 | CCM | 78.333 | 70.5 | G | 8011564293953 | 8011564293953 | 8011564293953 | 85389099
GW16128VT | ONE INT. PLATE, 2+2+2+2G H TITANIUM | RAMKA ONE INTERNATI. 2+2+2+2 M POZ.TYTAN | 26.1 | 1 | NR | 25.6 | 1 | NR | 1.953% | OFFICIAL | 1DM03G01F1592DE100 | 30 | 1DM | BUILDING | 03G | CHORUSMART DOM.RANG. | 01F | BASIC CHORUSMART | 12 | 12 | NR | 895.781 | CCM | 79 | 79 | G | 8011564293977 | 8011564293977 | 8011564293977 | 85389099
GW16129VA | ONE INT. PLATE, 2+2+2+2G V SLATE | RAMKA ONE INTERNATI. 2+2+2+2M PION ŁUPEK | 26.1 | 1 | NR | 25.6 | 1 | NR | 1.953% | OFFICIAL | 1DM03G01F1592DG100 | 40 | 1DM | BUILDING | 03G | CHORUSMART DOM.RANG. | 01F | BASIC CHORUSMART | 6 | 6 | NR | 792 | CCM | 81.333 | 80 | G | 8011564294035 | 8011564294035 | 8011564294035 | 85389099
GW16129VB | ONE INT. PLATE, 2+2+2+2G V SEA BLUE | RAMKA ONE INTERNAT.2+2+2+2M PION M.NIEB. | 26.1 | 1 | NR | 25.6 | 1 | NR | 1.953% | OFFICIAL | 1DM03G01F1592DS100 | 40 | 1DM | BUILDING | 03G | CHORUSMART DOM.RANG. | 01F | BASIC CHORUSMART | 6 | 6 | NR | 792 | CCM | 82.167 | 73.95 | G | 8011564294042 | 8011564294042 | 8011564294042 | 85389099
GW16129VR | ONE INT. PLATE, 2+2+2+2G V RUBY | RAMKA ONE INTERNATI. 2+2+2+2M PION RUBIN | 26.1 | 1 | NR | 25.6 | 1 | NR | 1.953% | OFFICIAL | 1DM03G01F1592DM100 | 40 | 1DM | BUILDING | 03G | CHORUSMART DOM.RANG. | 01F | BASIC CHORUSMART | 6 | 6 | NR | 792 | CCM | 82.667 | 74.4 | G | 8011564294073 | 8011564294073 | 8011564294073 | 85389099
GW16129VT | ONE INT. PLATE, 2+2+2+2G V TITANIUM | RAMKA ONE INTERNATI. 2+2+2+2M PION TYTAN | 26.1 | 1 | NR | 25.6 | 1 | NR | 1.953% | OFFICIAL | 1DM03G01F1592DE100 | 30 | 1DM | BUILDING | 03G | CHORUSMART DOM.RANG. | 01F | BASIC CHORUSMART | 6 | 6 | NR | 792 | CCM | 81.667 | 73.5 | G | 8011564294097 | 8011564294097 | 8011564294097 | 85389099
GW10035 | 1-WAY SWITCH, 2M 2P 16AX ILL SIG WHITE | ŁĄCZNIK POJ. 2M 2P 16AX PODŚW SYG BIAŁY | 15.7 | 1 | NR | 15.4 | 1 | NR | 1.948% | OFFICIAL | 1DM03G01F1512A0100 | 30 | 1DM | BUILDING | 03G | CHORUSMART DOM.RANG. | 01F | BASIC CHORUSMART | 6 | 24 | NR | 168.328 | CCM | 42.083 | 30.198 | G | 8011564258808 | 8011564603653 | 8011564603660 | 85365080
GW12172F | PUSH-BUTTON, 2M 1P NO 16A ILL LOC R.W. B | PRZYCISK, 2M 1P NO 16A PODŚW BLOK ZAC. B | 15.7 | 1 | NR | 15.4 | 1 | NR | 1.948% | OFFICIAL | 1DM03G01F1532AK100 | 30 | 1DM | BUILDING | 03G | CHORUSMART DOM.RANG. | 01F | BASIC CHORUSMART | 6 | 24 | NR | 277.888 | CCM | 41.542 | 37.388 | G | 8011564269460 | 8011564618237 | 8011564618244 | 85365080
GW12173F | PUSH-BUTTON, 2M 1P NO 16A ILL SIG R.W. B | PRZYCISK, 2M 1P NO 16A PODŚW BLOK ZAC. B | 15.7 | 1 | NR | 15.4 | 1 | NR | 1.948% | OFFICIAL | 1DM03G01F1532AK100 | 30 | 1DM | BUILDING | 03G | CHORUSMART DOM.RANG. | 01F | BASIC CHORUSMART | 6 | 24 | NR | 277.888 | CCM | 41.375 | 37.238 | G | 8011564269484 | 8011564618275 | 8011564618282 | 85365080
GW12191 | P-BUTTON 2M 1P NO 10A ILL NAME PL. BLACK | PRZYCISK 2M 1P NO 10A PODŚW.TABL.CZARNY | 15.7 | 1 | NR | 15.4 | 1 | NR | 1.948% | OFFICIAL | 1DM03G01F1532AI100 | 30 | 1DM | BUILDING | 03G | CHORUSMART DOM.RANG. | 01F | BASIC CHORUSMART | 6 | 24 | NR | 277.888 | CCM | 44.29 | 31.077 | G | 8011564269491 | 8011564618299 | 8011564618305 | 85365080
GW12192 | P-BUTTON 3M 1P NO 10A ILL NAME PL. BLACK | PRZYCISK 3M 1P NO 10A PODŚW.TABL.CZARNY | 15.7 | 1 | NR | 15.4 | 1 | NR | 1.948% | OFFICIAL | 1DM03G01F1532AI100 | 30 | 1DM | BUILDING | 03G | CHORUSMART DOM.RANG. | 01F | BASIC CHORUSMART | 4 | 16 | NR | 416.831 | CCM | 62.438 | 56.194 | G | 8011564268890 | 8011564617544 | 8011564617551 | 85365080
GW13172F | PUSH-BUTTON, 2M 1P NO 16A ILL LOC R.W. B | PRZ.2M 1P NA 16A OŚW.LOK.K.SZ.IDO BE | 15.7 | 1 | NR | 15.4 | 1 | NR | 1.948% | OFFICIAL | 1DM03G01F1330AQ100 | 30 | 1DM | BUILDING | 03G | CHORUSMART DOM.RANG. | 01F | BASIC CHORUSMART | 6 | 24 | NR | 277.888 | CCM | 36.25 | 31.874 | G | 8034035072437 | 8034035455704 | 8034035455711 | 85365080
GW13173F | PUSH-BUTTON, 2M 1P NO 16A ILL SIG R.W. B | PRZ.2M 1P NA 16A OŚW.SYGN.K.SZ.BE | 15.7 | 1 | NR | 15.4 | 1 | NR | 1.948% | OFFICIAL | 1DM03G01F1330AQ100 | 30 | 1DM | BUILDING | 03G | CHORUSMART DOM.RANG. | 01F | BASIC CHORUSMART | 6 | 24 | NR | 277.888 | CCM | 36.187 | 31.604 | G | 8034035072451 | 8034035455742 | 8034035455759 | 85365080
GW13191 | P-BUTTON 2M 1P NO 10A ILL NAME PL. BEIGE | PRZYC.2M 1P NA 10A TABL. Z OŚW.BE | 15.7 | 1 | NR | 15.4 | 1 | NR | 1.948% | OFFICIAL | 1DM03G01F1330AO100 | 30 | 1DM | BUILDING | 03G | CHORUSMART DOM.RANG. | 01F | BASIC CHORUSMART | 6 | 24 | NR | 277.888 | CCM | 46.121 | 32.755 | G | 8034035072499 | 8034035455827 | 8034035455834 | 85365080
GW13192 | P-BUTTON 3M 1P NO 10A ILL NAME PL. BEIGE | PRZYC.3M 1P NA 10A TABL. Z OŚW.BE | 15.7 | 1 | NR | 15.4 | 1 | NR | 1.948% | OFFICIAL | 1DM03G01F1330AO100 | 30 | 1DM | BUILDING | 03G | CHORUSMART DOM.RANG. | 01F | BASIC CHORUSMART | 4 | 16 | NR | 416.831 | CCM | 46.336 | 43.151 | G | 8034035072505 | 8034035455841 | 8034035455858 | 85365080
GW15172F | PUSH-BUTTON, 2M 1P NO 16A ILL LOC R.W. W | PULS.2M 1P NA 16A OŚW.LOK.K.SZ.IDO B. | 15.7 | 1 | NR | 15.4 | 1 | NR | 1.948% | OFFICIAL | 1DM03G01F1310A8100 | 30 | 1DM | BUILDING | 03G | CHORUSMART DOM.RANG. | 01F | BASIC CHORUSMART | 6 | 24 | NR | 277.888 | CCM | 36.25 | 31.874 | G | 8034035075131 | 8034035459443 | 8034035459450 | 85365080
GW15173F | PUSH-BUTTON, 2M 1P NO 16A ILL SIG R.W. W | PULS.2M 1P NA 16A OŚW.SYGN.K.SZ.B. | 15.7 | 1 | NR | 15.4 | 1 | NR | 1.948% | OFFICIAL | 1DM03G01F1310A8100 | 30 | 1DM | BUILDING | 03G | CHORUSMART DOM.RANG. | 01F | BASIC CHORUSMART | 6 | 24 | NR | 277.888 | CCM | 36.187 | 31.604 | G | 8034035075155 | 8034035459481 | 8034035459498 | 85365080
GW15191 | P-BUTTON 2M 1P NO 10A ILL NAME PL. WHITE | PULS.2M 1P NA 10A TABLICA Z OŚWIETL.B. | 15.7 | 1 | NR | 15.4 | 1 | NR | 1.948% | OFFICIAL | 1DM03G01F1310A6100 | 30 | 1DM | BUILDING | 03G | CHORUSMART DOM.RANG. | 01F | BASIC CHORUSMART | 6 | 24 | NR | 277.888 | CCM | 46.121 | 32.755 | G | 8034035075193 | 8034035459566 | 8034035459573 | 85365080
GW15192 | P-BUTTON 3M 1P NO 10A ILL NAME PL. WHITE | PULS.3M 1P NA 10A TABLICA Z OŚWIETL.B. | 15.7 | 1 | NR | 15.4 | 1 | NR | 1.948% | OFFICIAL | 1DM03G01F1310A6100 | 30 | 1DM | BUILDING | 03G | CHORUSMART DOM.RANG. | 01F | BASIC CHORUSMART | 4 | 16 | NR | 416.831 | CCM | 46.336 | 43.151 | G | 8034035075209 | 8034035459580 | 8034035459597 | 85365080
GW10071F | 2-WAY SWITCH, 2M 1P 16AX R.W. WHITE | ŁĄCZ. SCHOD., 2M 1P 16AX ZACISK. BIAŁY | 10.5 | 1 | NR | 10.3 | 1 | NR | 1.942% | OFFICIAL | 1DM03G01F1512A2100 | 30 | 1DM | BUILDING | 03G | CHORUSMART DOM.RANG. | 01F | BASIC CHORUSMART | 6 | 24 | NR | 277.888 | CCM | 43.708 | 39.337 | G | 8011564257375 | 8011564601048 | 8011564601055 | 85365080
GW10102 | REV.SWITCH, 2M 1P 16AX ILL LOC WHITE | ŁĄCZNIK KRZYŻ.2M 1P 16AX PODŚW BLOK BIA | 21 | 1 | NR | 20.6 | 1 | NR | 1.942% | OFFICIAL | 1DM03G01F1512A0100 | 30 | 1DM | BUILDING | 03G | CHORUSMART DOM.RANG. | 01F | BASIC CHORUSMART | 6 | 12 | NR | 215.294 | CCM | 46.083 | 31.427 | G | 8011564259966 | 8011564604988 | 8011564604995 | 85365080
GW10103 | REV.SWITCH, 2M 1P 16AX ILL SIG WHITE | ŁĄCZNIK KRZYŻ.2M 1P 16AX PODŚW SYG BIAŁY | 21 | 1 | NR | 20.6 | 1 | NR | 1.942% | OFFICIAL | 1DM03G01F1512A0100 | 30 | 1DM | BUILDING | 03G | CHORUSMART DOM.RANG. | 01F | BASIC CHORUSMART | 6 | 12 | NR | 215.294 | CCM | 45.75 | 41.175 | G | 8011564259980 | 8011564605022 | 8011564605039 | 85365080
GW10111 | REVERSING SWITCH, 3M 1P 16AX WHITE | ŁĄCZNIK KRZYŻ., 3M 1P 16AX BIAŁY | 21 | 1 | NR | 20.6 | 1 | NR | 1.942% | OFFICIAL | 1DM03G01F1512A0100 | 40 | 1DM | BUILDING | 03G | CHORUSMART DOM.RANG. | 01F | BASIC CHORUSMART | 4 | 12 | NR | 336.656 | CCM | 51.667 | 32.706 | G | 8011564259843 | 8011564604766 | 8011564604773 | 85365080
GW10601 | RINGER, 12VAC-50Hz 8VA 1M WHITE | DZWONEK, 12VAC-50Hz 8VA 1M BIAŁY | 21 | 1 | NR | 20.6 | 1 | NR | 1.942% | OFFICIAL | 1DM03G01F1512AC100 | 30 | 1DM | BUILDING | 03G | CHORUSMART DOM.RANG. | 01F | BASIC CHORUSMART | 1 | 24 | NR | 117.199 | CCM | 58.75 | 52.875 | G | 8011564259492 | 8011564259492 | 8011564604339 | 85318040
GW10736 | DOUBLE INDICATOR LAMP 'DND+MUR' 1M WHITE | PODW. LAM WSKAŹ.‘NIE PRZ.+PR.SPRZ.’ 1M B | 10.5 | 1 | NR | 10.3 | 1 | NR | 1.942% | OFFICIAL | 1DM03G01F1512AC100 | 30 | 1DM | BUILDING | 03G | CHORUSMART DOM.RANG. | 01F | BASIC CHORUSMART | 1 | 24 | NR | 80.914 | CCM | 16.125 | 16.125 | G | 8011564752559 | 8011564752559 | 8011564943650 | 85308000
GW11102 | REV.SWITCH, 2M 1P 16AX ILL LOC IVORY | ŁĄCZN.KRZYŻ.2M 1P 16AX PODŚW.BLOK KOŚĆSŁ | 21 | 1 | NR | 20.6 | 1 | NR | 1.942% | OFFICIAL | 1DM03G01F1522A1100 | 30 | 1DM | BUILDING | 03G | CHORUSMART DOM.RANG. | 01F | BASIC CHORUSMART | 6 | 12 | NR | 215.294 | CCM | 44.78 | 32.114 | G | 8011564260023 | 8011564605107 | 8011564605114 | 85365080
GW12022 | 1-WAY SWITCH, 1/2M 1P 10AX ILL LOC BLACK | ŁĄCZNIK POJ. 1/2M 1P 10AX PODŚW BLOK CZ | 10.5 | 1 | NR | 10.3 | 1 | NR | 1.942% | OFFICIAL | 1DM03G01F1532AI100 | 30 | 1DM | BUILDING | 03G | CHORUSMART DOM.RANG. | 01F | BASIC CHORUSMART | 6 | 24 | NR | 67.38 | CCM | 17.208 | 15.488 | G | 8011564266117 | 8011564613775 | 8011564613782 | 85365080
GW12032 | 1-WAY SWITCH, 2M 1P 16AX ILL LOC BLACK | ŁĄCZNIK POJ.2M 1P 16AX PODŚ BLOK CZARNY | 10.5 | 1 | NR | 10.3 | 1 | NR | 1.942% | OFFICIAL | 1DM03G01F1532AI100 | 30 | 1DM | BUILDING | 03G | CHORUSMART DOM.RANG. | 01F | BASIC CHORUSMART | 6 | 24 | NR | 168.328 | CCM | 36.167 | 24.853 | G | 8011564266131 | 8011564613812 | 8011564613829 | 85365080
GW12033 | 1-WAY SWITCH, 2M 1P 16AX ILL SIG BLACK | ŁĄCZNIK POJ.2M 1P 16AX PODŚ SYG CZARNY | 10.5 | 1 | NR | 10.3 | 1 | NR | 1.942% | OFFICIAL | 1DM03G01F1532AI100 | 30 | 1DM | BUILDING | 03G | CHORUSMART DOM.RANG. | 01F | BASIC CHORUSMART | 6 | 24 | NR | 168.328 | CCM | 35.883 | 24.749 | G | 8011564266148 | 8011564613836 | 8011564613843 | 85365080
GW12208 | DBL SOC, 2P+E 16A P17-11 D.AM IT/G ST B | GNIAZ.POD.2P+E 16A P17-11 D.AM WŁ/N ST C | 21 | 1 | NR | 20.6 | 1 | NR | 1.942% | OFFICIAL | 1DM03G01F1532AM100 | 30 | 1DM | BUILDING | 03G | CHORUSMART DOM.RANG. | 01F | BASIC CHORUSMART | 6 | 24 | NR | 168.328 | CCM | 60.417 | 54.375 | G | 8011564269507 | 8011564618312 | 8011564618329 | 85366990
GW13022 | 1-WAY SWITCH, 1/2M 1P 10AX ILL LOC BEIGE | PRZYCISK 1/2M 1P 10AX OŚW.LOK.BEŻ | 10.5 | 1 | NR | 10.3 | 1 | NR | 1.942% | OFFICIAL | 1DM03G01F1330AO100 | 30 | 1DM | BUILDING | 03G | CHORUSMART DOM.RANG. | 01F | BASIC CHORUSMART | 6 | 24 | NR | 67.38 | CCM | 16.687 | 12.954 | G | 8034035071737 | 8034035454349 | 8034035454356 | 85365080
GW13032 | 1-WAY SWITCH, 2M 1P 16AX ILL LOC BEIGE | PRZYCISK 2M 1P 16AX OŚW.LOK.BEŻ | 10.5 | 1 | NR | 10.3 | 1 | NR | 1.942% | OFFICIAL | 1DM03G01F1330AO100 | 30 | 1DM | BUILDING | 03G | CHORUSMART DOM.RANG. | 01F | BASIC CHORUSMART | 6 | 24 | NR | 168.328 | CCM | 44.991 | 25.145 | G | 8034035071768 | 8034035454400 | 8034035454417 | 85365080
GW13033 | 1-WAY SWITCH, 2M 1P 16AX ILL SIG BEIGE | PRZYCISK 2M 1P 16AX OŚW.SYGN.BEŻ | 10.5 | 1 | NR | 10.3 | 1 | NR | 1.942% | OFFICIAL | 1DM03G01F1330AO100 | 30 | 1DM | BUILDING | 03G | CHORUSMART DOM.RANG. | 01F | BASIC CHORUSMART | 6 | 24 | NR | 168.328 | CCM | 48.141 | 25.082 | G | 8034035071782 | 8034035454448 | 8034035454455 | 85365080
GW13208 | 2XS. OUT. 2P+E 16A P17-11 D.AM IT BE | GN.PODW. 2P+T 16A P17-11 BIV.WŁ.BE | 21 | 1 | NR | 20.6 | 1 | NR | 1.942% | OFFICIAL | 1DM03G01F1330AS100 | 30 | 1DM | BUILDING | 03G | CHORUSMART DOM.RANG. | 01F | BASIC CHORUSMART | 6 | 24 | NR | 168.328 | CCM | 51.76 | 48.109 | G | 8034035072611 | 8034035456039 | 8034035456046 | 85366990
GW14299 | S. OUTLET 1M 2P+E 16A SOUTH AFR. STD TI. | GNIAZDO 1M 2P+E 16A ST. RPA TYTAN | 10.5 | 1 | NR | 10.3 | 1 | NR | 1.942% | OFFICIAL | 1DM03G01F1552B4100 | 30 | 1DM | BUILDING | 03G | CHORUSMART DOM.RANG. | 01F | BASIC CHORUSMART | 12 | 240 | NR | 110.438 | CCM | 32.37 | 27 | G | 8011564894464 | 8011564916791 | 8011564916814 | 85366990
GW14401 | TELEPHONE CONNECTOR RJ11 1M TITANIUM | GNIAZDO TELEFONICZNE RJ11 1M TYTAN | 21 | 1 | NR | 20.6 | 1 | NR | 1.942% | OFFICIAL | 1DM03G01F1552B8100 | 30 | 1DM | BUILDING | 03G | CHORUSMART DOM.RANG. | 01F | BASIC CHORUSMART | 1 | 24 | NR | 229.206 | CCM | 23.75 | 21.375 | G | 8011564267084 | 8011564267084 | 8011564615298 | 85366930
GW14409 | TELEPHONE CONNECTOR RJ11 2M TITANIUM | GNIAZDO TELEFONICZNE RJ11 2M TYTAN | 21 | 1 | NR | 20.6 | 1 | NR | 1.942% | OFFICIAL | 1DM03G01F1552B8100 | 30 | 1DM | BUILDING | 03G | CHORUSMART DOM.RANG. | 01F | BASIC CHORUSMART | 1 | 24 | NR | 229.206 | CCM | 28.246 | 24.534 | G | 8011564823785 | 8011564823785 | 8011564965775 | 85366930
GW15022 | 1-WAY SWITCH, 1/2M 1P 10AX ILL LOC WHITE | PRZYC.1/2M 1P 10AX OŚW.LOK.BIAŁY | 10.5 | 1 | NR | 10.3 | 1 | NR | 1.942% | OFFICIAL | 1DM03G01F1310A6100 | 30 | 1DM | BUILDING | 03G | CHORUSMART DOM.RANG. | 01F | BASIC CHORUSMART | 6 | 24 | NR | 67.38 | CCM | 16.687 | 12.954 | G | 8034035074431 | 8034035458088 | 8034035458095 | 85365080
GW15032 | 1-WAY SWITCH, 2M 1P 16AX ILL LOC WHITE | PRZYC.2M 1P 16AX OŚW.LOK.BIAŁY | 10.5 | 1 | NR | 10.3 | 1 | NR | 1.942% | OFFICIAL | 1DM03G01F1310A6100 | 30 | 1DM | BUILDING | 03G | CHORUSMART DOM.RANG. | 01F | BASIC CHORUSMART | 6 | 24 | NR | 168.328 | CCM | 44.991 | 25.145 | G | 8034035074462 | 8034035458149 | 8034035458156 | 85365080
GW15033 | 1-WAY SWITCH, 2M 1P 16AX ILL SIG WHITE | PRZYC.2M 1P 16AX OŚW.SYGN.BIAŁY | 10.5 | 1 | NR | 10.3 | 1 | NR | 1.942% | OFFICIAL | 1DM03G01F1310A6100 | 30 | 1DM | BUILDING | 03G | CHORUSMART DOM.RANG. | 01F | BASIC CHORUSMART | 6 | 24 | NR | 168.328 | CCM | 45.141 | 25.082 | G | 8034035074486 | 8034035458187 | 8034035458194 | 85365080
GW15208 | 2XS. OUT. 2P+E 16A P17-11 D.AM IT WH | GN.PODW. 2P+T 16A P17-11 DW.ST.WŁ.B. | 21 | 1 | NR | 20.6 | 1 | NR | 1.942% | OFFICIAL | 1DM03G01F1310AA100 | 30 | 1DM | BUILDING | 03G | CHORUSMART DOM.RANG. | 01F | BASIC CHORUSMART | 6 | 24 | NR | 168.328 | CCM | 51.76 | 48.109 | G | 8034035075315 | 8034035459771 | 8034035459788 | 85366990
GW16513 | WATERTIGHT CONTAINERS, 3-GANG IP55 GREY | OBUDOWY WODOSZCZELNE, 3 MOD. IP55 SZARY | 10.5 | 1 | NR | 10.3 | 1 | NR | 1.942% | OFFICIAL | 1DM03G01F1692BY100 | 30 | 1DM | BUILDING | 03G | CHORUSMART DOM.RANG. | 01F | BASIC CHORUSMART | 2 | 40 | NR | 1033.666 | CCM | 164.725 | 164.725 | G | 8011564278073 | 8011564626270 | 8011564626287 | 85381000
GW14403 | TELEPHONE CONN. RJ11 DOUBLE 1M TITANIUM | GNIAZDO TELEFONICZNE RJ11 PODW. 1M TYT | 36.8 | 1 | NR | 36.1 | 1 | NR | 1.939% | OFFICIAL | 1DM03G01F1552B8100 | 40 | 1DM | BUILDING | 03G | CHORUSMART DOM.RANG. | 01F | BASIC CHORUSMART | 1 | 24 | NR | 158.172 | CCM | 32.333 | 26.625 | G | 0 | 0 | 0 | 0
GW12724 | MOMENTARY RELAY, 1M 1P 10A/4A BLACK | PRZEKAŹNIK MONOST. 1M 1P 10A/4A CZARNY | 42.2 | 1 | NR | 41.4 | 1 | NR | 1.932% | OFFICIAL | 1DM03G01F1532AI100 | 30 | 1DM | BUILDING | 03G | CHORUSMART DOM.RANG. | 01F | BASIC CHORUSMART | 1 | 12 | NR | 161.828 | CCM | 51.75 | 46.575 | G | 8011564268388 | 8011564268388 | 8011564616820 | 85364900
GW13724 | MOMENTARY RELAY 1M 1G 10A/4A BEIGE | PRZEKAŹNIK MONOSTAB.1M 1P 10A/4A BEŻ | 42.2 | 1 | NR | 41.4 | 1 | NR | 1.932% | OFFICIAL | 1DM03G01F1330AO100 | 30 | 1DM | BUILDING | 03G | CHORUSMART DOM.RANG. | 01F | BASIC CHORUSMART | 1 | 12 | NR | 161.828 | CCM | 50 | 50 | G | 8034035073946 | 8034035073946 | 8034035457746 | 85364900
GW14424 | CONNECTOR RJ45 1M CAT.6 FTP CHORUS T | GNIAZDO RJ45 1M KAT.6 FTP CHORUS TYTAN | 42.2 | 1 | NR | 41.4 | 1 | NR | 1.932% | OFFICIAL | 1DM03G01F1552B8100 | 30 | 1DM | BUILDING | 03G | CHORUSMART DOM.RANG. | 01F | BASIC CHORUSMART | 1 | 24 | NR | 229.206 | CCM | 52.25 | 41.397 | G | 8011564267305 | 8011564267305 | 8011564615502 | 85366930
GW14437 | CONNECTOR RJ45 2M CAT.6 FTP TITANIUM | GNIAZDO RJ45 2M KAT.6 FTP TYTAN | 42.2 | 1 | NR | 41.4 | 1 | NR | 1.932% | OFFICIAL | 1DM03G01F1552B8100 | 40 | 1DM | BUILDING | 03G | CHORUSMART DOM.RANG. | 01F | BASIC CHORUSMART | 1 | 24 | NR | 229.206 | CCM | 31.146 | 24.934 | G | 8011564823938 | 8011564823938 | 8011564965959 | 85366930
GW15724 | MOMENTARY RELAY 1M 1G 10A/4A WHITE | PRZEKAZ. MONOSTAB.1M 1P 10A/4A BIAŁY | 42.2 | 1 | NR | 41.4 | 1 | NR | 1.932% | OFFICIAL | 1DM03G01F1310A6100 | 30 | 1DM | BUILDING | 03G | CHORUSMART DOM.RANG. | 01F | BASIC CHORUSMART | 1 | 12 | NR | 161.828 | CCM | 234.082 | 27.124 | G | 8034035076640 | 8034035076640 | 8034035461484 | 85364900
GW16204TB | LUX PLATE 4M WHITE | RAMKA LUX 4 MODUŁY MLECZNOBIAŁA | 21.1 | 1 | NR | 20.7 | 1 | NR | 1.932% | OFFICIAL | 1DM03G01F1612DY100 | 30 | 1DM | BUILDING | 03G | CHORUSMART DOM.RANG. | 01F | BASIC CHORUSMART | 12 | 12 | NR | 458.413 | CCM | 71 | 63 | G | 8011564272651 | 8011564621411 | 8011564621411 | 85389099
GW16204TN | LUX PLATE 4-GANG TONER BLACK | RAMKA LUX 4 MODUŁY CZARNY | 21.1 | 1 | NR | 20.7 | 1 | NR | 1.932% | OFFICIAL | 1DM03G01F1612E0100 | 30 | 1DM | BUILDING | 03G | CHORUSMART DOM.RANG. | 01F | BASIC CHORUSMART | 12 | 12 | NR | 458.413 | CCM | 69.833 | 62.85 | G | 8011564272699 | 8011564621459 | 8011564621459 | 85389099
GW16222VA | LUX INT. PLATE, 2-GANG, SLATE | RAMK. LUX INTERN. 2 MODUŁY ŁUPEK | 21.1 | 1 | NR | 20.7 | 1 | NR | 1.932% | OFFICIAL | 1DM03G01F1632F4100 | 30 | 1DM | BUILDING | 03G | CHORUSMART DOM.RANG. | 01F | BASIC CHORUSMART | 12 | 12 | NR | 235.156 | CCM | 62.75 | 56.475 | G | 8011564273535 | 8011564621817 | 8011564621817 | 85389099
GW16222VT | LUX INT. PLATE, 2-GANG TITANIUM | RAMK. LUX INTERN. 2 MODUŁY TYTAN | 21.1 | 1 | NR | 20.7 | 1 | NR | 1.932% | OFFICIAL | 1DM03G01F1632F2100 | 30 | 1DM | BUILDING | 03G | CHORUSMART DOM.RANG. | 01F | BASIC CHORUSMART | 12 | 12 | NR | 235.156 | CCM | 62.25 | 56.025 | G | 8011564273474 | 8011564621756 | 8011564621756 | 85389099
GW12466 | MCB 1P+N C6 3KA 230V AC 1M BLACK | WYŁ. RÓŻN-PR.1P+N C6 3KA 230V AC 1M CZAR | 68.7 | 1 | NR | 67.4 | 1 | NR | 1.929% | OFFICIAL | 1DM03G01F1532AS100 | 30 | 1DM | BUILDING | 03G | CHORUSMART DOM.RANG. | 01F | BASIC CHORUSMART | 1 | 12 | NR | 134.761 | CCM | 72.5 | 70.849 | G | 8011564268197 | 8011564268197 | 8011564616639 | 85362010
GW12467 | MCB 1P+N C10 3KA 230V AC 1M B. | WYŁ. RÓŻN-PR.1P+N C10 3KA 230V AC 1M BIA | 68.7 | 1 | NR | 67.4 | 1 | NR | 1.929% | OFFICIAL | 1DM03G01F1532AS100 | 30 | 1DM | BUILDING | 03G | CHORUSMART DOM.RANG. | 01F | BASIC CHORUSMART | 1 | 12 | NR | 134.761 | CCM | 71.667 | 70.227 | G | 8011564268210 | 8011564268210 | 8011564616653 | 85362010
GW12468 | MCB 1P+N C16 3KA 230V AC 1M BL. | WYŁ. RÓŻN-PR.1P+N C16 3KA 230V AC 1M BIA | 68.7 | 1 | NR | 67.4 | 1 | NR | 1.929% | OFFICIAL | 1DM03G01F1532AS100 | 30 | 1DM | BUILDING | 03G | CHORUSMART DOM.RANG. | 01F | BASIC CHORUSMART | 1 | 12 | NR | 134.761 | CCM | 74.167 | 66.75 | G | 8011564268227 | 8011564268227 | 8011564616660 | 85362010
GW13466 | MCB 1P+N C6 3KA 230V AC 1M BEIGE | PRZ.AUT.MAGN.1P+N C6 3KA 230V ac 1M BEŻ | 68.7 | 1 | NR | 67.4 | 1 | NR | 1.929% | OFFICIAL | 1DM03G01F1330AY100 | 30 | 1DM | BUILDING | 03G | CHORUSMART DOM.RANG. | 01F | BASIC CHORUSMART | 1 | 12 | NR | 134.761 | CCM | 75.076 | 68.725 | G | 8034035073298 | 8034035073298 | 8034035456978 | 85362010
GW13467 | MCB 1P+N C10 3KA 230V AC 1M B | PRZ.AUT.MAGN.1P+N C10 3KA 230V ac 1M BE | 68.7 | 1 | NR | 67.4 | 1 | NR | 1.929% | OFFICIAL | 1DM03G01F1330AY100 | 30 | 1DM | BUILDING | 03G | CHORUSMART DOM.RANG. | 01F | BASIC CHORUSMART | 1 | 12 | NR | 134.761 | CCM | 76.386 | 68.374 | G | 8034035073304 | 8034035073304 | 8034035456985 | 85362010
GW13468 | MCB 1P+N C16 3KA 230V AC 1M B | PRZ.AUT.MAGN.1P+N C16 3KA 230V ac 1M BE | 68.7 | 1 | NR | 67.4 | 1 | NR | 1.929% | OFFICIAL | 1DM03G01F1330AY100 | 30 | 1DM | BUILDING | 03G | CHORUSMART DOM.RANG. | 01F | BASIC CHORUSMART | 1 | 12 | NR | 134.761 | CCM | 76.035 | 68.085 | G | 8034035073311 | 8034035073311 | 8034035456992 | 85362010
GW15466 | MCB 1P+N C6 3KA 230V AC 1M WHITE | PRZ.AUT.MAGN.1P+N C6 3KA 230V ac 1M BIA. | 68.7 | 1 | NR | 67.4 | 1 | NR | 1.929% | OFFICIAL | 1DM03G01F1310AG100 | 30 | 1DM | BUILDING | 03G | CHORUSMART DOM.RANG. | 01F | BASIC CHORUSMART | 1 | 12 | NR | 134.761 | CCM | 75.076 | 68.725 | G | 8034035075995 | 8034035075995 | 8034035460715 | 85362010
GW15467 | MCB 1P+N C10 3KA 230V AC 1M W | PRZ.AUT.MAGN.1P+N C10 3KA 230V ac 1M B. | 68.7 | 1 | NR | 67.4 | 1 | NR | 1.929% | OFFICIAL | 1DM03G01F1310AG100 | 30 | 1DM | BUILDING | 03G | CHORUSMART DOM.RANG. | 01F | BASIC CHORUSMART | 1 | 12 | NR | 134.761 | CCM | 76.386 | 68.374 | G | 8034035076008 | 8034035076008 | 8034035460722 | 85362010
GW15468 | MCB 1P+N C16 3KA 230V AC 1M W | PRZ.AUT.MAGN.1P+N C16 3KA 230V ac 1M B. | 68.7 | 1 | NR | 67.4 | 1 | NR | 1.929% | OFFICIAL | 1DM03G01F1310AG100 | 30 | 1DM | BUILDING | 03G | CHORUSMART DOM.RANG. | 01F | BASIC CHORUSMART | 1 | 12 | NR | 134.761 | CCM | 76.035 | 68.085 | G | 8034035076015 | 8034035076015 | 8034035460739 | 85362010
GW12567 | ROT ELEC REG 2-WAY SWITCH 1M 100-500W B | EL.POKR.REG.ŁĄCZN.SCHOD.1M 100-500W CZ | 68.8 | 1 | NR | 67.5 | 1 | NR | 1.926% | OFFICIAL | 1DM03G01F1532AW100 | 30 | 1DM | BUILDING | 03G | CHORUSMART DOM.RANG. | 01F | BASIC CHORUSMART | 1 | 12 | NR | 161.828 | CCM | 40 | 36 | G | 8011564268296 | 8011564268296 | 8011564616738 | 85365080
GW13567 | ROT ELEC REG 2-WAY SWITCH 1M 100-500W B | EL.POKR. ŚCIEM. 1M 100-500W BEŻ | 68.8 | 1 | NR | 67.5 | 1 | NR | 1.926% | OFFICIAL | 1DM03G01F1330FE100 | 30 | 1DM | BUILDING | 03G | CHORUSMART DOM.RANG. | 01F | BASIC CHORUSMART | 1 | 12 | NR | 161.828 | CCM | 69.95 | 60.149 | G | 8034035073540 | 8034035073540 | 8034035457333 | 85365080
GW15567 | ROT ELEC REG 2-WAY SWITCH 1M 100-500W W | POKR.EL. PRZYC. 1M 100-500W BIA. | 68.8 | 1 | NR | 67.5 | 1 | NR | 1.926% | OFFICIAL | 1DM03G01F1310AK100 | 30 | 1DM | BUILDING | 03G | CHORUSMART DOM.RANG. | 01F | BASIC CHORUSMART | 1 | 12 | NR | 161.828 | CCM | 69.95 | 60.149 | G | 8034035076244 | 8034035076244 | 8034035461071 | 85365080
GW10134 | PUSH-BUTTON, 1M 2P NO 16A WHITE | PRZYCISK, 1M 2P NO 16A BIAŁY | 7.95 | 1 | NR | 7.8 | 1 | NR | 1.923% | OFFICIAL | 1DM03G01F1512A0100 | 30 | 1DM | BUILDING | 03G | CHORUSMART DOM.RANG. | 01F | BASIC CHORUSMART | 12 | 24 | NR | 80.914 | CCM | 31.958 | 28.763 | G | 8011564260122 | 8011564605305 | 8011564605312 | 85365080
GW10915 | UNIVERSAL ELECTRONIC PUSH-BUTTON 1M W | UNIWERSALNY PRZYCISK ELEKTRONICZNY 1M B | 10.6 | 1 | NR | 10.4 | 1 | NR | 1.923% | OFFICIAL | 1DM03G01F1512AE100 | 30 | 1DM | BUILDING | 03G | CHORUSMART DOM.RANG. | 01F | BASIC CHORUSMART | 1 | 12 | NR | 134.761 | CCM | 21.38 | 16.888 | G | 8011564764125 | 8011564764125 | 8011564906808 | 85365080
GW14052 | 2-WAY SWITCH 1M 1P 16AX ILL LOC TITANIUM | ŁĄCZ. SCHOD. 1M 1P 16AX PODŚ BLOK TYTAN | 10.6 | 1 | NR | 10.4 | 1 | NR | 1.923% | OFFICIAL | 1DM03G01F1552B0100 | 30 | 1DM | BUILDING | 03G | CHORUSMART DOM.RANG. | 01F | BASIC CHORUSMART | 12 | 24 | NR | 80.914 | CCM | 28.333 | 21.999 | G | 8011564265554 | 8011564612679 | 8011564612686 | 85365080
GW14053 | 2-WAY SWITCH 1M 1P 16AX ILL SIG TITANIUM | ŁĄCZ. SCHOD. 1M 1P 16AX PODŚW SYG TYTAN | 10.6 | 1 | NR | 10.4 | 1 | NR | 1.923% | OFFICIAL | 1DM03G01F1552B0100 | 30 | 1DM | BUILDING | 03G | CHORUSMART DOM.RANG. | 01F | BASIC CHORUSMART | 12 | 24 | NR | 80.914 | CCM | 27.625 | 21.975 | G | 8011564265561 | 8011564612693 | 8011564612709 | 85365080
GW14564 | ROTATING ELEC REGULATOR, 1M 100-900W T | ELEKTRYCZNE POKRĘTŁO REG. 1M 100-900W T | 37.1 | 1 | NR | 36.4 | 1 | NR | 1.923% | OFFICIAL | 1DM03G01F1552BE100 | 30 | 1DM | BUILDING | 03G | CHORUSMART DOM.RANG. | 01F | BASIC CHORUSMART | 1 | 12 | NR | 161.828 | CCM | 45.17 | 38.832 | G | 8011564267978 | 8011564267978 | 8011564616417 | 85365080
GW16101VA | ONE PLATE 1 GANG SLATE | RAMKA ONE 1 MODUŁ ŁUPKOWY | 10.6 | 1 | NR | 10.4 | 1 | NR | 1.923% | OFFICIAL | 1DM03G01F1572CS100 | 40 | 1DM | BUILDING | 03G | CHORUSMART DOM.RANG. | 01F | BASIC CHORUSMART | 12 | 12 | NR | 336.656 | CCM | 31.964 | 24.889 | G | 8011564806764 | 8011564944008 | 8011564944008 | 85389099
GW16101VB | ONE PLATE 1 GANG SEA BLUE | RAMKA ONE 1 MODUŁ MORSKI NIEBIESKI | 10.6 | 1 | NR | 10.4 | 1 | NR | 1.923% | OFFICIAL | 1DM03G01F1572D4100 | 40 | 1DM | BUILDING | 03G | CHORUSMART DOM.RANG. | 01F | BASIC CHORUSMART | 12 | 12 | NR | 336.656 | CCM | 31.974 | 24.899 | G | 8011564806801 | 8011564944046 | 8011564944046 | 85389099
GW16101VR | ONE PLATE 1 GANG RUBY | RAMKA ONE 1 MODUŁ RUBIN | 10.6 | 1 | NR | 10.4 | 1 | NR | 1.923% | OFFICIAL | 1DM03G01F1572CY100 | 40 | 1DM | BUILDING | 03G | CHORUSMART DOM.RANG. | 01F | BASIC CHORUSMART | 12 | 12 | NR | 336.656 | CCM | 31.974 | 24.899 | G | 8011564806795 | 8011564944039 | 8011564944039 | 85389099
GW16101VT | ONE PLATE 1 GANG TITANIUM | RAMKA ONE 1 MODUŁ TYTAN | 10.6 | 1 | NR | 10.4 | 1 | NR | 1.923% | OFFICIAL | 1DM03G01F1572CQ100 | 30 | 1DM | BUILDING | 03G | CHORUSMART DOM.RANG. | 01F | BASIC CHORUSMART | 12 | 12 | NR | 229.206 | CCM | 31.964 | 24.889 | G | 8011564806757 | 8011564943995 | 8011564943995 | 85389099
GW16102VA | ONE PLATE 2-GANG SLATE | RAMKA ONE 2 MODUŁY ŁUPKOWY | 10.6 | 1 | NR | 10.4 | 1 | NR | 1.923% | OFFICIAL | 1DM03G01F1572CS100 | 40 | 1DM | BUILDING | 03G | CHORUSMART DOM.RANG. | 01F | BASIC CHORUSMART | 12 | 12 | NR | 336.656 | CCM | 30.883 | 27.75 | G | 8011564271296 | 8011564619999 | 8011564619999 | 85389099
GW16102VB | ONE PLATE 2-GANG SEA BLUE | RAMKA ONE 2 MODUŁY MORSKI NIEBIESKI | 10.6 | 1 | NR | 10.4 | 1 | NR | 1.923% | OFFICIAL | 1DM03G01F1572D4100 | 40 | 1DM | BUILDING | 03G | CHORUSMART DOM.RANG. | 01F | BASIC CHORUSMART | 12 | 12 | NR | 336.656 | CCM | 18.33 | 16.5 | G | 8011564271654 | 8011564620353 | 8011564620353 | 85389099
GW16102VR | ONE PLATE 2-GANG RUBY | RAMKA ONE 2 MODUŁY RUBIN | 10.6 | 1 | NR | 10.4 | 1 | NR | 1.923% | OFFICIAL | 1DM03G01F1572CY100 | 40 | 1DM | BUILDING | 03G | CHORUSMART DOM.RANG. | 01F | BASIC CHORUSMART | 12 | 12 | NR | 336.656 | CCM | 27.086 | 24.375 | G | 8011564277014 | 8011564625433 | 8011564625433 | 85389099
GW16102VT | ONE PLATE 2-GANG TITANIUM | RAMKA ONE 2 MODUŁY TYTAN | 10.6 | 1 | NR | 10.4 | 1 | NR | 1.923% | OFFICIAL | 1DM03G01F1572CQ100 | 30 | 1DM | BUILDING | 03G | CHORUSMART DOM.RANG. | 01F | BASIC CHORUSMART | 12 | 12 | NR | 229.206 | CCM | 30.833 | 27.25 | G | 8011564271234 | 8011564619937 | 8011564619937 | 85389099
GW16103VA | ONE PLATE 3-GANG SLATE | RAMKA ONE 3 MODUŁY ŁUPKOWY | 10.6 | 1 | NR | 10.4 | 1 | NR | 1.923% | OFFICIAL | 1DM03G01F1572CS100 | 40 | 1DM | BUILDING | 03G | CHORUSMART DOM.RANG. | 01F | BASIC CHORUSMART | 12 | 12 | NR | 336.656 | CCM | 32.5 | 29.25 | G | 0 | 0 | 0 | 0
GW16103VB | ONE PLATE 3-GANG SEA BLUE | RAMKA ONE 3 MODUŁY MORSKI NIEBIESKI | 10.6 | 1 | NR | 10.4 | 1 | NR | 1.923% | OFFICIAL | 1DM03G01F1572D4100 | 40 | 1DM | BUILDING | 03G | CHORUSMART DOM.RANG. | 01F | BASIC CHORUSMART | 24 | 24 | NR | 305.503 | CCM | 27.083 | 24.375 | G | 8011564271661 | 8011564620360 | 8011564620360 | 85389099
GW16103VR | ONE PLATE 3-GANG RUBY | RAMKA ONE 3 MODUŁY RUBIN | 10.6 | 1 | NR | 10.4 | 1 | NR | 1.923% | OFFICIAL | 1DM03G01F1572CY100 | 40 | 1DM | BUILDING | 03G | CHORUSMART DOM.RANG. | 01F | BASIC CHORUSMART | 24 | 24 | NR | 305.503 | CCM | 33.333 | 30 | G | 8011564277021 | 8011564625440 | 8011564625440 | 85389099
GW16103VT | ONE PLATE 3-GANG TITANIUM | RAMKA ONE 3 MODUŁY TYTAN | 10.6 | 1 | NR | 10.4 | 1 | NR | 1.923% | OFFICIAL | 1DM03G01F1572CQ100 | 30 | 1DM | BUILDING | 03G | CHORUSMART DOM.RANG. | 01F | BASIC CHORUSMART | 24 | 24 | NR | 229.206 | CCM | 27.5 | 21.753 | G | 8011564271241 | 8011564619944 | 8011564619944 | 85389099
GW16206XL | LUX PLATE 6M METAL SATIN NAT.BEIGE MONO. | RAMKA LUX 6M METAL NAT.BEŻ SAT.MONOCH | 42.4 | 1 | NR | 41.6 | 1 | NR | 1.923% | OFFICIAL | 1DM03G01F1612EP100 | 30 | 1DM | BUILDING | 03G | CHORUSMART DOM.RANG. | 01F | BASIC CHORUSMART | 1 | 6 | NR | 470.313 | CCM | 162.114 | 145.459 | G | 8034035080227 | 8034035462740 | 8034035462740 | 85389099
GW16206XM | LUX PLATE 6M METAL SATIN BLACK MONOCHR. | RAMKA LUX 6M METAL CZAR. SATYNA MONOCH | 42.4 | 1 | NR | 41.6 | 1 | NR | 1.923% | OFFICIAL | 1DM03G01F1612ER100 | 30 | 1DM | BUILDING | 03G | CHORUSMART DOM.RANG. | 01F | BASIC CHORUSMART | 1 | 6 | NR | 470.313 | CCM | 163.824 | 147.169 | G | 8034035080517 | 8034035463068 | 8034035463068 | 85389099
GW16206XW | LUX PLATE 6M METAL SATIN WHITE MONOCHR. | RAMKA LUX 6M METAL BIAŁA SAT.MONOCHR | 42.4 | 1 | NR | 41.6 | 1 | NR | 1.923% | OFFICIAL | 1DM03G01F1612EP100 | 30 | 1DM | BUILDING | 03G | CHORUSMART DOM.RANG. | 01F | BASIC CHORUSMART | 1 | 6 | NR | 470.313 | CCM | 163.824 | 147.169 | G | 8034035077678 | 8034035462450 | 8034035462450 | 85389099
GW16401VA | GEO PLATE 1-GANG SLATE | RAMKA GEO 1 MODUŁ ŁUPEK | 10.6 | 1 | NR | 10.4 | 1 | NR | 1.923% | OFFICIAL | 1DM03G01F1582CP100 | 40 | 1DM | BUILDING | 03G | CHORUSMART DOM.RANG. | 01F | BASIC CHORUSMART | 12 | 12 | NR | 336.656 | CCM | 35.379 | 28.304 | G | 8011564787964 | 8011564929357 | 8011564929357 | 85389099
GW16401VB | GEO PLATE 1-GANG SEA BLUE | RAMKA GEO 1 MODUŁ MORSKI NIEBIESKI | 10.6 | 1 | NR | 10.4 | 1 | NR | 1.923% | OFFICIAL | 1DM03G01F1582CN100 | 40 | 1DM | BUILDING | 03G | CHORUSMART DOM.RANG. | 01F | BASIC CHORUSMART | 24 | 24 | NR | 305.503 | CCM | 34.995 | 28.29 | G | 8011564787940 | 8011564929333 | 8011564929333 | 85389099
GW16401VR | GEO PLATE 1-GANG RUBY | RAMKA GEO 1 MODUŁ RUBIN | 10.6 | 1 | NR | 10.4 | 1 | NR | 1.923% | OFFICIAL | 1DM03G01F1582CN100 | 40 | 1DM | BUILDING | 03G | CHORUSMART DOM.RANG. | 01F | BASIC CHORUSMART | 24 | 24 | NR | 305.503 | CCM | 34.995 | 28.29 | G | 8011564787933 | 8011564929326 | 8011564929326 | 85389099
GW16401VT | GEO PLATE 1-GANG TITANIUM | RAMKA GEO 1 MODUŁ TYTAN | 10.6 | 1 | NR | 10.4 | 1 | NR | 1.923% | OFFICIAL | 1DM03G01F1582CP100 | 30 | 1DM | BUILDING | 03G | CHORUSMART DOM.RANG. | 01F | BASIC CHORUSMART | 24 | 24 | NR | 229.206 | CCM | 34.985 | 28.28 | G | 8011564787957 | 8011564929340 | 8011564929340 | 85389099
GW16402VA | GEO PLATE 2-GANG SLATE | RAMKA GEO 2 MODUŁY ŁUPEK | 10.6 | 1 | NR | 10.4 | 1 | NR | 1.923% | OFFICIAL | 1DM03G01F1582CP100 | 40 | 1DM | BUILDING | 03G | CHORUSMART DOM.RANG. | 01F | BASIC CHORUSMART | 12 | 12 | NR | 336.656 | CCM | 35 | 33 | G | 8011564744639 | 8011564699212 | 8011564699212 | 85389099
GW16402VB | GEO PLATE 2-GANG SEA BLUE | RAMKA GEO 2 MODUŁY MORSKI NIEBIESKI | 10.6 | 1 | NR | 10.4 | 1 | NR | 1.923% | OFFICIAL | 1DM03G01F1582CN100 | 40 | 1DM | BUILDING | 03G | CHORUSMART DOM.RANG. | 01F | BASIC CHORUSMART | 12 | 12 | NR | 336.656 | CCM | 35.083 | 31.575 | G | 8011564742895 | 8011564698154 | 8011564698154 | 85389099
GW16402VR | GEO PLATE 2-GANG RUBY | RAMKA GEO 2 MODUŁY RUBIN | 10.6 | 1 | NR | 10.4 | 1 | NR | 1.923% | OFFICIAL | 1DM03G01F1582CN100 | 40 | 1DM | BUILDING | 03G | CHORUSMART DOM.RANG. | 01F | BASIC CHORUSMART | 12 | 12 | NR | 336.656 | CCM | 35.25 | 31.725 | G | 0 | 0 | 0 | 0
GW16402VT | GEO PLATE 2-GANG TITANIUM | RAMKA GEO 2 MODUŁY TYTAN | 10.6 | 1 | NR | 10.4 | 1 | NR | 1.923% | OFFICIAL | 1DM03G01F1582CP100 | 30 | 1DM | BUILDING | 03G | CHORUSMART DOM.RANG. | 01F | BASIC CHORUSMART | 12 | 12 | NR | 229.206 | CCM | 34.917 | 31.425 | G | 8011564742918 | 8011564698178 | 8011564698178 | 85389099
GW16403VA | GEO PLATE 3-GANG SLATE | RAMKA GEO 3 MODUŁY ŁUPEK | 10.6 | 1 | NR | 10.4 | 1 | NR | 1.923% | OFFICIAL | 1DM03G01F1582CP100 | 40 | 1DM | BUILDING | 03G | CHORUSMART DOM.RANG. | 01F | BASIC CHORUSMART | 12 | 12 | NR | 336.656 | CCM | 33.5 | 30.15 | G | 8011564744646 | 8011564699229 | 8011564699229 | 85389099
GW16403VB | GEO PLATE 3-GANG SEA BLUE | RAMKA GEO 3 MODUŁY MORSKI NIEBIESKI | 10.6 | 1 | NR | 10.4 | 1 | NR | 1.923% | OFFICIAL | 1DM03G01F1582CN100 | 40 | 1DM | BUILDING | 03G | CHORUSMART DOM.RANG. | 01F | BASIC CHORUSMART | 24 | 24 | NR | 305.503 | CCM | 30.833 | 27.75 | G | 8011564742963 | 8011564698222 | 8011564698222 | 85389099
GW16403VR | GEO PLATE 3-GANG RUBY | RAMKA GEO 3 MODUŁY RUBIN | 10.6 | 1 | NR | 10.4 | 1 | NR | 1.923% | OFFICIAL | 1DM03G01F1582CN100 | 40 | 1DM | BUILDING | 03G | CHORUSMART DOM.RANG. | 01F | BASIC CHORUSMART | 24 | 24 | NR | 305.503 | CCM | 31.167 | 28.05 | G | 8011564742970 | 8011564698239 | 8011564698239 | 85389099
GW16403VT | GEO PLATE 3-GANG TITANIUM | RAMKA GEO 3 MODUŁY TYTAN | 10.6 | 1 | NR | 10.4 | 1 | NR | 1.923% | OFFICIAL | 1DM03G01F1582CP100 | 30 | 1DM | BUILDING | 03G | CHORUSMART DOM.RANG. | 01F | BASIC CHORUSMART | 24 | 24 | NR | 229.206 | CCM | 30.5 | 27.45 | G | 8011564742987 | 8011564698246 | 8011564698246 | 85389099
GW12705 | THERMOSTAT 2M 230VAC-50/60Hz BLACK | TERMOSTAT 2M 230VAC-50/60Hz CZARNY | 159 | 1 | NR | 156 | 1 | NR | 1.923% | OFFICIAL | 1DM03G01F1532AW100 | 30 | 1DM | BUILDING | 03G | CHORUSMART DOM.RANG. | 01F | BASIC CHORUSMART | 1 | 2 | NR | 2019.938 | CCM | 232.5 | 209.25 | G | 8011564267466 | 8011564267466 | 8011564615724 | 90321020
GW14321 | INT SOC+R.M.C.BR. 3M 1P+N 16A P17/11 T | GN Z BL.+M.WYŁ.P.R. 3M 1P+N 16A P17/11 T | 265 | 1 | NR | 260 | 1 | NR | 1.923% | OFFICIAL | 1DM03G01F1552B4100 | 30 | 1DM | BUILDING | 03G | CHORUSMART DOM.RANG. | 01F | BASIC CHORUSMART | 1 | 4 | NR | 404.283 | CCM | 170.25 | 153.225 | G | 8011564266506 | 8011564266506 | 8011564614598 | 85366990
GW16841 | 1G CHORUS SUPPORT FOR DIN RAIL | WSPORNIK CHORUS 1M DO SZYNY DIN | 2.65 | 1 | NR | 2.6 | 1 | NR | 1.923% | OFFICIAL | 1DM03G01F1672BU100 | 30 | 1DM | BUILDING | 03G | CHORUSMART DOM.RANG. | 01F | BASIC CHORUSMART | 5 | 300 | NR | 140 | CCM | 16.767 | 15.09 | G | 8011564274846 | 8011564622869 | 8011564622876 | 85389099
GW12606 | BUZZER 12VAC-50Hz 8VA 1M BLACK | BRZĘCZYK, 12VAC-50Hz 8VA 1M CZARNY | 21.3 | 1 | NR | 20.9 | 1 | NR | 1.914% | OFFICIAL | 1DM03G01F1532AU100 | 30 | 1DM | BUILDING | 03G | CHORUSMART DOM.RANG. | 01F | BASIC CHORUSMART | 1 | 24 | NR | 158.172 | CCM | 53.83 | 48.45 | G | 8011564269217 | 8011564269217 | 8011564617865 | 85318040
GW13606 | BUZZER, 12VAC-50Hz 8VA 1M BEIGE | BRZĘCZYK 12Vac-50Hz 8VA 1M BEŻ | 21.3 | 1 | NR | 20.9 | 1 | NR | 1.914% | OFFICIAL | 1DM03G01F1330FC100 | 30 | 1DM | BUILDING | 03G | CHORUSMART DOM.RANG. | 01F | BASIC CHORUSMART | 1 | 24 | NR | 117.199 | CCM | 53.76 | 38.524 | G | 8034035073632 | 8034035073632 | 8034035457425 | 85318040
GW14072F | 2-WAY SWITCH 2M 1P 16AX ILL LOC R.W. T | ŁĄCZ. SCHOD.2M 1P 16AX PODŚ BLOK ZAC.T | 21.3 | 1 | NR | 20.9 | 1 | NR | 1.914% | OFFICIAL | 1DM03G01F1552B2100 | 30 | 1DM | BUILDING | 03G | CHORUSMART DOM.RANG. | 01F | BASIC CHORUSMART | 6 | 24 | NR | 277.888 | CCM | 43.208 | 38.888 | G | 8011564265622 | 8011564612808 | 8011564612815 | 85365080
GW14073F | 2-WAY SWITCH 2M 1P 16AX ILL SIG R.W. T | ŁĄCZ. SCHOD.2M 1P 16AX PODŚ SYG ZAC.T | 21.3 | 1 | NR | 20.9 | 1 | NR | 1.914% | OFFICIAL | 1DM03G01F1552B2100 | 30 | 1DM | BUILDING | 03G | CHORUSMART DOM.RANG. | 01F | BASIC CHORUSMART | 6 | 24 | NR | 277.888 | CCM | 43.208 | 38.888 | G | 8011564265646 | 8011564612846 | 8011564612853 | 85365080
GW14191 | P-BUTTON 2M 1P NO 10A ILL NAME PLATE T | PRZYCISK 2M 1P NO 10A PODŚW. TABL.NAZW.T | 21.3 | 1 | NR | 20.9 | 1 | NR | 1.914% | OFFICIAL | 1DM03G01F1552B0100 | 30 | 1DM | BUILDING | 03G | CHORUSMART DOM.RANG. | 01F | BASIC CHORUSMART | 6 | 24 | NR | 277.888 | CCM | 44.463 | 31.077 | G | 8011564266223 | 8011564613973 | 8011564613966 | 85365080
GW14192 | P-BUTTON 3M 1P NO 10A ILL NAME PLATE T | PRZYCISK 3M 1P NO 10A PODŚW. TABL.NAZW.T | 21.3 | 1 | NR | 20.9 | 1 | NR | 1.914% | OFFICIAL | 1DM03G01F1552B0100 | 30 | 1DM | BUILDING | 03G | CHORUSMART DOM.RANG. | 01F | BASIC CHORUSMART | 4 | 16 | NR | 416.831 | CCM | 62.812 | 62.812 | G | 8011564266230 | 8011564613997 | 8011564613980 | 85365080
GW15606 | BUZZER, 12VAC-50Hz 8VA 1M WHITE | BRZĘCZYK 12Vac-50Hz 8VA 1M BIAŁY | 21.3 | 1 | NR | 20.9 | 1 | NR | 1.914% | OFFICIAL | 1DM03G01F1310AI100 | 30 | 1DM | BUILDING | 03G | CHORUSMART DOM.RANG. | 01F | BASIC CHORUSMART | 1 | 24 | NR | 117.199 | CCM | 53.76 | 38.524 | G | 8034035076336 | 8034035076336 | 8034035461163 | 85318040
GW10310 | MULTISTANDARD SOCKET OUTLET WHITE | GNIAZDO WIELOSTANDARDOWE BIAŁE | 8 | 1 | NR | 7.85 | 1 | NR | 1.911% | OFFICIAL | 1DM03G01F1512A4100 | 30 | 1DM | BUILDING | 03G | CHORUSMART DOM.RANG. | 01F | BASIC CHORUSMART | 10 | 40 | NR | 107.5 | CCM | 43.883 | 32.656 | G | 8011564795020 | 8011564935105 | 8011564935112 | 85366990
GW10720 | POWER SUPPLY 12Vdc 300mA | ZASILANIE 12Vdc 300mA | 16 | 1 | NR | 15.7 | 1 | NR | 1.911% | OFFICIAL | 1DM03G01F1512AG100 | 30 | 1DM | BUILDING | 03G | CHORUSMART DOM.RANG. | 01F | BASIC CHORUSMART | 10 | 200 | NR | 80.429 | CCM | 50.665 | 50.665 | G | 8011564871311 | 8011564871311 | 8011564998063 | 85044090
GW10724 | MOMENTARY RELAY 1M 1G 10A/4A WHITE | PRZEKAŹNIK MONOST. 1M 1G 10A/4A BIAŁY | 37.4 | 1 | NR | 36.7 | 1 | NR | 1.907% | OFFICIAL | 1DM03G01F1512A0100 | 30 | 1DM | BUILDING | 03G | CHORUSMART DOM.RANG. | 01F | BASIC CHORUSMART | 1 | 12 | NR | 161.828 | CCM | 52.083 | 26.557 | G | 8011564261143 | 8011564261143 | 8011564607194 | 85364900
GW14912 | BACKLIT ELECTRONIC PUSH-BUTTON 1M T | PODŚWIETLANY PRZYCISK ELEKTRONICZNY 1M T | 37.4 | 1 | NR | 36.7 | 1 | NR | 1.907% | OFFICIAL | 1DM03G01F1552BE100 | 30 | 1DM | BUILDING | 03G | CHORUSMART DOM.RANG. | 01F | BASIC CHORUSMART | 1 | 12 | NR | 134.761 | CCM | 30.417 | 27.375 | G | 8011564705128 | 8011564705128 | 8011564676183 | 85365080
GW16226TB | LUX INT. PLATE 2+2+2M H.WHITE | RAMK. LUX INTERN. 2+2+2M POZ.M.BIAŁA | 37.4 | 1 | NR | 36.7 | 1 | NR | 1.907% | OFFICIAL | 1DM03G01F1632EY100 | 30 | 1DM | BUILDING | 03G | CHORUSMART DOM.RANG. | 01F | BASIC CHORUSMART | 12 | 12 | NR | 799.52 | CCM | 122.5 | 110.25 | G | 8011564273399 | 8011564273399 | 8011564273399 | 85389099
GW16226TN | LUX INT. PLATE, 2+2+2G H TONER BLACK | RAMK. LUX INTERN. 2+2+2 W POZ. CZARNY | 37.4 | 1 | NR | 36.7 | 1 | NR | 1.907% | OFFICIAL | 1DM03G01F1632F0100 | 30 | 1DM | BUILDING | 03G | CHORUSMART DOM.RANG. | 01F | BASIC CHORUSMART | 12 | 12 | NR | 799.52 | CCM | 121.167 | 109.05 | G | 8011564273450 | 8011564273450 | 8011564273450 | 85389099
GW16226YB | LUX INT. PLATE 2+2+2P O.MONOCHROME WHITE | RAMK. LUX INTERN. 2+2+2P O.MONOCHR.BIAŁA | 37.4 | 1 | NR | 36.7 | 1 | NR | 1.907% | OFFICIAL | 1DM03G01F1632F7100 | 30 | 1DM | BUILDING | 03G | CHORUSMART DOM.RANG. | 01F | BASIC CHORUSMART | 1 | 12 | NR | 799.52 | CCM | 104.912 | 92.72 | G | 8011564834569 | 8011564834569 | 8011564834569 | 85389099
GW16227TB | LUX INT. PLATE 2+2+2M V.WHITE | RAMK. LUX INTERN. 2+2+2M PIO M.BIAŁA | 37.4 | 1 | NR | 36.7 | 1 | NR | 1.907% | OFFICIAL | 1DM03G01F1632EY100 | 30 | 1DM | BUILDING | 03G | CHORUSMART DOM.RANG. | 01F | BASIC CHORUSMART | 12 | 12 | NR | 336.375 | CCM | 119.5 | 107.55 | G | 8011564273405 | 8011564273405 | 8011564273405 | 85389099
GW16227TN | LUX INT. PLATE, 2+2+2G V TONER BLACK | RAMK. LUX INTERN. 2+2+2M PION CZARNY | 37.4 | 1 | NR | 36.7 | 1 | NR | 1.907% | OFFICIAL | 1DM03G01F1632F0100 | 30 | 1DM | BUILDING | 03G | CHORUSMART DOM.RANG. | 01F | BASIC CHORUSMART | 6 | 12 | NR | 672.75 | CCM | 117.833 | 106.05 | G | 8011564273467 | 8011564273467 | 8011564273467 | 85389099
GW16227YB | LUX INT. PLATE 2+2+2P V.MONOCHROME WHITE | RAMK. LUX INTERN.2+2+2P PI.MONOCHR.BIAŁA | 37.4 | 1 | NR | 36.7 | 1 | NR | 1.907% | OFFICIAL | 1DM03G01F1632F7100 | 30 | 1DM | BUILDING | 03G | CHORUSMART DOM.RANG. | 01F | BASIC CHORUSMART | 1 | 12 | NR | 799.52 | CCM | 107.232 | 92.72 | G | 8011564834590 | 8011564834590 | 8011564834590 | 85389099
GW10362 | TV SOCKET 1M THROUGH 5dB M.CONN 9.5mm W | GNIAZDO TV 1M PRZEPUST 5dB ZŁ. M 9,5mm B | 21.4 | 1 | NR | 21 | 1 | NR | 1.905% | OFFICIAL | 1DM03G01F1512A8100 | 30 | 1DM | BUILDING | 03G | CHORUSMART DOM.RANG. | 01F | BASIC CHORUSMART | 1 | 24 | NR | 117.199 | CCM | 70.792 | 63.712 | G | 8011564259577 | 8011564259577 | 8011564604414 | 85366910
GW10363 | TV SOCKET 1M THROUGH 10dB M.CONN 9.5mm W | GNIAZDO TV 1M PRZEPUS 10dB ZŁ. M 9,5mm B | 21.4 | 1 | NR | 21 | 1 | NR | 1.905% | OFFICIAL | 1DM03G01F1512A8100 | 30 | 1DM | BUILDING | 03G | CHORUSMART DOM.RANG. | 01F | BASIC CHORUSMART | 1 | 24 | NR | 117.199 | CCM | 71.583 | 64.425 | G | 8011564259584 | 8011564259584 | 8011564604421 | 85366910
GW10564 | ROTATING ELEC REGULATOR 1M 100-900W W | ELEKTRYCZNE POKRĘTŁO REG. 1M 100-900W B | 32.1 | 1 | NR | 31.5 | 1 | NR | 1.905% | OFFICIAL | 1DM03G01F1512AE100 | 30 | 1DM | BUILDING | 03G | CHORUSMART DOM.RANG. | 01F | BASIC CHORUSMART | 1 | 12 | NR | 161.828 | CCM | 45.25 | 38.783 | G | 8011564263062 | 8011564263062 | 8011564609402 | 85365080
GW12061 | 2-WAY SWITCH, 1/2M 1P 10AX BLACK | ŁĄCZNIK SCHOD., 1/2M 1P 10AX CZARNY | 10.7 | 1 | NR | 10.5 | 1 | NR | 1.905% | OFFICIAL | 1DM03G01F1532AI100 | 30 | 1DM | BUILDING | 03G | CHORUSMART DOM.RANG. | 01F | BASIC CHORUSMART | 6 | 24 | NR | 67.38 | CCM | 19.667 | 16.035 | G | 8011564269347 | 8011564617995 | 8011564618008 | 85365080
GW12071 | 2-WAY SWITCH, 2M 1P 16AX BLACK | ŁĄCZ. SCHOD., 2M 1P 16AX CZARNY | 10.7 | 1 | NR | 10.5 | 1 | NR | 1.905% | OFFICIAL | 1DM03G01F1532AI100 | 30 | 1DM | BUILDING | 03G | CHORUSMART DOM.RANG. | 01F | BASIC CHORUSMART | 6 | 24 | NR | 168.328 | CCM | 38.8 | 27.448 | G | 8011564269354 | 8011564618015 | 8011564618022 | 85365080
GW12241 | SOCKET 2M 2P+E 16A GERMAN ST BLACK | GNIAZDO, 2M 2P+E 16A ST NIEMIECKI CZARNE | 10.7 | 1 | NR | 10.5 | 1 | NR | 1.905% | OFFICIAL | 1DM03G01F1532AM100 | 30 | 1DM | BUILDING | 03G | CHORUSMART DOM.RANG. | 01F | BASIC CHORUSMART | 6 | 48 | NR | 177.443 | CCM | 50.604 | 45.543 | G | 8011564266919 | 8011564614987 | 8011564614994 | 85366990
GW13061 | 2-WAY SWITCH, 1/2M 1P 10AX BEIGE | ŁĄCZN. SCHOD. 1/2M 1P 10AX BEŻ | 10.7 | 1 | NR | 10.5 | 1 | NR | 1.905% | OFFICIAL | 1DM03G01F1330AO100 | 30 | 1DM | BUILDING | 03G | CHORUSMART DOM.RANG. | 01F | BASIC CHORUSMART | 6 | 24 | NR | 67.38 | CCM | 60.083 | 14.85 | G | 8034035071928 | 8034035454707 | 8034035454714 | 85365080
GW13071 | 2-WAY SWITCH, 2M 1P 16AX BEIGE | ŁĄCZN. SCHOD. 2M 1P 16AX BEŻ | 10.7 | 1 | NR | 10.5 | 1 | NR | 1.905% | OFFICIAL | 1DM03G01F1330AO100 | 30 | 1DM | BUILDING | 03G | CHORUSMART DOM.RANG. | 01F | BASIC CHORUSMART | 6 | 24 | NR | 168.328 | CCM | 39.095 | 27.848 | G | 8034035071935 | 8034035454721 | 8034035454738 | 85365080
GW13241 | S. OUT. 2M 2P+E 16A DE BEIGE | GNIAZDO 2M 2P+T 16A ST.NIEM.BEŻ | 10.7 | 1 | NR | 10.5 | 1 | NR | 1.905% | OFFICIAL | 1DM03G01F1330AS100 | 30 | 1DM | BUILDING | 03G | CHORUSMART DOM.RANG. | 01F | BASIC CHORUSMART | 6 | 48 | NR | 177.443 | CCM | 88.119 | 41.589 | G | 8034035072635 | 8034035456077 | 8034035456084 | 85366990
GW14377 | TV/SAT SOCKET 2M DIRECT F.CONN F TIT. | GNIAZDO TV/SAT 2M BEZP ZŁ. ŻEŃSKIE F TYT | 10.7 | 1 | NR | 10.5 | 1 | NR | 1.905% | OFFICIAL | 1DM03G01F1552B8100 | 30 | 1DM | BUILDING | 03G | CHORUSMART DOM.RANG. | 01F | BASIC CHORUSMART | 1 | 24 | NR | 229.206 | CCM | 31.566 | 25.354 | G | 8011564823754 | 8011564823754 | 8011564965744 | 85366910
GW15061 | 2-WAY SWITCH, 1/2M 1P 10AX WHITE | ŁĄCZ. SCHOD. 1/2M 1P 10AX BIAŁY | 10.7 | 1 | NR | 10.5 | 1 | NR | 1.905% | OFFICIAL | 1DM03G01F1310A6100 | 30 | 1DM | BUILDING | 03G | CHORUSMART DOM.RANG. | 01F | BASIC CHORUSMART | 6 | 24 | NR | 67.38 | CCM | 60.083 | 14.85 | G | 8034035074622 | 8034035458446 | 8034035458453 | 85365080
GW15071 | 2-WAY SWITCH, 2M 1P 16AX WHITE | ŁĄCZ. SCHOD. 2M 1P 16AX BIAŁY | 10.7 | 1 | NR | 10.5 | 1 | NR | 1.905% | OFFICIAL | 1DM03G01F1310A6100 | 30 | 1DM | BUILDING | 03G | CHORUSMART DOM.RANG. | 01F | BASIC CHORUSMART | 6 | 24 | NR | 168.328 | CCM | 39.095 | 27.848 | G | 8034035074639 | 8034035458460 | 8034035458477 | 85365080
GW15241 | S. OUT. 2M 2P+E 16A DE WHITE | GNIAZDO 2M 2P+T 16A ST.NIEM.BIAŁY | 10.7 | 1 | NR | 10.5 | 1 | NR | 1.905% | OFFICIAL | 1DM03G01F1310AA100 | 30 | 1DM | BUILDING | 03G | CHORUSMART DOM.RANG. | 01F | BASIC CHORUSMART | 6 | 48 | NR | 177.443 | CCM | 88.119 | 41.589 | G | 8034035075339 | 8034035459818 | 8034035459825 | 85366990
GW12703 | TIMED THERMOSTAT FL-MOUNTING 2M 230VAC B | TERMOSTAT Z TIMEREM PODTYNK. 2M 230VAC C | 268 | 1 | NR | 263 | 1 | NR | 1.901% | OFFICIAL | 1DM03G01F1532AW100 | 40 | 1DM | BUILDING | 03G | CHORUSMART DOM.RANG. | 01F | BASIC CHORUSMART | 1 | 2 | NR | 2019.938 | CCM | 158.5 | 142 | G | 8011564267459 | 8011564267459 | 8011564615717 | 90321020
GW10181 | PUSH-BUTTON, 3M 1P NO 16A WHITE | PRZYCISK, 3M 1P NO 16A BIAŁY | 8.05 | 1 | NR | 7.9 | 1 | NR | 1.899% | OFFICIAL | 1DM03G01F1512A0100 | 40 | 1DM | BUILDING | 03G | CHORUSMART DOM.RANG. | 01F | BASIC CHORUSMART | 4 | 12 | NR | 336.656 | CCM | 43.75 | 26.361 | G | 8011564257481 | 8011564601239 | 8011564601246 | 85365080
GW10291 | S. OUTLET 2M 2P+E 16A ISR DED. LINES RED | GNIAZ. 2M 2P+E 16A IZR PRZYP. PRZEW.CZER | 8.05 | 1 | NR | 7.9 | 1 | NR | 1.899% | OFFICIAL | 1DM03G01F1512A4100 | 30 | 1DM | BUILDING | 03G | CHORUSMART DOM.RANG. | 01F | BASIC CHORUSMART | 1 | 24 | NR | 229.206 | CCM | 48.667 | 43.8 | G | 8011564265004 | 8011564265004 | 8011564651876 | 85366990
GW14001 | 1-WAY SWITCH, 1M 1P 16AX TITANIUM | ŁĄCZNIK POJ., 1M 1P 16AX TYTAN | 8.05 | 1 | NR | 7.9 | 1 | NR | 1.899% | OFFICIAL | 1DM03G01F1552B0100 | 30 | 1DM | BUILDING | 03G | CHORUSMART DOM.RANG. | 01F | BASIC CHORUSMART | 12 | 96 | NR | 63.225 | CCM | 23.08 | 18.704 | G | 8011564265318 | 8011564612211 | 8011564612228 | 85365080
GW14205 | SOCKET 2M 2P+E 16A P30 IT/G ST TITANIUM | GNIAZDO, 2M 2P+E 16A P30 WŁ/N ST TYTAN | 16.1 | 1 | NR | 15.8 | 1 | NR | 1.899% | OFFICIAL | 1DM03G01F1552B4100 | 30 | 1DM | BUILDING | 03G | CHORUSMART DOM.RANG. | 01F | BASIC CHORUSMART | 6 | 48 | NR | 177.443 | CCM | 51.75 | 46.312 | G | 8011564266322 | 8011564614253 | 8011564614246 | 85366990
GW14383 | TV+SAT 2M SOCKET TITANIUM | GNIAZDO TV+SAT 2M TYTAN | 37.6 | 1 | NR | 36.9 | 1 | NR | 1.897% | OFFICIAL | 1DM03G01F1552B8100 | 30 | 1DM | BUILDING | 03G | CHORUSMART DOM.RANG. | 01F | BASIC CHORUSMART | 1 | 24 | NR | 229.206 | CCM | 85.958 | 77.363 | G | 8011564295025 | 8011564295025 | 8011564640481 | 85366910
GW14723 | LATCHING RELAY 4 SEQUENCES 1M 2P 10AX T | PRZEKAŹNIK BLOKUJ. 4 SEKW. 1M 2P 10AX T | 37.6 | 1 | NR | 36.9 | 1 | NR | 1.897% | OFFICIAL | 1DM03G01F1552B0100 | 40 | 1DM | BUILDING | 03G | CHORUSMART DOM.RANG. | 01F | BASIC CHORUSMART | 1 | 12 | NR | 161.828 | CCM | 58.5 | 52.65 | G | 8011564268821 | 8011564268821 | 8011564617452 | 85364900
GW16206MD | LUX PLATE 6P METAL OXIDISED FINISH | RAMKA LUX 6M METAL WYKOŃCZENIE OKSYD. | 75.3 | 1 | NR | 73.9 | 1 | NR | 1.894% | OFFICIAL | 1DM03G01F1612ES100 | 40 | 1DM | BUILDING | 03G | CHORUSMART DOM.RANG. | 01F | BASIC CHORUSMART | 6 | 6 | NR | 470.313 | CCM | 177 | 159 | G | 8011564751026 | 8011564703223 | 8011564703223 | 85389099
GW16206MH | LUX PLATE 6P METAL BLUE CHIC | RAMKA LUX 6M METAL CHIC NIEBIESKI | 75.3 | 1 | NR | 73.9 | 1 | NR | 1.894% | OFFICIAL | 1DM03G01F1612ET100 | 40 | 1DM | BUILDING | 03G | CHORUSMART DOM.RANG. | 01F | BASIC CHORUSMART | 6 | 6 | NR | 470.313 | CCM | 165 | 148.5 | G | 8011564768109 | 8011564910799 | 8011564910799 | 85389099
GW16206ML | LUX PLATE 6P METAL GUNBARREL GREY | RAMKA LUX 6M METAL SZARY METALICZNY | 75.3 | 1 | NR | 73.9 | 1 | NR | 1.894% | OFFICIAL | 1DM03G01F1612ES100 | 40 | 1DM | BUILDING | 03G | CHORUSMART DOM.RANG. | 01F | BASIC CHORUSMART | 6 | 6 | NR | 470.313 | CCM | 168 | 151 | G | 8011564750982 | 8011564703186 | 8011564703186 | 85389099
GW16206MP | LUX PLATE 6P METAL BRONZE PEARL | RAMKA LUX 6M METAL PERŁOWY BRĄZ | 75.3 | 1 | NR | 73.9 | 1 | NR | 1.894% | OFFICIAL | 1DM03G01F1612EV100 | 40 | 1DM | BUILDING | 03G | CHORUSMART DOM.RANG. | 01F | BASIC CHORUSMART | 6 | 6 | NR | 470.313 | CCM | 164.167 | 147.75 | G | 8011564768222 | 8011564910911 | 8011564910911 | 85389099
GW16206MR | LUX PLATE 6P METAL RED GLAMOUR | RAMKA LUX 6M METAL CZERWIEŃ GLAMOUR | 75.3 | 1 | NR | 73.9 | 1 | NR | 1.894% | OFFICIAL | 1DM03G01F1612EX100 | 40 | 1DM | BUILDING | 03G | CHORUSMART DOM.RANG. | 01F | BASIC CHORUSMART | 6 | 6 | NR | 470.313 | CCM | 165 | 148.5 | G | 8011564768147 | 8011564910836 | 8011564910836 | 85389099
GW16206MS | LUX PLATE 6P METAL BRUSHED ALUMINIUM | RAMKA LUX 6M METAL ALUMINIUM SZCZOTK. | 75.3 | 1 | NR | 73.9 | 1 | NR | 1.894% | OFFICIAL | 1DM03G01F1612EU100 | 40 | 1DM | BUILDING | 03G | CHORUSMART DOM.RANG. | 01F | BASIC CHORUSMART | 6 | 6 | NR | 470.313 | CCM | 162.903 | 146.086 | G | 0 | 0 | 0 | 0
GW16206WS | LUX PLATE 6M METAL BRUSHED ALUMIN. LAVY | RAMKA LUX 6M METAL. ALLUM. SZCZOTK. LAVY | 75.3 | 1 | NR | 73.9 | 1 | NR | 1.894% | OFFICIAL | 1DM03G01F1612EU100 | 30 | 1DM | BUILDING | 03G | CHORUSMART DOM.RANG. | 01F | BASIC CHORUSMART | 6 | 6 | NR | 470.313 | CCM | 156.691 | 144.869 | G | 8034035058820 | 8034035448713 | 8034035448713 | 85389099
GW10209 | 3XS. OUT. 2P+E 16A P17-11 D.AM IT WH | 3XS. WYJŚ. 2P+E 16A P17-11 D.AM WŁ BIAŁ | 32.3 | 1 | NR | 31.7 | 1 | NR | 1.893% | OFFICIAL | 1DM03G01F1512A4100 | 30 | 1DM | BUILDING | 03G | CHORUSMART DOM.RANG. | 01F | BASIC CHORUSMART | 4 | 12 | NR | 336.656 | CCM | 87.833 | 79.05 | G | 8011564259874 | 8011564604827 | 8011564604834 | 85366990
GW10382 | TV+FM+SAT SOCKET, 2M WHITE | GNIAZDO TV+FM+SAT, 2M BIAŁE | 32.3 | 1 | NR | 31.7 | 1 | NR | 1.893% | OFFICIAL | 1DM03G01F1512A8100 | 30 | 1DM | BUILDING | 03G | CHORUSMART DOM.RANG. | 01F | BASIC CHORUSMART | 1 | 24 | NR | 229.206 | CCM | 85.417 | 77.764 | G | 8011564257634 | 8011564257634 | 8011564601529 | 85366910
GW10424 | CONNECTOR RJ45 1M CAT.6 FTP CHORUS W | GNIAZDO RJ45 1M KAT.6 FTP CHORUS B | 32.3 | 1 | NR | 31.7 | 1 | NR | 1.893% | OFFICIAL | 1DM03G01F1512A8100 | 30 | 1DM | BUILDING | 03G | CHORUSMART DOM.RANG. | 01F | BASIC CHORUSMART | 1 | 24 | NR | 229.206 | CCM | 52.25 | 45.577 | G | 8011564257702 | 8011564257702 | 8011564601598 | 85366930
GW10437 | CONNECTOR RJ45 2M CAT.6 FTP WHITE | GNIAZDO RJ45 2M KAT.6 FTP BIAŁE | 32.3 | 1 | NR | 31.7 | 1 | NR | 1.893% | OFFICIAL | 1DM03G01F1512A8100 | 40 | 1DM | BUILDING | 03G | CHORUSMART DOM.RANG. | 01F | BASIC CHORUSMART | 1 | 24 | NR | 229.206 | CCM | 31.146 | 24.934 | G | 8011564823914 | 8011564823914 | 8011564965935 | 85366930
GW10912 | BACKLIT ELECTRONIC PUSH-BUTTON 1M W | PODŚWIETLANY PRZYCISK ELEKTRONICZNY 1M B | 32.3 | 1 | NR | 31.7 | 1 | NR | 1.893% | OFFICIAL | 1DM03G01F1512AE100 | 30 | 1DM | BUILDING | 03G | CHORUSMART DOM.RANG. | 01F | BASIC CHORUSMART | 1 | 12 | NR | 134.761 | CCM | 30.333 | 27.3 | G | 8011564705050 | 8011564705050 | 8011564676121 | 85365080
GW11382 | TV+FM+SAT SOCKET, 2M IVORY | GNIAZDO TV+FM+SAT, 2M KOŚĆ SŁONIOWA | 32.3 | 1 | NR | 31.7 | 1 | NR | 1.893% | OFFICIAL | 1DM03G01F1522A9100 | 40 | 1DM | BUILDING | 03G | CHORUSMART DOM.RANG. | 01F | BASIC CHORUSMART | 1 | 24 | NR | 229.206 | CCM | 85.251 | 78.872 | G | 8011564257733 | 8011564257733 | 8011564601628 | 85366910
GW11424 | CONNECTOR RJ45 1M CAT.6 FTP CHORUS I | GNIAZDO RJ45 1M KAT.6 FTP CHORUS KS | 32.3 | 1 | NR | 31.7 | 1 | NR | 1.893% | OFFICIAL | 1DM03G01F1522A9100 | 30 | 1DM | BUILDING | 03G | CHORUSMART DOM.RANG. | 01F | BASIC CHORUSMART | 1 | 24 | NR | 229.206 | CCM | 33.661 | 27.282 | G | 8011564257801 | 8011564257801 | 8011564601697 | 85366930
GW12631 | TRANSP PROTRUDING INDICATOR LAMP 3W 2M B | PRZEŹR. WYPUKŁA LAMPKA WSKAŹNIK. 3W 2M C | 32.3 | 1 | NR | 31.7 | 1 | NR | 1.893% | OFFICIAL | 1DM03G01F1532AU100 | 30 | 1DM | BUILDING | 03G | CHORUSMART DOM.RANG. | 01F | BASIC CHORUSMART | 1 | 24 | NR | 277.888 | CCM | 49.917 | 44.925 | G | 8011564269293 | 8011564269293 | 8011564617940 | 85308000
GW12632 | GREEN PROTRUDING INDICATOR LAMP 3W 2M B | ZIELONA WYPUKŁA LAMPKA WSKAŹNIK. 3W 2M C | 32.3 | 1 | NR | 31.7 | 1 | NR | 1.893% | OFFICIAL | 1DM03G01F1532AU100 | 30 | 1DM | BUILDING | 03G | CHORUSMART DOM.RANG. | 01F | BASIC CHORUSMART | 1 | 24 | NR | 277.888 | CCM | 49.792 | 44.813 | G | 8011564269309 | 8011564269309 | 8011564617957 | 85308000
GW12633 | RED PROTRUDING INDICATOR LAMP 3W 2M B | CZERWONA WYPUKŁA LAMPKA WSKAŹNIK.3W 2M C | 32.3 | 1 | NR | 31.7 | 1 | NR | 1.893% | OFFICIAL | 1DM03G01F1532AU100 | 30 | 1DM | BUILDING | 03G | CHORUSMART DOM.RANG. | 01F | BASIC CHORUSMART | 1 | 24 | NR | 277.888 | CCM | 50.25 | 45.225 | G | 8011564269316 | 8011564269316 | 8011564617964 | 85308000
GW12634 | AMBER PROTRUDING INDICATOR LAMP 3W 2M B | BURSZTYN.WYPUKŁA LAMPKA WSKAŹNIK.3W 2M C | 32.3 | 1 | NR | 31.7 | 1 | NR | 1.893% | OFFICIAL | 1DM03G01F1532AU100 | 30 | 1DM | BUILDING | 03G | CHORUSMART DOM.RANG. | 01F | BASIC CHORUSMART | 1 | 24 | NR | 277.888 | CCM | 49.708 | 44.738 | G | 8011564269323 | 8011564269323 | 8011564617971 | 85308000
GW13631 | TRANSP PROTRUDING INDICATOR LAMP 3W 2M B | LAMPKA WYPUKŁA PRZEŹROCZ. 3W 2M BEŻ | 32.3 | 1 | NR | 31.7 | 1 | NR | 1.893% | OFFICIAL | 1DM03G01F1330FC100 | 30 | 1DM | BUILDING | 03G | CHORUSMART DOM.RANG. | 01F | BASIC CHORUSMART | 1 | 24 | NR | 277.888 | CCM | 49.976 | 44.062 | G | 8034035073731 | 8034035073731 | 8034035457524 | 85308000
GW13632 | GREEN PROTRUDING INDICATOR LAMP 3W 2M B | LAMPKA WYPUKŁA ZIEL. 3W 2M BEŻ | 32.3 | 1 | NR | 31.7 | 1 | NR | 1.893% | OFFICIAL | 1DM03G01F1330FC100 | 30 | 1DM | BUILDING | 03G | CHORUSMART DOM.RANG. | 01F | BASIC CHORUSMART | 1 | 24 | NR | 277.888 | CCM | 49.976 | 44.077 | G | 8034035073748 | 8034035073748 | 8034035457531 | 85308000
GW13633 | RED PROTRUDING INDICATOR LAMP 3W 2M B | LAMPKA WYPUKŁA CZERW. 3W 2M BEŻ | 32.3 | 1 | NR | 31.7 | 1 | NR | 1.893% | OFFICIAL | 1DM03G01F1330FC100 | 30 | 1DM | BUILDING | 03G | CHORUSMART DOM.RANG. | 01F | BASIC CHORUSMART | 1 | 24 | NR | 277.888 | CCM | 49.991 | 44.062 | G | 8034035073755 | 8034035073755 | 8034035457548 | 85308000
GW13634 | AMBER PROTRUDING INDICATOR LAMP 3W 2M B | LAMPKA WYPUKŁA BURSZT. 3W 2M BEŻ | 32.3 | 1 | NR | 31.7 | 1 | NR | 1.893% | OFFICIAL | 1DM03G01F1330FC100 | 30 | 1DM | BUILDING | 03G | CHORUSMART DOM.RANG. | 01F | BASIC CHORUSMART | 1 | 24 | NR | 277.888 | CCM | 49.976 | 44.062 | G | 8034035073762 | 8034035073762 | 8034035457555 | 85308000
GW14916 | ELECTRONIC PUSH-BUTTON 1M INDICATOR TI. | PRZYCISK ELEKTRONICZNY 1M WSKAŹNIK TYT. | 32.3 | 1 | NR | 31.7 | 1 | NR | 1.893% | OFFICIAL | 1DM03G01F1552BE100 | 30 | 1DM | BUILDING | 03G | CHORUSMART DOM.RANG. | 01F | BASIC CHORUSMART | 1 | 12 | NR | 134.761 | CCM | 37.251 | 21.968 | G | 8011564816473 | 8011564816473 | 8011564955363 | 85365080
GW15631 | TRANSP PROTRUDING INDICATOR LAMP 3W 2M W | LAMPKA WYP. PRZEŹROCZ. 3W 2M BIAŁY | 32.3 | 1 | NR | 31.7 | 1 | NR | 1.893% | OFFICIAL | 1DM03G01F1310AI100 | 30 | 1DM | BUILDING | 03G | CHORUSMART DOM.RANG. | 01F | BASIC CHORUSMART | 1 | 24 | NR | 277.888 | CCM | 49.976 | 44.062 | G | 8034035076435 | 8034035076435 | 8034035461262 | 85308000
GW15632 | GREEN PROTRUDING INDICATOR LAMP 3W 2M W | LAMPKA WYP. ZIEL. 3W 2M BIAŁY | 32.3 | 1 | NR | 31.7 | 1 | NR | 1.893% | OFFICIAL | 1DM03G01F1310AI100 | 30 | 1DM | BUILDING | 03G | CHORUSMART DOM.RANG. | 01F | BASIC CHORUSMART | 1 | 24 | NR | 277.888 | CCM | 49.976 | 44.077 | G | 8034035076442 | 8034035076442 | 8034035461279 | 85308000
GW15633 | RED PROTRUDING INDICATOR LAMP 3W 2M W | LAMPKA WYP. CZERW. 3W 2M BIAŁY | 32.3 | 1 | NR | 31.7 | 1 | NR | 1.893% | OFFICIAL | 1DM03G01F1310AI100 | 30 | 1DM | BUILDING | 03G | CHORUSMART DOM.RANG. | 01F | BASIC CHORUSMART | 1 | 24 | NR | 277.888 | CCM | 49.991 | 44.062 | G | 8034035076459 | 8034035076459 | 8034035461286 | 85308000
GW15634 | AMBER PROTRUDING INDICATOR LAMP 3W 2M W | LAMPKA WYP. BURSZT. 3W 2M BIAŁY | 32.3 | 1 | NR | 31.7 | 1 | NR | 1.893% | OFFICIAL | 1DM03G01F1310AI100 | 30 | 1DM | BUILDING | 03G | CHORUSMART DOM.RANG. | 01F | BASIC CHORUSMART | 1 | 24 | NR | 277.888 | CCM | 49.976 | 44.062 | G | 8034035076466 | 8034035076466 | 8034035461293 | 85308000
GW16204VA | LUX PLATE 4-GANG SLATE | RAMKA LUX 4 MODUŁY ŁUPEK | 32.3 | 1 | NR | 31.7 | 1 | NR | 1.893% | OFFICIAL | 1DM03G01F1612E4100 | 30 | 1DM | BUILDING | 03G | CHORUSMART DOM.RANG. | 01F | BASIC CHORUSMART | 6 | 6 | NR | 430.588 | CCM | 74.167 | 66.75 | G | 8011564272774 | 8011564621534 | 8011564621534 | 85389099
GW16204VT | LUX PLATE 4-GANG TITANIUM | RAMKA LUX 4 MODUŁY TYTAN | 32.3 | 1 | NR | 31.7 | 1 | NR | 1.893% | OFFICIAL | 1DM03G01F1612E2100 | 30 | 1DM | BUILDING | 03G | CHORUSMART DOM.RANG. | 01F | BASIC CHORUSMART | 12 | 12 | NR | 458.413 | CCM | 70.583 | 63.525 | G | 8011564272736 | 8011564621497 | 8011564621497 | 85389099
GW10241AB | S. OUT. 2M 2P+E 16A DE AB | GNIAZDO 2M 2P+T 16A NIEM. AB | 10.8 | 1 | NR | 10.6 | 1 | NR | 1.887% | OFFICIAL | 1DM03G01F1350FR100 | 30 | 1DM | BUILDING | 03G | CHORUSMART DOM.RANG. | 01F | BASIC CHORUSMART | 6 | 48 | NR | 177.443 | CCM | 53.273 | 41.589 | G | 8034035071478 | 8034035453977 | 8034035453984 | 85366990
GW10482 | RCBO 1P+N C6 10mA 230V ac 3KA W. | WYŁ. RÓŻN 1P+N C6 10mA 230V ac 3KA BIAŁY | 162 | 1 | NR | 159 | 1 | NR | 1.887% | OFFICIAL | 1DM03G01F1512AA100 | 30 | 1DM | BUILDING | 03G | CHORUSMART DOM.RANG. | 01F | BASIC CHORUSMART | 1 | 6 | NR | 323.657 | CCM | 134.833 | 121.35 | G | 8011564262775 | 8011564262775 | 8011564609112 | 85362010
GW10483 | RCBO 1P+N C6 30mA 230V ac 3KA W. | WYŁ. RÓŻN 1P+N C6 30mA 230V ac 3KA BIAŁY | 162 | 1 | NR | 159 | 1 | NR | 1.887% | OFFICIAL | 1DM03G01F1512AA100 | 30 | 1DM | BUILDING | 03G | CHORUSMART DOM.RANG. | 01F | BASIC CHORUSMART | 1 | 6 | NR | 323.657 | CCM | 134.167 | 120.75 | G | 8011564262782 | 8011564262782 | 8011564609129 | 85362010
GW10485 | RCBO 1P+N C10 10mA 230V ac 3KA W. | WYŁ. RÓŻN 1P+N C10 10mA 230V ac 3KA B | 162 | 1 | NR | 159 | 1 | NR | 1.887% | OFFICIAL | 1DM03G01F1512AA100 | 30 | 1DM | BUILDING | 03G | CHORUSMART DOM.RANG. | 01F | BASIC CHORUSMART | 1 | 6 | NR | 323.657 | CCM | 80.833 | 65 | G | 8011564262799 | 8011564262799 | 8011564609136 | 85362010
GW10486 | RCBO 1P+N C10 30mA 230V ac 3KA W. | WYŁ. RÓŻN 1P+N C10 30mA 230V ac 3KA B | 162 | 1 | NR | 159 | 1 | NR | 1.887% | OFFICIAL | 1DM03G01F1512AA100 | 30 | 1DM | BUILDING | 03G | CHORUSMART DOM.RANG. | 01F | BASIC CHORUSMART | 1 | 6 | NR | 323.657 | CCM | 134.167 | 120.75 | G | 8011564262805 | 8011564262805 | 8011564609143 | 85362010
GW10488 | RCBO 1P+N C16 10mA 230V ac 3KA W. | WYŁ. RÓŻN 1P+N C16 10mA 230V ac 3KA B | 162 | 1 | NR | 159 | 1 | NR | 1.887% | OFFICIAL | 1DM03G01F1512AA100 | 30 | 1DM | BUILDING | 03G | CHORUSMART DOM.RANG. | 01F | BASIC CHORUSMART | 1 | 6 | NR | 323.657 | CCM | 134.167 | 119.193 | G | 8011564262812 | 8011564262812 | 8011564609150 | 85362010
GW10489 | RCBO 1P+N C16 30mA 230V ac 3KA W. | WYŁ. RÓŻN 1P+N C16 30mA 230V ac 3KA B | 162 | 1 | NR | 159 | 1 | NR | 1.887% | OFFICIAL | 1DM03G01F1512AA100 | 30 | 1DM | BUILDING | 03G | CHORUSMART DOM.RANG. | 01F | BASIC CHORUSMART | 1 | 6 | NR | 323.657 | CCM | 134 | 120.6 | G | 8011564262829 | 8011564262829 | 8011564609167 | 85362010
GW12917 | ELECTRONIC PUSH-BUTTON 2M BACKLIT BL | PRZYCISK ELEKTRONICZNY 2M PODŚWIETL. CZ | 32.4 | 1 | NR | 31.8 | 1 | NR | 1.887% | OFFICIAL | 1DM03G01F1532AW100 | 30 | 1DM | BUILDING | 03G | CHORUSMART DOM.RANG. | 01F | BASIC CHORUSMART | 1 | 6 | NR | 269.522 | CCM | 51.567 | 31 | G | 8011564816459 | 8011564816459 | 8011564955349 | 85365080
GW12918 | ELECTRONIC PUSH-BUTTON 2M INDICATOR BL. | PRZYCISK ELEKTRONICZNY 2M WSKAŹNIK CZ. | 32.4 | 1 | NR | 31.8 | 1 | NR | 1.887% | OFFICIAL | 1DM03G01F1532AW100 | 30 | 1DM | BUILDING | 03G | CHORUSMART DOM.RANG. | 01F | BASIC CHORUSMART | 1 | 6 | NR | 269.522 | CCM | 51.373 | 30.806 | G | 8011564816466 | 8011564816466 | 8011564955356 | 85365080
GW13917 | ELECTRONIC PUSH-BUTTON 2M BACKLIT BE | PRZYCISK EL.2MOD LOKAL. OŚW.BEŻ | 32.4 | 1 | NR | 31.8 | 1 | NR | 1.887% | OFFICIAL | 1DM03G01F1330FE100 | 30 | 1DM | BUILDING | 03G | CHORUSMART DOM.RANG. | 01F | BASIC CHORUSMART | 1 | 6 | NR | 269.522 | CCM | 52.794 | 34.272 | G | 8034035074332 | 8034035074332 | 8034035457913 | 85365080
GW13918 | ELECTRONIC PUSH-BUTTON 2M INDICATOR BE | PRZYCISK EL.2MOD SYGN. ŚWIETLN.BEŻ | 32.4 | 1 | NR | 31.8 | 1 | NR | 1.887% | OFFICIAL | 1DM03G01F1330FE100 | 30 | 1DM | BUILDING | 03G | CHORUSMART DOM.RANG. | 01F | BASIC CHORUSMART | 1 | 6 | NR | 269.522 | CCM | 52.731 | 34.209 | G | 8034035074349 | 8034035074349 | 8034035457920 | 85365080
GW14422 | CONNECTOR RJ45 1M CAT.5E FTP CHORUS T | GNIAZDO RJ45 1M KAT.5E FTP CHORUS TYTAN | 32.4 | 1 | NR | 31.8 | 1 | NR | 1.887% | OFFICIAL | 1DM03G01F1552B8100 | 30 | 1DM | BUILDING | 03G | CHORUSMART DOM.RANG. | 01F | BASIC CHORUSMART | 1 | 24 | NR | 229.206 | CCM | 32.5 | 29.25 | G | 8011564267275 | 8011564267275 | 8011564615472 | 85366930
GW14436 | CONNECTOR RJ45 2M CAT.5E FTP TITANIUM | GNIAZDO RJ45 2M KAT.5E FTP TYTAN | 32.4 | 1 | NR | 31.8 | 1 | NR | 1.887% | OFFICIAL | 1DM03G01F1552B8100 | 40 | 1DM | BUILDING | 03G | CHORUSMART DOM.RANG. | 01F | BASIC CHORUSMART | 1 | 24 | NR | 229.206 | CCM | 31.146 | 24.934 | G | 8011564823907 | 8011564823907 | 8011564965928 | 85366930
GW15917 | ELECTRONIC PUSH-BUTTON 2M BACKLIT WH | PRZYCISK EL.2MOD LOKAL. ŚW.BIAŁY | 32.4 | 1 | NR | 31.8 | 1 | NR | 1.887% | OFFICIAL | 1DM03G01F1310AK100 | 30 | 1DM | BUILDING | 03G | CHORUSMART DOM.RANG. | 01F | BASIC CHORUSMART | 1 | 6 | NR | 269.522 | CCM | 52.794 | 34.272 | G | 8034035077036 | 8034035077036 | 8034035461651 | 85365080
GW15918 | ELECTRONIC PUSH-BUTTON 2M INDICATOR WH | PRZYCISK EL.2MOD SYGN. ŚW.BIAŁY | 32.4 | 1 | NR | 31.8 | 1 | NR | 1.887% | OFFICIAL | 1DM03G01F1310AK100 | 30 | 1DM | BUILDING | 03G | CHORUSMART DOM.RANG. | 01F | BASIC CHORUSMART | 1 | 6 | NR | 269.522 | CCM | 52.731 | 34.209 | G | 8034035077043 | 8034035077043 | 8034035461668 | 85365080
GW16101TB | ONE PLATE 1M WHITE | RAMKA ONE 1 MODUŁ MLECZNOBIAŁA | 2.7 | 1 | NR | 2.65 | 1 | NR | 1.887% | OFFICIAL | 1DM03G01F1572CM100 | 30 | 1DM | BUILDING | 03G | CHORUSMART DOM.RANG. | 01F | BASIC CHORUSMART | 96 | 96 | NR | 240.703 | CCM | 29.063 | 29.063 | G | 8011564806719 | 8011564943940 | 8011564943940 | 85389099
GW16101TC | ONE PLATE 1 GANG HEMP | RAMKA ONE 1 MODUŁ KONOPNY | 2.7 | 1 | NR | 2.65 | 1 | NR | 1.887% | OFFICIAL | 1DM03G01F1572CX100 | 30 | 1DM | BUILDING | 03G | CHORUSMART DOM.RANG. | 01F | BASIC CHORUSMART | 12 | 12 | NR | 235.156 | CCM | 31.964 | 24.889 | G | 8011564806740 | 8011564943988 | 8011564943988 | 85389099
GW16101TI | ONE PLATE 1 GANG IVORY | RAMKA ONE 1 MODUŁ KOŚĆ SŁONIOWA | 2.7 | 1 | NR | 2.65 | 1 | NR | 1.887% | OFFICIAL | 1DM03G01F1572CZ100 | 30 | 1DM | BUILDING | 03G | CHORUSMART DOM.RANG. | 01F | BASIC CHORUSMART | 12 | 12 | NR | 235.156 | CCM | 31.964 | 24.889 | G | 8011564806733 | 8011564943964 | 8011564943964 | 85389099
GW16101TN | ONE PLATE 1 GANG TONER BLACK | RAMKA ONE 1 MODUŁ CZARNY | 2.7 | 1 | NR | 2.65 | 1 | NR | 1.887% | OFFICIAL | 1DM03G01F1572CO100 | 30 | 1DM | BUILDING | 03G | CHORUSMART DOM.RANG. | 01F | BASIC CHORUSMART | 12 | 12 | NR | 229.206 | CCM | 31.964 | 24.889 | G | 8011564806726 | 8011564943957 | 8011564943957 | 85389099
GW16102TB | ONE PLATE 2M WHITE | RAMKA ONE 2 MODUŁY MLECZNOBIAŁA | 2.7 | 1 | NR | 2.65 | 1 | NR | 1.887% | OFFICIAL | 1DM03G01F1572CM100 | 30 | 1DM | BUILDING | 03G | CHORUSMART DOM.RANG. | 01F | BASIC CHORUSMART | 96 | 96 | NR | 240.703 | CCM | 30.417 | 27.375 | G | 8011564271111 | 8011564619814 | 8011564619814 | 85389099
GW16102TC | ONE PLATE 2-GANG HEMP | RAMKA ONE 2 MODUŁY KONOPNY | 2.7 | 1 | NR | 2.65 | 1 | NR | 1.887% | OFFICIAL | 1DM03G01F1572CX100 | 30 | 1DM | BUILDING | 03G | CHORUSMART DOM.RANG. | 01F | BASIC CHORUSMART | 12 | 12 | NR | 229.206 | CCM | 29.991 | 22.833 | G | 8011564766914 | 8011564909601 | 8011564909601 | 85389099
GW16102TI | ONE PLATE 2-GANG IVORY | RAMKA ONE 2 MODUŁY KOŚĆ SŁONIOWA | 2.7 | 1 | NR | 2.65 | 1 | NR | 1.887% | OFFICIAL | 1DM03G01F1572CZ100 | 30 | 1DM | BUILDING | 03G | CHORUSMART DOM.RANG. | 01F | BASIC CHORUSMART | 12 | 12 | NR | 229.206 | CCM | 32.417 | 29.175 | G | 8011564766877 | 8011564909564 | 8011564909564 | 85389099
GW16102TN | ONE PLATE 2-GANG TONER BLACK | RAMKA ONE 2 MODUŁY CZARNY | 2.7 | 1 | NR | 2.65 | 1 | NR | 1.887% | OFFICIAL | 1DM03G01F1572CO100 | 30 | 1DM | BUILDING | 03G | CHORUSMART DOM.RANG. | 01F | BASIC CHORUSMART | 12 | 12 | NR | 229.206 | CCM | 30 | 27 | G | 8011564271173 | 8011564619876 | 8011564619876 | 85389099
GW16103TB | ONE PLATE 3M WHITE | RAMKA ONE 3 MODUŁY MLECZNOBIAŁA | 2.7 | 1 | NR | 2.65 | 1 | NR | 1.887% | OFFICIAL | 1DM03G01F1572CM100 | 30 | 1DM | BUILDING | 03G | CHORUSMART DOM.RANG. | 01F | BASIC CHORUSMART | 96 | 96 | NR | 240.703 | CCM | 29.167 | 26.25 | G | 8011564271128 | 8011564619821 | 8011564619821 | 85389099
GW16103TC | ONE PLATE 3-GANG HEMP | RAMKA ONE 3 MODUŁY KONOPNY | 2.7 | 1 | NR | 2.65 | 1 | NR | 1.887% | OFFICIAL | 1DM03G01F1572CX100 | 30 | 1DM | BUILDING | 03G | CHORUSMART DOM.RANG. | 01F | BASIC CHORUSMART | 24 | 24 | NR | 229.206 | CCM | 27.333 | 24.6 | G | 8011564766921 | 8011564909618 | 8011564909618 | 85389099
GW16103TI | ONE PLATE 3-GANG IVORY | RAMKA ONE 3 MODUŁY KOŚĆ SŁONIOWA | 2.7 | 1 | NR | 2.65 | 1 | NR | 1.887% | OFFICIAL | 1DM03G01F1572CZ100 | 30 | 1DM | BUILDING | 03G | CHORUSMART DOM.RANG. | 01F | BASIC CHORUSMART | 24 | 24 | NR | 229.206 | CCM | 27.792 | 25.013 | G | 8011564766884 | 8011564909571 | 8011564909571 | 85389099
GW16103TN | ONE PLATE 3-GANG TONER BLACK | RAMKA ONE 3 MODUŁY CZARNY | 2.7 | 1 | NR | 2.65 | 1 | NR | 1.887% | OFFICIAL | 1DM03G01F1572CO100 | 30 | 1DM | BUILDING | 03G | CHORUSMART DOM.RANG. | 01F | BASIC CHORUSMART | 24 | 24 | NR | 229.206 | CCM | 26.25 | 23.625 | G | 8011564271180 | 8011564619883 | 8011564619883 | 85389099
GW16223CA | LUX INT. PLATE 2+2G HOR.AQUAMARINE GLAS | RAMK. LUX INTERN. 2+2M POZ. SZKŁO AKWAM. | 162 | 1 | NR | 159 | 1 | NR | 1.887% | OFFICIAL | 1DM03G01F1632FZ100 | 40 | 1DM | BUILDING | 03G | CHORUSMART DOM.RANG. | 01F | BASIC CHORUSMART | 1 | 12 | NR | 1376.667 | CCM | 190.333 | 190.333 | G | 8011564420397 | 8011564420397 | 8011564420397 | 85389099
GW16223CG | LUX INT. PLATE 2+2G HORIZ.ICE GLAS | RAMK. LUX INTERN. 2+2M POZ. SZKŁO SZRON. | 162 | 1 | NR | 159 | 1 | NR | 1.887% | OFFICIAL | 1DM03G01F1632FX100 | 40 | 1DM | BUILDING | 03G | CHORUSMART DOM.RANG. | 01F | BASIC CHORUSMART | 1 | 12 | NR | 1376.667 | CCM | 188.333 | 188.333 | G | 8011564420403 | 8011564420403 | 8011564420403 | 85389099
GW16223CO | LUX INT. PLATE 2+2G HORIZ.OCHRE GLASS | RAMK. LUX INTERN. 2+2M POZ. SZKŁO OCHRA | 162 | 1 | NR | 159 | 1 | NR | 1.887% | OFFICIAL | 1DM03G01F1632G1100 | 40 | 1DM | BUILDING | 03G | CHORUSMART DOM.RANG. | 01F | BASIC CHORUSMART | 1 | 12 | NR | 1376.667 | CCM | 188.666 | 188.666 | G | 8011564420410 | 8011564420410 | 8011564420410 | 85389099
GW16223MA | LUX INT. PLATE 2+2G HORIZ.BLACK ALUMINIU | RAMK. LUX INTERN. 2+2M POZ. CZARNA ALU | 162 | 1 | NR | 159 | 1 | NR | 1.887% | OFFICIAL | 1DM03G01F1632FT100 | 40 | 1DM | BUILDING | 03G | CHORUSMART DOM.RANG. | 01F | BASIC CHORUSMART | 1 | 12 | NR | 1376.667 | CCM | 186.583 | 167.925 | G | 8011564420427 | 8011564420427 | 8011564420427 | 85389099
GW16223MF | LUX INT. PLATE 2+2G HORIZ.OXIDISED IRON | RAMK. LUX INTERN. 2+2M POZ.OKSYD.ŻELAZO | 162 | 1 | NR | 159 | 1 | NR | 1.887% | OFFICIAL | 1DM03G01F1632FV100 | 40 | 1DM | BUILDING | 03G | CHORUSMART DOM.RANG. | 01F | BASIC CHORUSMART | 1 | 12 | NR | 1376.667 | CCM | 333.416 | 300.486 | G | 8011564420434 | 8011564420434 | 8011564420434 | 85389099
GW16224CA | LUX INT. PLATE 2+2G V.71 AQUAMARINE GLAS | RAMK. LUX INTERN. 2+2M PIO.71 SZK.AKWAM. | 162 | 1 | NR | 159 | 1 | NR | 1.887% | OFFICIAL | 1DM03G01F1632FZ100 | 40 | 1DM | BUILDING | 03G | CHORUSMART DOM.RANG. | 01F | BASIC CHORUSMART | 1 | 12 | NR | 1376.667 | CCM | 189.916 | 189.916 | G | 8011564420458 | 8011564420458 | 8011564420458 | 85389099
GW16224CG | LUX INT. PLATE 2+2G V.71 ICE GLAS | RAMK. LUX INTERN. 2+2M PIO.71 SZK.SZRON. | 162 | 1 | NR | 159 | 1 | NR | 1.887% | OFFICIAL | 1DM03G01F1632FX100 | 40 | 1DM | BUILDING | 03G | CHORUSMART DOM.RANG. | 01F | BASIC CHORUSMART | 1 | 12 | NR | 1376.667 | CCM | 188.166 | 188.166 | G | 8011564420465 | 8011564420465 | 8011564420465 | 85389099
GW16224CO | LUX INT. PLATE 2+2G V.71 OCHRE GLASS | RAMK. LUX INTERN. 2+2M PIO.71 SZKŁ.OCHRA | 162 | 1 | NR | 159 | 1 | NR | 1.887% | OFFICIAL | 1DM03G01F1632G1100 | 40 | 1DM | BUILDING | 03G | CHORUSMART DOM.RANG. | 01F | BASIC CHORUSMART | 1 | 12 | NR | 1376.667 | CCM | 188.167 | 169.35 | G | 8011564420472 | 8011564420472 | 8011564420472 | 85389099
GW16224MA | LUX INT. PLATE 2+2G V.71 BLACK ALUMINIUM | RAMK. LUX INTERN. 2+2M PI.71 CZARNE ALU. | 162 | 1 | NR | 159 | 1 | NR | 1.887% | OFFICIAL | 1DM03G01F1632FT100 | 40 | 1DM | BUILDING | 03G | CHORUSMART DOM.RANG. | 01F | BASIC CHORUSMART | 1 | 12 | NR | 1376.667 | CCM | 186.917 | 168.225 | G | 8011564420489 | 8011564420489 | 8011564420489 | 85389099
GW16224MF | LUX INT. PLATE 2+2G V.71 OXIDISED IRON | RAMK. LUX INTERN. 2+2M PI 71 OKSY.ŻELAZO | 162 | 1 | NR | 159 | 1 | NR | 1.887% | OFFICIAL | 1DM03G01F1632FV100 | 40 | 1DM | BUILDING | 03G | CHORUSMART DOM.RANG. | 01F | BASIC CHORUSMART | 1 | 12 | NR | 1376.667 | CCM | 338.667 | 306.82 | G | 0 | 0 | 0 | 0
GW16401TB | GEO PLATE 1M WHITE | RAMKA GEO 1 MODUŁ MLECZNOBIAŁA | 2.7 | 1 | NR | 2.65 | 1 | NR | 1.887% | OFFICIAL | 1DM03G01F1582CN100 | 30 | 1DM | BUILDING | 03G | CHORUSMART DOM.RANG. | 01F | BASIC CHORUSMART | 96 | 96 | NR | 240.703 | CCM | 34.942 | 28.214 | G | 8011564787919 | 8011564929302 | 8011564929302 | 85389099
GW16401TC | GEO PLATE 1-GANG HEMP | RAMKA GEO 1 MODUŁ KONOPIE | 2.7 | 1 | NR | 2.65 | 1 | NR | 1.887% | OFFICIAL | 1DM03G01F1582CN100 | 30 | 1DM | BUILDING | 03G | CHORUSMART DOM.RANG. | 01F | BASIC CHORUSMART | 24 | 24 | NR | 229.206 | CCM | 34.985 | 28.28 | G | 8011564788015 | 8011564929401 | 8011564929401 | 85389099
GW16401TI | GEO PLATE 1-GANG IVORY | RAMKA GEO 1 MODUŁ KOŚĆ SŁONIOWA | 2.7 | 1 | NR | 2.65 | 1 | NR | 1.887% | OFFICIAL | 1DM03G01F1582CN100 | 30 | 1DM | BUILDING | 03G | CHORUSMART DOM.RANG. | 01F | BASIC CHORUSMART | 24 | 24 | NR | 229.206 | CCM | 34.985 | 28.28 | G | 8011564788008 | 8011564929395 | 8011564929395 | 85389099
GW16401TN | GEO PLATE 1-GANG TONER BLACK | RAMKA GEO 1 MODUŁ CZARNY | 2.7 | 1 | NR | 2.65 | 1 | NR | 1.887% | OFFICIAL | 1DM03G01F1582CN100 | 30 | 1DM | BUILDING | 03G | CHORUSMART DOM.RANG. | 01F | BASIC CHORUSMART | 24 | 24 | NR | 229.206 | CCM | 34.985 | 28.28 | G | 8011564787926 | 8011564929319 | 8011564929319 | 85389099
GW16402TB | GEO PLATE 2M WHITE | RAMKA GEO 2 MODUŁY MLECZNOBIAŁA | 2.7 | 1 | NR | 2.65 | 1 | NR | 1.887% | OFFICIAL | 1DM03G01F1582CN100 | 30 | 1DM | BUILDING | 03G | CHORUSMART DOM.RANG. | 01F | BASIC CHORUSMART | 96 | 96 | NR | 240.703 | CCM | 34 | 31 | G | 8011564742871 | 8011564698130 | 8011564698130 | 85389099
GW16402TC | GEO PLATE 2-GANG HEMP | RAMKA GEO 2 MODUŁY KONOPIE | 2.7 | 1 | NR | 2.65 | 1 | NR | 1.887% | OFFICIAL | 1DM03G01F1582CN100 | 30 | 1DM | BUILDING | 03G | CHORUSMART DOM.RANG. | 01F | BASIC CHORUSMART | 12 | 12 | NR | 229.206 | CCM | 35.333 | 31.8 | G | 8011564767157 | 8011564909847 | 8011564909847 | 85389099
GW16402TI | GEO PLATE 2-GANG IVORY | RAMKA GEO 2 MODUŁY KOŚĆ SŁONIOWA | 2.7 | 1 | NR | 2.65 | 1 | NR | 1.887% | OFFICIAL | 1DM03G01F1582CN100 | 30 | 1DM | BUILDING | 03G | CHORUSMART DOM.RANG. | 01F | BASIC CHORUSMART | 12 | 12 | NR | 229.206 | CCM | 36.083 | 32.475 | G | 8011564767119 | 8011564909809 | 8011564909809 | 85389099
GW16402TN | GEO PLATE 2-GANG TONER BLACK | RAMKA GEO 2 MODUŁY CZARNY | 2.7 | 1 | NR | 2.65 | 1 | NR | 1.887% | OFFICIAL | 1DM03G01F1582CN100 | 30 | 1DM | BUILDING | 03G | CHORUSMART DOM.RANG. | 01F | BASIC CHORUSMART | 12 | 12 | NR | 229.206 | CCM | 37.333 | 33.6 | G | 8011564742888 | 8011564698147 | 8011564698147 | 85389099
GW16403TB | GEO PLATE 3M WHITE | RAMKA GEO 3 MODUŁY MLECZNOBIAŁA | 2.7 | 1 | NR | 2.65 | 1 | NR | 1.887% | OFFICIAL | 1DM03G01F1582CN100 | 30 | 1DM | BUILDING | 03G | CHORUSMART DOM.RANG. | 01F | BASIC CHORUSMART | 96 | 96 | NR | 240.703 | CCM | 33.281 | 29.953 | G | 8011564742949 | 8011564698208 | 8011564698208 | 85389099
GW16403TC | GEO PLATE 3-GANG HEMP | RAMKA GEO 3 MODUŁY KONOPIE | 2.7 | 1 | NR | 2.65 | 1 | NR | 1.887% | OFFICIAL | 1DM03G01F1582CN100 | 30 | 1DM | BUILDING | 03G | CHORUSMART DOM.RANG. | 01F | BASIC CHORUSMART | 24 | 24 | NR | 229.206 | CCM | 30.458 | 27.413 | G | 8011564767164 | 8011564909854 | 8011564909854 | 85389099
GW16403TI | GEO PLATE 3-GANG IVORY | RAMKA GEO 3 MODUŁY KOŚĆ SŁONIOWA | 2.7 | 1 | NR | 2.65 | 1 | NR | 1.887% | OFFICIAL | 1DM03G01F1582CN100 | 30 | 1DM | BUILDING | 03G | CHORUSMART DOM.RANG. | 01F | BASIC CHORUSMART | 24 | 24 | NR | 229.206 | CCM | 31.167 | 28.05 | G | 8011564767126 | 8011564909816 | 8011564909816 | 85389099
GW16403TN | GEO PLATE 3-GANG TONER BLACK | RAMKA GEO 3 MODUŁY CZARNY | 2.7 | 1 | NR | 2.65 | 1 | NR | 1.887% | OFFICIAL | 1DM03G01F1582CN100 | 30 | 1DM | BUILDING | 03G | CHORUSMART DOM.RANG. | 01F | BASIC CHORUSMART | 24 | 24 | NR | 229.206 | CCM | 32.292 | 29.063 | G | 8011564742956 | 8011564698215 | 8011564698215 | 85389099
GW16903CB | ICE PLATE 3-GANG WHITE | RAMKA ICE, 3 MODUŁY BIAŁA | 108 | 1 | NR | 106 | 1 | NR | 1.887% | OFFICIAL | 1DM03G01F1622D7100 | 30 | 1DM | BUILDING | 03G | CHORUSMART DOM.RANG. | 01F | BASIC CHORUSMART | 1 | 16 | NR | 1032.5 | CCM | 164.436 | 81.239 | G | 8011564777415 | 8011564777415 | 8011564777415 | 85389099
GW16903CN | ICE PLATE 3-GANG BLACK | RAMKA ICE, 3 MODUŁY CZARNA | 108 | 1 | NR | 106 | 1 | NR | 1.887% | OFFICIAL | 1DM03G01F1622D7100 | 30 | 1DM | BUILDING | 03G | CHORUSMART DOM.RANG. | 01F | BASIC CHORUSMART | 1 | 16 | NR | 1032.5 | CCM | 155.625 | 140.063 | G | 8011564781368 | 8011564781368 | 8011564781368 | 85389099
GW16903CT | ICE PLATE 3-GANG TITANIUM | RAMKA ICE, 3 MODUŁY TYTAN | 108 | 1 | NR | 106 | 1 | NR | 1.887% | OFFICIAL | 1DM03G01F1622D7100 | 30 | 1DM | BUILDING | 03G | CHORUSMART DOM.RANG. | 01F | BASIC CHORUSMART | 1 | 16 | NR | 1032.5 | CCM | 165.166 | 81.879 | G | 8011564781375 | 8011564781375 | 8011564781375 | 85389099
GW10656 | STAIR LAMP 12VAC/DC-230VAC TRANSP 4M W | LAMPA SCHODY 12VAC/DC-230VAC PRZEŹ. 4M B | 70.3 | 1 | NR | 69 | 1 | NR | 1.884% | OFFICIAL | 1DM03G01F1512AC100 | 30 | 1DM | BUILDING | 03G | CHORUSMART DOM.RANG. | 01F | BASIC CHORUSMART | 1 | 2 | NR | 1410.938 | CCM | 202 | 181.8 | G | 8011564262959 | 8011564262959 | 8011564609297 | 85308000
GW10331 | SHAVER SOCKET EU/USA W. INS TRANSF 3M W | GNIAZDO GOLARKI UE/USA W.INS TRANSF 3M B | 81.3 | 1 | NR | 79.8 | 1 | NR | 1.88% | OFFICIAL | 1DM03G01F1512A4100 | 30 | 1DM | BUILDING | 03G | CHORUSMART DOM.RANG. | 01F | BASIC CHORUSMART | 1 | 2 | NR | 2019.938 | CCM | 555 | 499.5 | G | 8011564262515 | 8011564262515 | 8011564608849 | 85366990
GW11331 | SHAVER SOCKET EU/USA W. INS TRANSF 3M I | GNIAZDO GOLAR. UE/USA W.INS TRANSF 3M KS | 81.3 | 1 | NR | 79.8 | 1 | NR | 1.88% | OFFICIAL | 1DM03G01F1522A5100 | 30 | 1DM | BUILDING | 03G | CHORUSMART DOM.RANG. | 01F | BASIC CHORUSMART | 1 | 2 | NR | 2019.938 | CCM | 567.833 | 430.834 | G | 8011564262522 | 8011564262522 | 8011564608856 | 85366990
GW16108VT | ONE PLATE 4+4-GANG TITANIUM | RAMKA ONE 8 MODUŁÓW TYTAN | 27.1 | 1 | NR | 26.6 | 1 | NR | 1.88% | OFFICIAL | 1DM03G01F1572CQ100 | 30 | 1DM | BUILDING | 03G | CHORUSMART DOM.RANG. | 01F | BASIC CHORUSMART | 6 | 6 | NR | 673.313 | CCM | 60.333 | 54.3 | G | 8011564271272 | 8011564619975 | 8011564619975 | 85389099
GW12450 | DOUBLE USB POWER SUPPLY 1M BLACK | PODWÓJNE GNIAZDO ZASILANIA USB 1M CZARNE | 32.6 | 1 | NR | 32 | 1 | NR | 1.875% | OFFICIAL | 1DM03G01F1532AQ100 | 40 | 1DM | BUILDING | 03G | CHORUSMART DOM.RANG. | 01F | BASIC CHORUSMART | 10 | 300 | NR | 151.585 | CCM | 46 | 46 | G | 0 | 0 | 0 | 0
GW13450 | DOUBLE USB POWER SUPPLY 1M BEIGE | ZASILACZ PODW. USB 1M BEŻ | 32.6 | 1 | NR | 32 | 1 | NR | 1.875% | OFFICIAL | 1DM03G01F1330AW100 | 40 | 1DM | BUILDING | 03G | CHORUSMART DOM.RANG. | 01F | BASIC CHORUSMART | 10 | 300 | NR | 151.585 | CCM | 45.548 | 35.548 | G | 8034035073199 | 8034035073199 | 8034035456848 | 85044090
GW14331 | SHAVER SOCKET+INSULATION TRANSF 3M T | GNIAZDO GOLARKI+TRANSFORMATOR IZOL. 3M T | 97.8 | 1 | NR | 96 | 1 | NR | 1.875% | OFFICIAL | 1DM03G01F1552B4100 | 30 | 1DM | BUILDING | 03G | CHORUSMART DOM.RANG. | 01F | BASIC CHORUSMART | 1 | 2 | NR | 2019.938 | CCM | 555 | 499.5 | G | 8011564266735 | 8011564266735 | 8011564614727 | 85366990
GW15450 | DOUBLE USB POWER SUPPLY 1M WHITE | ZASILACZ PODW. USB 1M BIAŁY | 32.6 | 1 | NR | 32 | 1 | NR | 1.875% | OFFICIAL | 1DM03G01F1310AE100 | 40 | 1DM | BUILDING | 03G | CHORUSMART DOM.RANG. | 01F | BASIC CHORUSMART | 10 | 300 | NR | 151.585 | CCM | 45.548 | 35.548 | G | 8034035075896 | 8034035075896 | 8034035460586 | 85044090
GW14905 | TOUCH DIMMER 1M TITAN | ŚCIEMNIACZ DOTYKOWY 1M TYTAN | 97.9 | 1 | NR | 96.1 | 1 | NR | 1.873% | OFFICIAL | 1DM03G01F1552BE100 | 40 | 1DM | BUILDING | 03G | CHORUSMART DOM.RANG. | 01F | BASIC CHORUSMART | 1 | 12 | NR | 709.772 | CCM | 32.394 | 16.902 | G | 8011564759091 | 8011564759091 | 8011564903586 | 85365080
GW10321 | INT S.O. 3M 2P+E 16A P17/11-RCCB 1P+N W | INT GNIA 3M 2P+E 16A P17/11-RCCB 1P+N B | 218 | 1 | NR | 214 | 1 | NR | 1.869% | OFFICIAL | 1DM03G01F1512A4100 | 30 | 1DM | BUILDING | 03G | CHORUSMART DOM.RANG. | 01F | BASIC CHORUSMART | 1 | 4 | NR | 404.283 | CCM | 170 | 153 | G | 8011564262478 | 8011564262478 | 8011564644397 | 85366990
GW12492 | OVERVOLTAGE LIMITER 1M BLACK | OCHRONNIK PRZECIWPRZEPIĘCIOWY 1M CZARNY | 32.7 | 1 | NR | 32.1 | 1 | NR | 1.869% | OFFICIAL | 1DM03G01F1532AS100 | 30 | 1DM | BUILDING | 03G | CHORUSMART DOM.RANG. | 01F | BASIC CHORUSMART | 1 | 12 | NR | 161.828 | CCM | 42.417 | 38.175 | G | 8011564268241 | 8011564268241 | 8011564616684 | 85389099
GW13492 | OVERVOLTAGE LIMITER 1M BEIGE | OGRANICZNIK PRZEPIĘĆ 1M BEŻ | 32.7 | 1 | NR | 32.1 | 1 | NR | 1.869% | OFFICIAL | 1DM03G01F1330AY100 | 30 | 1DM | BUILDING | 03G | CHORUSMART DOM.RANG. | 01F | BASIC CHORUSMART | 1 | 12 | NR | 161.828 | CCM | 41.667 | 41.667 | G | 8034035073397 | 8034035073397 | 8034035457074 | 85389099
GW15492 | OVERVOLTAGE LIMITER 1M WHITE | OGRANICZNIK PRZEPIĘĆ 1M BIA. | 32.7 | 1 | NR | 32.1 | 1 | NR | 1.869% | OFFICIAL | 1DM03G01F1310AG100 | 30 | 1DM | BUILDING | 03G | CHORUSMART DOM.RANG. | 01F | BASIC CHORUSMART | 1 | 12 | NR | 161.828 | CCM | 141.894 | 24.43 | G | 8034035076091 | 8034035076091 | 8034035460814 | 85389099
GW12663 | AUT. EMERGENCY LAMP, 2M 230V BLACK | AUT. LAMPA AWARYJNA, 2M 230V CZARNA | 76.3 | 1 | NR | 74.9 | 1 | NR | 1.869% | OFFICIAL | 1DM03G01F1532AU100 | 30 | 1DM | BUILDING | 03G | CHORUSMART DOM.RANG. | 01F | BASIC CHORUSMART | 1 | 6 | NR | 323.657 | CCM | 57.861 | 46.448 | G | 8011564840232 | 8011564840232 | 8011564978119 | 85131000
GW13663 | AUT. EMERGENCY LAMP, 2M 230V BEIGE | NIEZAL. ŚW. AWAR. 2M 230V BEŻ | 76.3 | 1 | NR | 74.9 | 1 | NR | 1.869% | OFFICIAL | 1DM03G01F1330FC100 | 30 | 1DM | BUILDING | 03G | CHORUSMART DOM.RANG. | 01F | BASIC CHORUSMART | 1 | 6 | NR | 323.657 | CCM | 67.849 | 49.807 | G | 8034035073854 | 8034035073854 | 8034035457685 | 85131000
GW15663 | AUT. EMERGENCY LAMP, 2M 230V WHITE | LAMPKA NIEZAL. AWAR. 2M 230V BIA. | 76.3 | 1 | NR | 74.9 | 1 | NR | 1.869% | OFFICIAL | 1DM03G01F1310AI100 | 30 | 1DM | BUILDING | 03G | CHORUSMART DOM.RANG. | 01F | BASIC CHORUSMART | 1 | 6 | NR | 323.657 | CCM | 67.849 | 49.807 | G | 8034035076558 | 8034035076558 | 8034035461422 | 85131000
GW10039 | BADGE SWITCH 1P 2M CH/WT | ŁĄCZNIK NA KARTĘ IDENTYFIK. 1P 2M CH/WT | 16.4 | 1 | NR | 16.1 | 1 | NR | 1.863% | OFFICIAL | 1DM03G01F1512A0100 | 30 | 1DM | BUILDING | 03G | CHORUSMART DOM.RANG. | 01F | BASIC CHORUSMART | 1 | 6 | NR | 269.522 | CCM | 53.333 | 48 | G | 8011564439306 | 8011564439306 | 8011564667440 | 85389099
GW10401 | TELEPHONE CONNECTOR RJ11 1M WHITE | GNIAZDO TELEFONICZNE RJ11 1M BIAŁE | 16.4 | 1 | NR | 16.1 | 1 | NR | 1.863% | OFFICIAL | 1DM03G01F1512A8100 | 30 | 1DM | BUILDING | 03G | CHORUSMART DOM.RANG. | 01F | BASIC CHORUSMART | 1 | 24 | NR | 229.206 | CCM | 25 | 22.5 | G | 8011564257641 | 8011564257641 | 8011564601536 | 85366930
GW10409 | TELEPHONE CONNECTOR RJ11 2M WHITE | GNIAZDO TELEFONICZNE RJ11 2M BIAŁE | 16.4 | 1 | NR | 16.1 | 1 | NR | 1.863% | OFFICIAL | 1DM03G01F1512A8100 | 30 | 1DM | BUILDING | 03G | CHORUSMART DOM.RANG. | 01F | BASIC CHORUSMART | 1 | 24 | NR | 229.206 | CCM | 28.246 | 24.534 | G | 8011564823761 | 8011564823761 | 8011564965751 | 85366930
GW10633AB | RED PROTRUDING INDICATOR LAMP 3W 2M AB | CZERW. WYPUKŁA LAMPKA WSKAŹNIK. 3W 2M AB | 32.8 | 1 | NR | 32.2 | 1 | NR | 1.863% | OFFICIAL | 1DM03G01F1350I8100 | 30 | 1DM | BUILDING | 03G | CHORUSMART DOM.RANG. | 01F | BASIC CHORUSMART | 1 | 24 | NR | 277.888 | CCM | 49.976 | 44.062 | G | 8034035071638 | 8034035071638 | 8034035454172 | 85308000
GW11039 | BADGE SWITCH 1P 2M IVORY | ŁĄCZ. NA KARTĘ IDENTYFIK. 1P 2M KOŚĆ SŁ | 16.4 | 1 | NR | 16.1 | 1 | NR | 1.863% | OFFICIAL | 1DM03G01F1522A1100 | 30 | 1DM | BUILDING | 03G | CHORUSMART DOM.RANG. | 01F | BASIC CHORUSMART | 1 | 6 | NR | 269.522 | CCM | 50.766 | 40.341 | G | 8011564827318 | 8011564827318 | 8011564968608 | 85389099
GW11401 | TELEPHONE CONNECTOR RJ11 1M IVORY | GNIAZDO TELEFONICZNE RJ11 1M KOŚĆ SŁON. | 16.4 | 1 | NR | 16.1 | 1 | NR | 1.863% | OFFICIAL | 1DM03G01F1522A9100 | 30 | 1DM | BUILDING | 03G | CHORUSMART DOM.RANG. | 01F | BASIC CHORUSMART | 1 | 24 | NR | 229.206 | CCM | 22.465 | 16.086 | G | 8011564257740 | 8011564257740 | 8011564601635 | 85366930
GW14602 | RINGER, 230VAC-50Hz 8VA 1M TITANIUM | DZWONEK, 230VAC-50Hz 8VA 1M TYTAN | 32.8 | 1 | NR | 32.2 | 1 | NR | 1.863% | OFFICIAL | 1DM03G01F1552BC100 | 30 | 1DM | BUILDING | 03G | CHORUSMART DOM.RANG. | 01F | BASIC CHORUSMART | 1 | 24 | NR | 158.172 | CCM | 65.417 | 58.875 | G | 8011564268258 | 8011564268258 | 8011564616691 | 85318040
GW16204MC | LUX PLATE 4-GANG CHROME | RAMKA LUX 4 MODUŁY CHROM | 49.2 | 1 | NR | 48.3 | 1 | NR | 1.863% | OFFICIAL | 1DM03G01F1612E6100 | 40 | 1DM | BUILDING | 03G | CHORUSMART DOM.RANG. | 01F | BASIC CHORUSMART | 6 | 6 | NR | 430.588 | CCM | 76.667 | 69 | G | 8011564272811 | 8011564621572 | 8011564621572 | 85389099
GW16204MO | LUX PLATE 4-GANG GOLD | RAMKA LUX 4 MODUŁY ZŁOTO | 49.2 | 1 | NR | 48.3 | 1 | NR | 1.863% | OFFICIAL | 1DM03G01F1612E8100 | 40 | 1DM | BUILDING | 03G | CHORUSMART DOM.RANG. | 01F | BASIC CHORUSMART | 6 | 6 | NR | 430.588 | CCM | 80 | 70 | G | 8011564272859 | 8011564621619 | 8011564621619 | 85389099
GW16228TB | LUX INT. PLATE 2+2+2+2M H.WHITE | RAMK.LUX INTERN.2+2+2+2M POZ.M.BIAŁA | 49.2 | 1 | NR | 48.3 | 1 | NR | 1.863% | OFFICIAL | 1DM03G01F1632EY100 | 30 | 1DM | BUILDING | 03G | CHORUSMART DOM.RANG. | 01F | BASIC CHORUSMART | 12 | 12 | NR | 895.781 | CCM | 161 | 160 | G | 8011564294226 | 8011564294226 | 8011564294226 | 85389099
GW16228TN | LUX INT. PLATE, 2+2+2+2G H TONER BLACK | RAMK. LUX INTERN. 2+2+2+2M POZ.CZARNY | 49.2 | 1 | NR | 48.3 | 1 | NR | 1.863% | OFFICIAL | 1DM03G01F1632F0100 | 30 | 1DM | BUILDING | 03G | CHORUSMART DOM.RANG. | 01F | BASIC CHORUSMART | 12 | 12 | NR | 895.781 | CCM | 160.333 | 160 | G | 8011564294233 | 8011564294233 | 8011564294233 | 85389099
GW16228YB | LUX INT. PLATE 2+2+2+2P O.MONOCHROME WHI | RAMK. LUX INTERN. 2+2+2+2M O.MONOCHR.BIA | 49.2 | 1 | NR | 48.3 | 1 | NR | 1.863% | OFFICIAL | 1DM03G01F1632F7100 | 30 | 1DM | BUILDING | 03G | CHORUSMART DOM.RANG. | 01F | BASIC CHORUSMART | 1 | 12 | NR | 895.781 | CCM | 153.313 | 132 | G | 8011564835122 | 8011564835122 | 8011564835122 | 85389099
GW16229TB | LUX INT. PLATE 2+2+2+2M V.WHITE | RAMK. LUX INTERN. 2+2+2+2M PI M.BIAŁA | 49.2 | 1 | NR | 48.3 | 1 | NR | 1.863% | OFFICIAL | 1DM03G01F1632EY100 | 30 | 1DM | BUILDING | 03G | CHORUSMART DOM.RANG. | 01F | BASIC CHORUSMART | 6 | 12 | NR | 792 | CCM | 152.5 | 150 | G | 8011564294370 | 8011564294370 | 8011564294370 | 85389099
GW16229TN | LUX INT. PLATE, 2+2+2+2G V TONER BLACK | RAMK. LUX INTERN. 2+2+2+2M PIO CZARNY | 49.2 | 1 | NR | 48.3 | 1 | NR | 1.863% | OFFICIAL | 1DM03G01F1632F0100 | 30 | 1DM | BUILDING | 03G | CHORUSMART DOM.RANG. | 01F | BASIC CHORUSMART | 6 | 6 | NR | 792 | CCM | 149.333 | 134.4 | G | 8011564294387 | 8011564294387 | 8011564294387 | 85389099
GW16229YB | LUX INT. PLATE 2+2+2+2P V.MONOCHROME WHI | RAMK.LUX INTERN.2+2+2+2M PI.MONOCHR.BIA | 49.2 | 1 | NR | 48.3 | 1 | NR | 1.863% | OFFICIAL | 1DM03G01F1632F7100 | 30 | 1DM | BUILDING | 03G | CHORUSMART DOM.RANG. | 01F | BASIC CHORUSMART | 1 | 12 | NR | 895.781 | CCM | 140.713 | 119 | G | 8011564835115 | 8011564835115 | 8011564835115 | 85389099
GW10138 | PUSH-BUTTON, 1M 1P NC+NO 16A STOP WHITE | PRZYCISK, 1M 1P NC+NO 16A STOP BIAŁY | 8.2 | 1 | NR | 8.05 | 1 | NR | 1.863% | OFFICIAL | 1DM03G01F1512A0100 | 30 | 1DM | BUILDING | 03G | CHORUSMART DOM.RANG. | 01F | BASIC CHORUSMART | 12 | 24 | NR | 107.647 | CCM | 32.5 | 25.902 | G | 8011564260771 | 8011564606609 | 8011564606616 | 85365080
GW10139 | PUSH-BUTTON, 1M 1P NO+NC 16A RUN WHITE | PRZYCISK, 1M 1P NO+NC 16A RUN BIAŁY | 8.2 | 1 | NR | 8.05 | 1 | NR | 1.863% | OFFICIAL | 1DM03G01F1512A0100 | 30 | 1DM | BUILDING | 03G | CHORUSMART DOM.RANG. | 01F | BASIC CHORUSMART | 12 | 24 | NR | 107.647 | CCM | 32.333 | 25.902 | G | 8011564260788 | 8011564606623 | 8011564606630 | 85365080
GW10162 | PUSH-BUTTON 1/2M 1P NO 10A ILL LOC WHITE | PRZYCISK, 1/2M 1P NO 10A PODŚW BLOK BIAŁ | 8.2 | 1 | NR | 8.05 | 1 | NR | 1.863% | OFFICIAL | 1DM03G01F1512A0100 | 30 | 1DM | BUILDING | 03G | CHORUSMART DOM.RANG. | 01F | BASIC CHORUSMART | 6 | 24 | NR | 67.38 | CCM | 17.292 | 15 | G | 8011564261037 | 8011564607026 | 8011564607033 | 85365080
GW10172 | PUSH-BUTTON, 2M 1P NO 16A ILL LOC WHITE | PRZYCISK, 2M 1P NO 16A PODŚW BLOK BIAŁY | 8.2 | 1 | NR | 8.05 | 1 | NR | 1.863% | OFFICIAL | 1DM03G01F1512A0100 | 30 | 1DM | BUILDING | 03G | CHORUSMART DOM.RANG. | 01F | BASIC CHORUSMART | 6 | 24 | NR | 168.328 | CCM | 36 | 25.086 | G | 8011564258617 | 8011564603271 | 8011564603288 | 85365080
GW10173 | PUSH-BUTTON, 2M 1P NO 16A ILL SIG WHITE | PRZYCISK, 2M 1P NO 16A PODŚW SIG BIAŁY | 8.2 | 1 | NR | 8.05 | 1 | NR | 1.863% | OFFICIAL | 1DM03G01F1512A0100 | 30 | 1DM | BUILDING | 03G | CHORUSMART DOM.RANG. | 01F | BASIC CHORUSMART | 6 | 24 | NR | 168.328 | CCM | 36 | 24.982 | G | 8011564258631 | 8011564603318 | 8011564603325 | 85365080
GW11172 | PUSH-BUTTON, 2M 1P NO 16A ILL LOC IVORY | PRZYCISK, 2M 1P NO 16A PODŚW BLOK KOŚĆ S | 8.2 | 1 | NR | 8.05 | 1 | NR | 1.863% | OFFICIAL | 1DM03G01F1522A1100 | 30 | 1DM | BUILDING | 03G | CHORUSMART DOM.RANG. | 01F | BASIC CHORUSMART | 6 | 24 | NR | 168.328 | CCM | 35.446 | 24.904 | G | 8011564258426 | 8011564602892 | 8011564602908 | 85365080
GW11173 | PUSH-BUTTON, 2M 1P NO 16A ILL SIG IVORY | PRZYCISK, 2M 1P NO 16A PODŚW SYG KOŚĆ S | 8.2 | 1 | NR | 8.05 | 1 | NR | 1.863% | OFFICIAL | 1DM03G01F1522A1100 | 30 | 1DM | BUILDING | 03G | CHORUSMART DOM.RANG. | 01F | BASIC CHORUSMART | 6 | 24 | NR | 168.328 | CCM | 35.333 | 24.791 | G | 8011564258402 | 8011564602854 | 8011564602861 | 85365080
GW16112VT | ONE PLATE 12-GANG TITANIUM | RAMKA ONE 12 MODUŁÓW TYTAN | 38.3 | 1 | NR | 37.6 | 1 | NR | 1.862% | OFFICIAL | 1DM03G01F1572CQ100 | 30 | 1DM | BUILDING | 03G | CHORUSMART DOM.RANG. | 01F | BASIC CHORUSMART | 6 | 6 | NR | 916.825 | CCM | 75 | 67.5 | G | 8011564271289 | 8011564619982 | 8011564619982 | 85389099
GW10572AAB | UNIVERSAL PUSH-BUTTON ELEC.REGULATOR AB | EL. REGULATOR UNIWERSALNY 1M AB | 93.1 | 1 | NR | 91.4 | 1 | NR | 1.86% | OFFICIAL | 1DM03G01F1350FN100 | 30 | 1DM | BUILDING | 03G | CHORUSMART DOM.RANG. | 01F | BASIC CHORUSMART | 1 | 12 | NR | 458.413 | CCM | 22 | 21.014 | G | 8034035071607 | 8034035071607 | 8034035454141 | 85365080
GW16206XB | LUX PLATE 6P METAL WHITE MONOCHROME | RAMKA LUX 6M METAL BIAŁY MONOCHROM | 54.8 | 1 | NR | 53.8 | 1 | NR | 1.859% | OFFICIAL | 1DM03G01F1612EP100 | 40 | 1DM | BUILDING | 03G | CHORUSMART DOM.RANG. | 01F | BASIC CHORUSMART | 6 | 6 | NR | 470.313 | CCM | 159.213 | 142.396 | G
GW16206XT | LUX PLATE 6P METAL TITANIUM MONOCHROME | RAMKA LUX 6M METAL TYTAN MONOCHROM | 54.8 | 1 | NR | 53.8 | 1 | NR | 1.859% | OFFICIAL | 1DM03G01F1612EN100 | 40 | 1DM | BUILDING | 03G | CHORUSMART DOM.RANG. | 01F | BASIC CHORUSMART | 6 | 6 | NR | 470.313 | CCM | 172 | 155 | G
GW14904 | TOUCH ONE-WAY SWITCH 1M TITAN | DOTYKOWY ŁĄCZNIK POJEDYNCZY 1M TYTAN | 71.3 | 1 | NR | 70 | 1 | NR | 1.857% | OFFICIAL | 1DM03G01F1552BE100 | 40 | 1DM | BUILDING | 03G | CHORUSMART DOM.RANG. | 01F | BASIC CHORUSMART | 1 | 12 | NR | 709.772 | CCM | 33.349 | 17.857 | G | 8011564759336 | 8011564759336 | 8011564903623 | 85365080
GW12311 | INT SOC+MIN.C.BR. 2M 1P+N 16A P17/11 B | GN Z BLOK+MIN.WYŁ. 2M 1P+N 16A P17/11 B | 87.8 | 1 | NR | 86.2 | 1 | NR | 1.856% | OFFICIAL | 1DM03G01F1532AM100 | 30 | 1DM | BUILDING | 03G | CHORUSMART DOM.RANG. | 01F | BASIC CHORUSMART | 1 | 6 | NR | 269.522 | CCM | 116.333 | 104.7 | G | 8011564267329 | 8011564267329 | 8011564644342 | 85366990
GW13311 | INT S.O. 2M 2P+E 16A P17/11-MCB 1P+N B | GN.PRZEŁ.+PRZ.MAGN.2M 1P+N 16A P17/11 BE | 87.8 | 1 | NR | 86.2 | 1 | NR | 1.856% | OFFICIAL | 1DM03G01F1330AS100 | 30 | 1DM | BUILDING | 03G | CHORUSMART DOM.RANG. | 01F | BASIC CHORUSMART | 1 | 6 | NR | 269.522 | CCM | 128.379 | 101.457 | G | 8034035072833 | 8034035072833 | 8034035456442 | 85366990
GW15311 | INT S.O. 2M 2P+E 16A P17/11-MCB 1P+N W | GN.PRZ.+PRZ.MAGN.2M 1P+N 16A P17/11 B. | 87.8 | 1 | NR | 86.2 | 1 | NR | 1.856% | OFFICIAL | 1DM03G01F1310AA100 | 30 | 1DM | BUILDING | 03G | CHORUSMART DOM.RANG. | 01F | BASIC CHORUSMART | 1 | 6 | NR | 269.522 | CCM | 128.379 | 101.457 | G | 8034035075537 | 8034035075537 | 8034035460180 | 85366990
GW10574 | ELEC.REGUL. AIR AGIT. 230V 55-80VA CH/WH | REG. EL. WENT.POW. 230V 55-80VA CH/B | 71.4 | 1 | NR | 70.1 | 1 | NR | 1.854% | OFFICIAL | 1DM03G01F1512AE100 | 40 | 1DM | BUILDING | 03G | CHORUSMART DOM.RANG. | 01F | BASIC CHORUSMART | 1 | 12 | NR | 161.828 | CCM | 48.667 | 37.955 | G | 0 | 0 | 0 | 0
GW10007AB | 1-WAY SWITCH 1M 2P 25AX HEAVY DUTY AB | PRZERYW.1M 2P 25AX POW. UTRUD. AB | 38.5 | 1 | NR | 37.8 | 1 | NR | 1.852% | OFFICIAL | 1DM03G01F1350FN100 | 30 | 1DM | BUILDING | 03G | CHORUSMART DOM.RANG. | 01F | BASIC CHORUSMART | 12 | 24 | NR | 80.914 | CCM | 30.466 | 28.228 | G | 8034035070761 | 8034035453663 | 8034035453670 | 85365080
GW10592 | INFRARED MOVEMENT DETECTOR 2M WHITE | CZUJNIK RUCHU NA PODCZERWIEŃ 2M BIAŁY | 165 | 1 | NR | 162 | 1 | NR | 1.852% | OFFICIAL | 1DM03G01F1512A0100 | 40 | 1DM | BUILDING | 03G | CHORUSMART DOM.RANG. | 01F | BASIC CHORUSMART | 1 | 2 | NR | 808.565 | CCM | 125 | 112.5 | G | 8011564262324 | 8011564262324 | 8011564608610 | 85365080
GW12611 | RINGER 3 IND INPUTS 12V AC/DC 2M BLACK | DZWONEK 3 WEJŚCIA NIEZAL. 12V AC/DC 2M C | 165 | 1 | NR | 162 | 1 | NR | 1.852% | OFFICIAL | 1DM03G01F1532AU100 | 40 | 1DM | BUILDING | 03G | CHORUSMART DOM.RANG. | 01F | BASIC CHORUSMART | 1 | 6 | NR | 269.522 | CCM | 73.333 | 50.733 | G | 8011564267947 | 8011564267947 | 8011564616387 | 85318040
GW12666 | AUT. EMERGENCY LAMP 230V AC 50/60Hz 2h B | AUT. LAMPA AWAR. 230VAC 50/60Hz 2h CZ | 165 | 1 | NR | 162 | 1 | NR | 1.852% | OFFICIAL | 1DM03G01F1532AU100 | 30 | 1DM | BUILDING | 03G | CHORUSMART DOM.RANG. | 01F | BASIC CHORUSMART | 1 | 2 | NR | 2019.938 | CCM | 350 | 300 | G | 8011564267428 | 8011564267428 | 8011564615694 | 85131000
GW13611 | RINGER, 3 IND INPUTS 12V AC/DC 2M BEIGE | DZWONEK 3 WEJ.ADR.12V ac/dc 2M BEŻ | 165 | 1 | NR | 162 | 1 | NR | 1.852% | OFFICIAL | 1DM03G01F1330FC100 | 40 | 1DM | BUILDING | 03G | CHORUSMART DOM.RANG. | 01F | BASIC CHORUSMART | 1 | 6 | NR | 269.522 | CCM | 54.388 | 35.926 | G | 8034035073656 | 8034035073656 | 8034035457449 | 85318040
GW13666 | AUT. EMERGENCY LAMP, 230VAC 50/60Hz 2h B | NIEZAL.ŚW.AWAR.230V ac 50/60Hz 2h BE | 165 | 1 | NR | 162 | 1 | NR | 1.852% | OFFICIAL | 1DM03G01F1330FC100 | 30 | 1DM | BUILDING | 03G | CHORUSMART DOM.RANG. | 01F | BASIC CHORUSMART | 1 | 2 | NR | 2019.938 | CCM | 433.215 | 283.429 | G | 8034035073861 | 8034035073861 | 8034035457692 | 85131000
GW14140 | P-BUTTON 1M 1P NO+NO 10A INTERLOCK T | PRZYCISK 1M 1P NO+NO 10A BLOKADA TYTAN | 16.5 | 1 | NR | 16.2 | 1 | NR | 1.852% | OFFICIAL | 1DM03G01F1552B0100 | 30 | 1DM | BUILDING | 03G | CHORUSMART DOM.RANG. | 01F | BASIC CHORUSMART | 12 | 24 | NR | 107.647 | CCM | 17.208 | 15.5 | G | 8011564265929 | 8011564613386 | 8011564613379 | 85365080
GW15611 | RINGER, 3 IND INPUTS 12V AC/DC 2M WHITE | DZWONEK 3 INGR.IND.12V ac/dc 2M BIAŁY | 165 | 1 | NR | 162 | 1 | NR | 1.852% | OFFICIAL | 1DM03G01F1310AI100 | 40 | 1DM | BUILDING | 03G | CHORUSMART DOM.RANG. | 01F | BASIC CHORUSMART | 1 | 6 | NR | 269.522 | CCM | 54.388 | 35.926 | G | 8034035076350 | 8034035076350 | 8034035461187 | 85318040
GW15666 | AUT. EMERGENCY LAMP, 230VAC 50/60Hz 2h W | LAMP.NIEZAL. AWAR.230V ac 50/60Hz 2h B. | 165 | 1 | NR | 162 | 1 | NR | 1.852% | OFFICIAL | 1DM03G01F1310AI100 | 30 | 1DM | BUILDING | 03G | CHORUSMART DOM.RANG. | 01F | BASIC CHORUSMART | 1 | 2 | NR | 2019.938 | CCM | 433.215 | 283.429 | G | 8034035076565 | 8034035076565 | 8034035461439 | 85131000
GW16903CL | ICE PLATE 3M NATURAL BEIGE | RAMKA ICE 3P NATURAL. BEŻ | 110 | 1 | NR | 108 | 1 | NR | 1.852% | OFFICIAL | 1DM03G01F1622D7100 | 30 | 1DM | BUILDING | 03G | CHORUSMART DOM.RANG. | 01F | BASIC CHORUSMART | 1 | 16 | NR | 1032.5 | CCM | 164.436 | 81.239 | G | 8034035070594 | 8034035070594 | 8034035070594 | 85389099
GW16904CL | ICE PLATE 4M NATURAL BEIGE | RAMKA ICE 4P NATURAL. BEŻ | 110 | 1 | NR | 108 | 1 | NR | 1.852% | OFFICIAL | 1DM03G01F1622D7100 | 30 | 1DM | BUILDING | 03G | CHORUSMART DOM.RANG. | 01F | BASIC CHORUSMART | 1 | 12 | NR | 1376.667 | CCM | 199.626 | 90.324 | G | 8034035070600 | 8034035070600 | 8034035070600 | 85389099
GW10032F | 1-WAY SWITCH, 2M 1P 16AX ILL LOC R.W. W | ŁĄCZNIK POJ. 2M 1P 16AX PODŚ BLOK ZAC.B | 11 | 1 | NR | 10.8 | 1 | NR | 1.852% | OFFICIAL | 1DM03G01F1512A2100 | 30 | 1DM | BUILDING | 03G | CHORUSMART DOM.RANG. | 01F | BASIC CHORUSMART | 6 | 24 | NR | 277.888 | CCM | 41.542 | 37.387 | G | 8011564258754 | 8011564603554 | 8011564603561 | 85365080
GW10033F | 1-WAY SWITCH, 2M 1P 16AX ILL SIG R.W. W | ŁĄCZNIK POJ. 2M 1P 16AX PODŚW SYG ZAC.B | 11 | 1 | NR | 10.8 | 1 | NR | 1.852% | OFFICIAL | 1DM03G01F1512A2100 | 30 | 1DM | BUILDING | 03G | CHORUSMART DOM.RANG. | 01F | BASIC CHORUSMART | 6 | 24 | NR | 277.888 | CCM | 41.292 | 37.162 | G | 8011564258778 | 8011564603592 | 8011564603608 | 85365080
GW10121 | 3-WAY SWITCH, 1M 1P 10AX UP-DOWN WHITE | ŁĄCZNIK PODW., 1M 1P 10AX GÓRA-DÓŁ BIAŁ | 11 | 1 | NR | 10.8 | 1 | NR | 1.852% | OFFICIAL | 1DM03G01F1512A0100 | 30 | 1DM | BUILDING | 03G | CHORUSMART DOM.RANG. | 01F | BASIC CHORUSMART | 12 | 24 | NR | 107.647 | CCM | 29.5 | 22.898 | G | 8011564257603 | 8011564601475 | 8011564601482 | 85365080
GW10142 | P-BUTTON, 1M 1P NO 16A GREEN LAMP, WHITE | PRZYCISK, 1M 1P NO 16A ZIEL. LAMP. BIAŁY | 11 | 1 | NR | 10.8 | 1 | NR | 1.852% | OFFICIAL | 1DM03G01F1512A0100 | 30 | 1DM | BUILDING | 03G | CHORUSMART DOM.RANG. | 01F | BASIC CHORUSMART | 12 | 24 | NR | 107.647 | CCM | 25.958 | 23.362 | G | 8011564260801 | 8011564606661 | 8011564606678 | 85365080
GW10143 | P-BUTTON, 1M 1P NO 16A RED LAMP, WHITE | PRZYCISK, 1M 1P NO 16A CZER. LAMP. BIAŁY | 11 | 1 | NR | 10.8 | 1 | NR | 1.852% | OFFICIAL | 1DM03G01F1512A0100 | 30 | 1DM | BUILDING | 03G | CHORUSMART DOM.RANG. | 01F | BASIC CHORUSMART | 12 | 24 | NR | 107.647 | CCM | 25.542 | 22.987 | G | 8011564260818 | 8011564606685 | 8011564606692 | 85365080
GW10144 | P-BUTTON 1M 1P NO 16A TRANSP LAMP, WHITE | PRZYCISK 1M 1P NO 16A PRZEŹ. LAMP. BIAŁY | 11 | 1 | NR | 10.8 | 1 | NR | 1.852% | OFFICIAL | 1DM03G01F1512A0100 | 30 | 1DM | BUILDING | 03G | CHORUSMART DOM.RANG. | 01F | BASIC CHORUSMART | 12 | 24 | NR | 107.647 | CCM | 25.958 | 23.362 | G | 8011564260825 | 8011564606708 | 8011564606715 | 85365080
GW10196 | BLANKING MODULE 1M CABLE OUTPUT WHITE | MODUŁ ZAŚLEPIAJĄCY 1M WYJŚCIE KABL BIAŁY | 5.5 | 1 | NR | 5.4 | 1 | NR | 1.852% | OFFICIAL | 1DM03G01F1512A0100 | 30 | 1DM | BUILDING | 03G | CHORUSMART DOM.RANG. | 01F | BASIC CHORUSMART | 1 | 48 | NR | 114.603 | CCM | 20.35 | 16.48 | G | 8011564258945 | 8011564258945 | 8011564603783 | 85389099
GW10451AB | SELV SOCKET 2P 6A 24V 1M AB | GNIAZDO SELV 2P 6A 24V 1M AB | 11 | 1 | NR | 10.8 | 1 | NR | 1.852% | OFFICIAL | 1DM03G01F1350I4100 | 30 | 1DM | BUILDING | 03G | CHORUSMART DOM.RANG. | 01F | BASIC CHORUSMART | 12 | 24 | NR | 117.345 | CCM | 19.404 | 19.404 | G | 8034035071591 | 8034035454127 | 8034035454134 | 85366930
GW10628 | DOUBLE TRANSPARENT INDICATOR LAMP, WHITE | PODWÓJNA PRZEŹR. LAMPKA WSKAŹNIK. B | 11 | 1 | NR | 10.8 | 1 | NR | 1.852% | OFFICIAL | 1DM03G01F1512AC100 | 30 | 1DM | BUILDING | 03G | CHORUSMART DOM.RANG. | 01F | BASIC CHORUSMART | 1 | 24 | NR | 80.914 | CCM | 16.29 | 13.004 | G | 8011564259645 | 8011564259645 | 8011564604483 | 85308000
GW10629 | DOUBLE RED/GREEN INDICATOR LAMP, WHITE | PODWÓJNA CZERW/ZIEL. LAMPKA WSKAŹNIK. B | 11 | 1 | NR | 10.8 | 1 | NR | 1.852% | OFFICIAL | 1DM03G01F1512AC100 | 30 | 1DM | BUILDING | 03G | CHORUSMART DOM.RANG. | 01F | BASIC CHORUSMART | 1 | 24 | NR | 80.914 | CCM | 16.29 | 13.565 | G | 8011564259652 | 8011564259652 | 8011564604490 | 85308000
GW11121 | 3-WAY SWITCH, 1M 1P 10AX UP-DOWN IVORY | ŁĄCZNIK PODW. 1M 1P 10AX GÓRA-DÓŁ KOŚĆ S | 11 | 1 | NR | 10.8 | 1 | NR | 1.852% | OFFICIAL | 1DM03G01F1522A1100 | 30 | 1DM | BUILDING | 03G | CHORUSMART DOM.RANG. | 01F | BASIC CHORUSMART | 12 | 24 | NR | 107.647 | CCM | 29.786 | 23.482 | G | 8011564257610 | 8011564601499 | 8011564601505 | 85365080
GW11196 | BLANKING MODULE 1M CABLE OUTPUT IVORY | MODUŁ ZAŚLEP. 1M WYJŚCIE KABL KOŚĆ SŁ | 5.5 | 1 | NR | 5.4 | 1 | NR | 1.852% | OFFICIAL | 1DM03G01F1522A1100 | 30 | 1DM | BUILDING | 03G | CHORUSMART DOM.RANG. | 01F | BASIC CHORUSMART | 1 | 48 | NR | 114.603 | CCM | 18.11 | 16.171 | G | 8011564258983 | 8011564258983 | 8011564603820 | 85389099
GW11629 | DOUBLE RED/GREEN INDICATOR LAMP, IVORY | PODWÓJNA CZERW/ZIEL. LAMPKA WSKAŹNIK. KS | 11 | 1 | NR | 10.8 | 1 | NR | 1.852% | OFFICIAL | 1DM03G01F1522AD100 | 40 | 1DM | BUILDING | 03G | CHORUSMART DOM.RANG. | 01F | BASIC CHORUSMART | 1 | 24 | NR | 80.914 | CCM | 15.638 | 13.409 | G | 8011564259713 | 8011564259713 | 8011564604551 | 85308000
GW12004 | 1-WAY SWITCH, 1M 2P 16AX BLACK | ŁĄCZNIK POJ., 1M 2P 16AX CZARNY | 11 | 1 | NR | 10.8 | 1 | NR | 1.852% | OFFICIAL | 1DM03G01F1532AI100 | 30 | 1DM | BUILDING | 03G | CHORUSMART DOM.RANG. | 01F | BASIC CHORUSMART | 12 | 48 | NR | 84.164 | CCM | 30.65 | 25.475 | G | 8011564265264 | 8011564612181 | 8011564612198 | 85365080
GW12134 | PUSH-BUTTON 1M 2P NO 16A BLACK | PRZYCISK, 1M 2P NO 16A CZARNY | 11 | 1 | NR | 10.8 | 1 | NR | 1.852% | OFFICIAL | 1DM03G01F1532AI100 | 30 | 1DM | BUILDING | 03G | CHORUSMART DOM.RANG. | 01F | BASIC CHORUSMART | 12 | 24 | NR | 80.914 | CCM | 32.042 | 28.838 | G | 8011564269545 | 8011564618398 | 8011564618404 | 85365080
GW12247 | SOCKET 2M 2P+E 16A FRENCH ST BLACK | GNIAZDO, 2M 2P+E 16A ST FRANCUSKI CZARNE | 11 | 1 | NR | 10.8 | 1 | NR | 1.852% | OFFICIAL | 1DM03G01F1532AM100 | 30 | 1DM | BUILDING | 03G | CHORUSMART DOM.RANG. | 01F | BASIC CHORUSMART | 6 | 48 | NR | 177.443 | CCM | 50.416 | 34.641 | G | 8011564266933 | 8011564615021 | 8011564615038 | 85366990
GW12491 | FUSE HOLDER 16A 250V AC 1M BLACK | UCHWYT BEZPIECZNIKA 16A 250V AC 1M CZARN | 11 | 1 | NR | 10.8 | 1 | NR | 1.852% | OFFICIAL | 1DM03G01F1532AS100 | 30 | 1DM | BUILDING | 03G | CHORUSMART DOM.RANG. | 01F | BASIC CHORUSMART | 1 | 12 | NR | 134.761 | CCM | 31.201 | 25.701 | G | 8011564268234 | 8011564268234 | 8011564616677 | 85361050
GW13004 | 1-WAY SWITCH, 1M 2P 16AX BEIGE | PRZYCISK 1M 2P 16AX BEŻ | 11 | 1 | NR | 10.8 | 1 | NR | 1.852% | OFFICIAL | 1DM03G01F1330AO100 | 30 | 1DM | BUILDING | 03G | CHORUSMART DOM.RANG. | 01F | BASIC CHORUSMART | 12 | 48 | NR | 84.164 | CCM | 30.476 | 25.52 | G | 8034035071683 | 8034035454257 | 8034035454264 | 85365080
GW13134 | PUSH-BUTTON, 1M 2P NO 16A BEIGE | PRZYCISK 1M 2P NA 16A BEŻ | 11 | 1 | NR | 10.8 | 1 | NR | 1.852% | OFFICIAL | 1DM03G01F1330AO100 | 30 | 1DM | BUILDING | 03G | CHORUSMART DOM.RANG. | 01F | BASIC CHORUSMART | 12 | 24 | NR | 80.914 | CCM | 31.727 | 25.646 | G | 8034035072215 | 8034035455285 | 8034035455292 | 85365080
GW13247 | SOCKET OUTLET 2M 2P+E 16A FR ST BEIGE | GNIAZDO 2M 2P+T 16A ST.FRA.BEŻ | 11 | 1 | NR | 10.8 | 1 | NR | 1.852% | OFFICIAL | 1DM03G01F1330AS100 | 30 | 1DM | BUILDING | 03G | CHORUSMART DOM.RANG. | 01F | BASIC CHORUSMART | 6 | 48 | NR | 177.443 | CCM | 45.802 | 39.666 | G | 8034035072673 | 8034035456145 | 8034035456152 | 85366990
GW13491 | FUSE HOLDER 16A 250V AC 1M BEIGE | UCHWYT BEZP. 16A 250V ac 1M BEŻ | 11 | 1 | NR | 10.8 | 1 | NR | 1.852% | OFFICIAL | 1DM03G01F1330AY100 | 30 | 1DM | BUILDING | 03G | CHORUSMART DOM.RANG. | 01F | BASIC CHORUSMART | 1 | 12 | NR | 134.761 | CCM | 32.818 | 25.157 | G | 8034035073380 | 8034035073380 | 8034035457067 | 85361050
GW15004 | 1-WAY SWITCH, 1M 2P 16AX WHITE | PRZYC.1M 2P 16AX BIAŁY | 11 | 1 | NR | 10.8 | 1 | NR | 1.852% | OFFICIAL | 1DM03G01F1310A6100 | 30 | 1DM | BUILDING | 03G | CHORUSMART DOM.RANG. | 01F | BASIC CHORUSMART | 12 | 48 | NR | 84.164 | CCM | 30.476 | 25.52 | G | 8034035074387 | 8034035457999 | 8034035458002 | 85365080
GW15134 | PUSH-BUTTON, 1M 2P NO 16A WHITE | PRZYCISK 1M 2P NA 16A BIAŁY | 11 | 1 | NR | 10.8 | 1 | NR | 1.852% | OFFICIAL | 1DM03G01F1310A6100 | 30 | 1DM | BUILDING | 03G | CHORUSMART DOM.RANG. | 01F | BASIC CHORUSMART | 12 | 24 | NR | 80.914 | CCM | 31.727 | 25.646 | G | 8034035074912 | 8034035459023 | 8034035459030 | 85365080
GW15247 | SOCKET OUTLET 2M 2P+E 16A FR ST WHITE | GNIAZDO 2M 2P+T 16A ST.FRA.BIAŁY | 11 | 1 | NR | 10.8 | 1 | NR | 1.852% | OFFICIAL | 1DM03G01F1310AA100 | 30 | 1DM | BUILDING | 03G | CHORUSMART DOM.RANG. | 01F | BASIC CHORUSMART | 6 | 48 | NR | 177.443 | CCM | 41.682 | 39.666 | G | 8034035075377 | 8034035459887 | 8034035459894 | 85366990
GW15491 | FUSE HOLDER 16A 250V AC 1M WHITE | UCHWYT BEZP. 16A 250V ac 1M BIAŁY | 11 | 1 | NR | 10.8 | 1 | NR | 1.852% | OFFICIAL | 1DM03G01F1310AG100 | 30 | 1DM | BUILDING | 03G | CHORUSMART DOM.RANG. | 01F | BASIC CHORUSMART | 1 | 12 | NR | 134.761 | CCM | 32.818 | 25.157 | G | 8034035076084 | 8034035076084 | 8034035460807 | 85361050
GW16804 | SUPPORT, ITALIAN STANDARD, 4-GANG | WSPORNIK, STANDARD WŁOSKI 4 MODUŁY | 2.75 | 1 | NR | 2.7 | 1 | NR | 1.852% | OFFICIAL | 1DM03G01F1672BU100 | 30 | 1DM | BUILDING | 03G | CHORUSMART DOM.RANG. | 01F | BASIC CHORUSMART | 12 | 120 | NR | 192.563 | CCM | 26.583 | 23.925 | G | 8011564274792 | 8011564622760 | 8011564622777 | 85389099
GW12656 | STAIR LAMP 12VAC/DC-230VAC TRANSP 4M B | LAMPA SCHODY 12VAC/DC-230VAC PRZEŹ. 4M C | 88.1 | 1 | NR | 86.5 | 1 | NR | 1.85% | OFFICIAL | 1DM03G01F1532AU100 | 30 | 1DM | BUILDING | 03G | CHORUSMART DOM.RANG. | 01F | BASIC CHORUSMART | 1 | 2 | NR | 1410.938 | CCM | 200.5 | 180.45 | G | 8011564267404 | 8011564267404 | 8011564615687 | 85308000
GW13656 | STAIR LAMP 12VAC/DC-230VAC TRANSP 4M B | ZN. KROK. 12Vac/dc-230Vac TRASP.4M BEŻ | 88.1 | 1 | NR | 86.5 | 1 | NR | 1.85% | OFFICIAL | 1DM03G01F1330FC100 | 30 | 1DM | BUILDING | 03G | CHORUSMART DOM.RANG. | 01F | BASIC CHORUSMART | 1 | 2 | NR | 1410.938 | CCM | 167.123 | 57.057 | G | 8034035073823 | 8034035073823 | 8034035457654 | 85308000
GW15656 | STAIR LAMP 12VAC/DC-230VAC TRANSP 4M W | ZN. KR. 12Vac/dc-230Vac TRASP.4M BIA. | 88.1 | 1 | NR | 86.5 | 1 | NR | 1.85% | OFFICIAL | 1DM03G01F1310AI100 | 30 | 1DM | BUILDING | 03G | CHORUSMART DOM.RANG. | 01F | BASIC CHORUSMART | 1 | 2 | NR | 1410.938 | CCM | 167.123 | 57.057 | G | 8034035076527 | 8034035076527 | 8034035461392 | 85308000
GW12423 | CONNECTOR RJ45 1M CAT.6 UTP CHORUS B | GNIAZDO RJ45 1M KAT.6 UTP CHORUS CZ | 27.6 | 1 | NR | 27.1 | 1 | NR | 1.845% | OFFICIAL | 1DM03G01F1532AQ100 | 30 | 1DM | BUILDING | 03G | CHORUSMART DOM.RANG. | 01F | BASIC CHORUSMART | 1 | 24 | NR | 229.206 | CCM | 40.417 | 36.375 | G | 8011564269125 | 8011564269125 | 8011564617773 | 85366930
GW12435 | CONNECTOR RJ45 2M CAT.6 UTP BLACK | GNIAZDO RJ45 2M KAT.6 UTP CZARNE | 27.6 | 1 | NR | 27.1 | 1 | NR | 1.845% | OFFICIAL | 1DM03G01F1532AQ100 | 40 | 1DM | BUILDING | 03G | CHORUSMART DOM.RANG. | 01F | BASIC CHORUSMART | 1 | 24 | NR | 229.206 | CCM | 31.146 | 24.934 | G | 8011564823860 | 8011564823860 | 8011564965881 | 85366930
GW12602 | RINGER 230VAC-50Hz 8VA 1M BLACK | DZWONEK, 230VAC-50Hz 8VA 1M CZARNY | 27.6 | 1 | NR | 27.1 | 1 | NR | 1.845% | OFFICIAL | 1DM03G01F1532AU100 | 30 | 1DM | BUILDING | 03G | CHORUSMART DOM.RANG. | 01F | BASIC CHORUSMART | 1 | 24 | NR | 158.172 | CCM | 63.75 | 57.375 | G | 8011564269200 | 8011564269200 | 8011564617858 | 85318040
GW13423 | CONNECTOR RJ45 1M CAT.6 UTP CHORUS B | GNIAZDO RJ45 1M KAT.6 UTP BEŻ | 27.6 | 1 | NR | 27.1 | 1 | NR | 1.845% | OFFICIAL | 1DM03G01F1330AW100 | 30 | 1DM | BUILDING | 03G | CHORUSMART DOM.RANG. | 01F | BASIC CHORUSMART | 1 | 24 | NR | 229.206 | CCM | 36.375 | 20.416 | G | 8034035073090 | 8034035073090 | 8034035456732 | 85366930
GW13435 | CONNECTOR RJ45 2M CAT.6 UTP BEIGE | GNIAZDO RJ45 2M CAT.6 UTP BEŻ | 27.6 | 1 | NR | 27.1 | 1 | NR | 1.845% | OFFICIAL | 1DM03G01F1330AW100 | 40 | 1DM | BUILDING | 03G | CHORUSMART DOM.RANG. | 01F | BASIC CHORUSMART | 1 | 24 | NR | 229.206 | CCM | 34.622 | 25.223 | G | 8034035073144 | 8034035073144 | 8034035456794 | 85366930
GW13602 | RINGER, 230VAC-50Hz 8VA 1M BEIGE | DZWONEK 230Vac-50Hz 8VA 1M BEŻ | 27.6 | 1 | NR | 27.1 | 1 | NR | 1.845% | OFFICIAL | 1DM03G01F1330FC100 | 30 | 1DM | BUILDING | 03G | CHORUSMART DOM.RANG. | 01F | BASIC CHORUSMART | 1 | 24 | NR | 117.199 | CCM | 54.56 | 49.304 | G | 8034035073625 | 8034035073625 | 8034035457418 | 85318040
GW14208 | DBL SOCKET 2P+E 16A P17-11 D.AM IT ST T | GNIAZ.POD.2P+E 16A P17-11 D.AM WŁ ST TYT | 27.6 | 1 | NR | 27.1 | 1 | NR | 1.845% | OFFICIAL | 1DM03G01F1552B4100 | 30 | 1DM | BUILDING | 03G | CHORUSMART DOM.RANG. | 01F | BASIC CHORUSMART | 6 | 24 | NR | 168.328 | CCM | 61.75 | 55.575 | G | 8011564266339 | 8011564614277 | 8011564614260 | 85366990
GW14372 | TV/SAT SOCKET 1M THROUGH 5dB F.CONN F T | GNIAZDO TV/SAT 1M PRZEPUST 5dB ZŁ.Ż F T | 27.6 | 1 | NR | 27.1 | 1 | NR | 1.845% | OFFICIAL | 1DM03G01F1552B8100 | 30 | 1DM | BUILDING | 03G | CHORUSMART DOM.RANG. | 01F | BASIC CHORUSMART | 1 | 24 | NR | 158.172 | CCM | 70.833 | 63 | G | 8011564267015 | 8011564267015 | 8011564614802 | 85366910
GW14373 | TV/SAT SOCKET 1M THROUGH 10dB F.CONN F T | GNIAZDO TV/SAT 1M PRZEPUST 10dB ZŁ.Ż F T | 27.6 | 1 | NR | 27.1 | 1 | NR | 1.845% | OFFICIAL | 1DM03G01F1552B8100 | 30 | 1DM | BUILDING | 03G | CHORUSMART DOM.RANG. | 01F | BASIC CHORUSMART | 1 | 24 | NR | 158.172 | CCM | 72.083 | 65 | G | 8011564267022 | 8011564267022 | 8011564615212 | 85366910
GW14913 | BACKLIT ELECTRONIC BUS PUSH-BUTTON 1M T | PODŚWIET. PRZYCISK INTERF. MAGISTR. 1M T | 27.6 | 1 | NR | 27.1 | 1 | NR | 1.845% | OFFICIAL | 1DM03G01F1552BE100 | 30 | 1DM | BUILDING | 03G | CHORUSMART DOM.RANG. | 01F | BASIC CHORUSMART | 1 | 12 | NR | 134.761 | CCM | 30.417 | 27.375 | G | 8011564705135 | 8011564705135 | 8011564676190 | 85365080
GW15423 | CONNECTOR RJ45 1M CAT.6 UTP CHORUS W | GNIAZDO RJ45 1M CAT.6 UTP BIAŁY | 27.6 | 1 | NR | 27.1 | 1 | NR | 1.845% | OFFICIAL | 1DM03G01F1310AE100 | 30 | 1DM | BUILDING | 03G | CHORUSMART DOM.RANG. | 01F | BASIC CHORUSMART | 1 | 24 | NR | 229.206 | CCM | 36.375 | 20.416 | G | 8034035075797 | 8034035075797 | 8034035460470 | 85366930
GW15435 | CONNECTOR RJ45 2M CAT.6 UTP WHITE | GNIAZDO RJ45 2M CAT.6 UTP BIAŁY | 27.6 | 1 | NR | 27.1 | 1 | NR | 1.845% | OFFICIAL | 1DM03G01F1310AE100 | 40 | 1DM | BUILDING | 03G | CHORUSMART DOM.RANG. | 01F | BASIC CHORUSMART | 1 | 24 | NR | 229.206 | CCM | 34.622 | 25.223 | G | 8034035075841 | 8034035075841 | 8034035460531 | 85366930
GW15602 | RINGER, 230VAC-50Hz 8VA 1M WHITE | DZWONEK 230Vac-50Hz 8VA 1M BIAŁY | 27.6 | 1 | NR | 27.1 | 1 | NR | 1.845% | OFFICIAL | 1DM03G01F1310AI100 | 30 | 1DM | BUILDING | 03G | CHORUSMART DOM.RANG. | 01F | BASIC CHORUSMART | 1 | 24 | NR | 117.199 | CCM | 54.56 | 49.304 | G | 8034035076329 | 8034035076329 | 8034035461156 | 85318040
GW10006 | 1-WAY SWITCH, 1M 2P 10AX+KEY, WHITE | ŁĄCZNIK POJ., 1M 2P 10AX+PRZYCISK BIAŁY | 38.7 | 1 | NR | 38 | 1 | NR | 1.842% | OFFICIAL | 1DM03G01F1512A0100 | 30 | 1DM | BUILDING | 03G | CHORUSMART DOM.RANG. | 01F | BASIC CHORUSMART | 1 | 12 | NR | 161.828 | CCM | 60.666 | 53.587 | G | 8011564261815 | 8011564261815 | 8011564607811 | 85365080
GW10054 | 2-WAY SWITCH, 1M 1P 10AX + KEY, WHITE | ŁĄCZ. SCHOD., 1M 1P 10AX+PRZYCISK BIAŁY | 38.7 | 1 | NR | 38 | 1 | NR | 1.842% | OFFICIAL | 1DM03G01F1512A0100 | 30 | 1DM | BUILDING | 03G | CHORUSMART DOM.RANG. | 01F | BASIC CHORUSMART | 1 | 12 | NR | 161.828 | CCM | 61.25 | 54.127 | G | 8011564261822 | 8011564261822 | 8011564607828 | 85365080
GW10145 | PUSH-BUTTON, 1M 2P NO 10A+KEY, WHITE | PRZYCISK, 1M 2P NO 10A+KLAWISZ BIAŁY | 38.7 | 1 | NR | 38 | 1 | NR | 1.842% | OFFICIAL | 1DM03G01F1512A0100 | 30 | 1DM | BUILDING | 03G | CHORUSMART DOM.RANG. | 01F | BASIC CHORUSMART | 1 | 12 | NR | 161.828 | CCM | 60.42 | 53.602 | G | 8011564261877 | 8011564261877 | 8011564607897 | 85365080
GW12459 | USB SOCKET OUTLET 1M BLACK | GNIAZDO USB 1M CZARNE | 55.3 | 1 | NR | 54.3 | 1 | NR | 1.842% | OFFICIAL | 1DM03G01F1532AQ100 | 30 | 1DM | BUILDING | 03G | CHORUSMART DOM.RANG. | 01F | BASIC CHORUSMART | 1 | 24 | NR | 229.206 | CCM | 24.067 | 19.279 | G | 8011564780767 | 8011564780767 | 8011564924338 | 85366930
GW13459 | USB SOCKET OUTLET 1M BEIGE | GNIAZDO USB 1M BEŻ | 55.3 | 1 | NR | 54.3 | 1 | NR | 1.842% | OFFICIAL | 1DM03G01F1330AW100 | 30 | 1DM | BUILDING | 03G | CHORUSMART DOM.RANG. | 01F | BASIC CHORUSMART | 1 | 24 | NR | 229.206 | CCM | 26.685 | 19.463 | G | 8034035073250 | 8034035073250 | 8034035456930 | 85366930
GW15459 | USB SOCKET OUTLET 1M WHITE | GNIAZDO USB 1M BIAŁY | 55.3 | 1 | NR | 54.3 | 1 | NR | 1.842% | OFFICIAL | 1DM03G01F1310AE100 | 30 | 1DM | BUILDING | 03G | CHORUSMART DOM.RANG. | 01F | BASIC CHORUSMART | 1 | 24 | NR | 229.206 | CCM | 26.685 | 19.463 | G | 8034035075957 | 8034035075957 | 8034035460678 | 85366930
GW10214AB | S. OUT. 2M 2P+E 16A D.AM P30-17 IT/DE AB | GNIAZ. 2M 2P+T 16A D.AM WŁ./N. CZ. AB | 16.6 | 1 | NR | 16.3 | 1 | NR | 1.84% | OFFICIAL | 1DM03G01F1350FR100 | 30 | 1DM | BUILDING | 03G | CHORUSMART DOM.RANG. | 01F | BASIC CHORUSMART | 6 | 12 | NR | 234.69 | CCM | 53.273 | 38.945 | G | 8034035078491 | 8034035462375 | 8034035462382 | 85366990
GW10299 | S. OUTLET 1M 2P+E 16A SOUTH AFR. STD WH. | GNIAZDO 1M 2P+E 16A RPA STAND. BIAŁE | 8.3 | 1 | NR | 8.15 | 1 | NR | 1.84% | OFFICIAL | 1DM03G01F1512A4100 | 30 | 1DM | BUILDING | 03G | CHORUSMART DOM.RANG. | 01F | BASIC CHORUSMART | 12 | 240 | NR | 110.438 | CCM | 32.37 | 27 | G | 8011564894426 | 8011564916739 | 8011564916746 | 85366990
GW10346 | 2P+E 10A SWISS STD SOCKET TYPE 13 | 2P+E 10A STD GNIAZDO SZWAJCARSKIE TYP 13 | 8.3 | 1 | NR | 8.15 | 1 | NR | 1.84% | OFFICIAL | 1DM03G01F1512A4100 | 30 | 1DM | BUILDING | 03G | CHORUSMART DOM.RANG. | 01F | BASIC CHORUSMART | 6 | 48 | NR | 177.443 | CCM | 41.458 | 32.227 | G | 8011564736436 | 8011564931350 | 8011564931343 | 85366990
GW12052 | 2-WAY SWITCH, 1M 1P 16AX ILL LOC BLACK | ŁĄCZ. SCHOD.1M 1P 16AX PODŚ BLOK CZARNY | 8.3 | 1 | NR | 8.15 | 1 | NR | 1.84% | OFFICIAL | 1DM03G01F1532AI100 | 30 | 1DM | BUILDING | 03G | CHORUSMART DOM.RANG. | 01F | BASIC CHORUSMART | 12 | 24 | NR | 80.914 | CCM | 28.33 | 21.999 | G | 8011564267114 | 8011564615182 | 8011564615199 | 85365080
GW12053 | 2-WAY SWITCH, 1M 1P 16AX ILL SIG BLACK | ŁĄCZ. SCHOD.1M 1P 16AX PODŚ SYG CZARNY | 8.3 | 1 | NR | 8.15 | 1 | NR | 1.84% | OFFICIAL | 1DM03G01F1532AI100 | 30 | 1DM | BUILDING | 03G | CHORUSMART DOM.RANG. | 01F | BASIC CHORUSMART | 12 | 24 | NR | 80.914 | CCM | 27.542 | 21.975 | G | 8011564267121 | 8011564615205 | 8011564615311 | 85365080
GW13052 | 2-WAY SWITCH, 1M 1P 16AX ILL LOC BEIGE | ŁĄCZN. SCHOD. 1M 1P 16AX OŚW.LOK.BEŻ | 8.3 | 1 | NR | 8.15 | 1 | NR | 1.84% | OFFICIAL | 1DM03G01F1330AO100 | 30 | 1DM | BUILDING | 03G | CHORUSMART DOM.RANG. | 01F | BASIC CHORUSMART | 12 | 24 | NR | 80.914 | CCM | 26.045 | 21.917 | G | 8034035071898 | 8034035454653 | 8034035454660 | 85365080
GW13053 | 2-WAY SWITCH, 1M 1P 16AX ILL SIG BEIGE | ŁĄCZN. SCHOD. 1M 1P 16AX OŚW.SYGN.BEŻ | 8.3 | 1 | NR | 8.15 | 1 | NR | 1.84% | OFFICIAL | 1DM03G01F1330AO100 | 30 | 1DM | BUILDING | 03G | CHORUSMART DOM.RANG. | 01F | BASIC CHORUSMART | 12 | 24 | NR | 80.914 | CCM | 27.998 | 21.877 | G | 8034035071904 | 8034035454677 | 8034035454684 | 85365080
GW14081 | 2-WAY SWITCH, 3M 1P 16AX TITANIUM | ŁĄCZ. SCHOD., 3M 1P 16AX TYTAN | 16.6 | 1 | NR | 16.3 | 1 | NR | 1.84% | OFFICIAL | 1DM03G01F1552B0100 | 40 | 1DM | BUILDING | 03G | CHORUSMART DOM.RANG. | 01F | BASIC CHORUSMART | 4 | 12 | NR | 336.656 | CCM | 46.667 | 42 | G | 8011564265660 | 8011564612884 | 8011564612891 | 85365080
GW14568 | PUSH-BUTTON ELEC REGULATOR, 1M 60-500W T | ELEKTRYCZNY PRZYCISK REG. 1M 60-500W TYT | 99.6 | 1 | NR | 97.8 | 1 | NR | 1.84% | OFFICIAL | 1DM03G01F1552BE100 | 30 | 1DM | BUILDING | 03G | CHORUSMART DOM.RANG. | 01F | BASIC CHORUSMART | 1 | 12 | NR | 161.828 | CCM | 64.92 | 55.547 | G | 8011564267992 | 8011564267992 | 8011564616431 | 85365080
GW14661 | EXT.ANTI-BLACKOUT LAMP 230VAC 50/60Hz T. | WYC.LAMPA PRZECIWZAC. 230VAC 50/60Hz T. | 99.6 | 1 | NR | 97.8 | 1 | NR | 1.84% | OFFICIAL | 1DM03G01F1552BC100 | 30 | 1DM | BUILDING | 03G | CHORUSMART DOM.RANG. | 01F | BASIC CHORUSMART | 1 | 6 | NR | 323.657 | CCM | 59 | 52.578 | G | 8011564438309 | 8011564438309 | 8011564666016 | 85131000
GW15052 | 2-WAY SWITCH, 1M 1P 16AX ILL LOC WHITE | ŁĄCZ. SCHOD. 1M 1P 16AX OŚW.LOK.BIAŁY | 8.3 | 1 | NR | 8.15 | 1 | NR | 1.84% | OFFICIAL | 1DM03G01F1310A6100 | 30 | 1DM | BUILDING | 03G | CHORUSMART DOM.RANG. | 01F | BASIC CHORUSMART | 12 | 24 | NR | 80.914 | CCM | 26.045 | 21.917 | G | 8034035074592 | 8034035458392 | 8034035458408 | 85365080
GW15053 | 2-WAY SWITCH, 1M 1P 16AX ILL SIG WHITE | ŁĄCZ. SCHOD. 1M 1P 16AX OŚW.SYGN.BIAŁY | 8.3 | 1 | NR | 8.15 | 1 | NR | 1.84% | OFFICIAL | 1DM03G01F1310A6100 | 30 | 1DM | BUILDING | 03G | CHORUSMART DOM.RANG. | 01F | BASIC CHORUSMART | 12 | 24 | NR | 80.914 | CCM | 27.998 | 21.877 | G | 8034035074608 | 8034035458415 | 8034035458422 | 85365080
GW10916 | ELECTRONIC PUSH-BUTTON 1M INDICATOR WH | PRZYCISK ELEKTRONICZNY 1M WSKAŹNIK B | 27.7 | 1 | NR | 27.2 | 1 | NR | 1.838% | OFFICIAL | 1DM03G01F1512AE100 | 30 | 1DM | BUILDING | 03G | CHORUSMART DOM.RANG. | 01F | BASIC CHORUSMART | 1 | 12 | NR | 134.761 | CCM | 37.181 | 21.898 | G | 8011564816411 | 8011564816411 | 8011564955301 | 85365080
GW14607 | BUZZER, 230VAC-50Hz 8VA 1M TITANIUM | BRZĘCZYK, 230VAC-50Hz 8VA 1M TYTAN | 27.7 | 1 | NR | 27.2 | 1 | NR | 1.838% | OFFICIAL | 1DM03G01F1552BC100 | 30 | 1DM | BUILDING | 03G | CHORUSMART DOM.RANG. | 01F | BASIC CHORUSMART | 1 | 24 | NR | 158.172 | CCM | 54.167 | 24.545 | G | 8011564268319 | 8011564268319 | 8011564616752 | 85318040
GW14102F | REV.SWITCH 2M 1P 16AX ILL LOC R.W. T | ŁĄCZN.KRZYŻ.2M 1P 16AX PODŚ.BLOK ZAC TYT | 38.8 | 1 | NR | 38.1 | 1 | NR | 1.837% | OFFICIAL | 1DM03G01F1552B2100 | 30 | 1DM | BUILDING | 03G | CHORUSMART DOM.RANG. | 01F | BASIC CHORUSMART | 6 | 12 | NR | 215.294 | CCM | 52.75 | 47.475 | G | 8011564265769 | 8011564613072 | 8011564613065 | 85365080
GW14103F | REV.SWITCH 2M 1P 16AX ILL SIG R.W. T | ŁĄCZN.KRZYŻ.2M 1P 16AX PODŚW SYG ZAC TYT | 38.8 | 1 | NR | 38.1 | 1 | NR | 1.837% | OFFICIAL | 1DM03G01F1552B2100 | 30 | 1DM | BUILDING | 03G | CHORUSMART DOM.RANG. | 01F | BASIC CHORUSMART | 6 | 12 | NR | 215.294 | CCM | 53.166 | 53 | G | 8011564265783 | 8011564613119 | 8011564613102 | 85365080
GW14382 | TV+FM+SAT SOCKET 2M, TITANIUM | GNIAZDO TV+FM+SAT, 2M TYTAN | 38.8 | 1 | NR | 38.1 | 1 | NR | 1.837% | OFFICIAL | 1DM03G01F1552B8100 | 30 | 1DM | BUILDING | 03G | CHORUSMART DOM.RANG. | 01F | BASIC CHORUSMART | 1 | 24 | NR | 229.206 | CCM | 85.208 | 76.687 | G | 8011564267077 | 8011564267077 | 8011564615281 | 85366910
GW16223VA | LUX INT. PLATE, 2+2G H SLATE | RAMK. LUX INTERN. 2+2 M POZ. ŁUPEK | 38.8 | 1 | NR | 38.1 | 1 | NR | 1.837% | OFFICIAL | 1DM03G01F1632F4100 | 30 | 1DM | BUILDING | 03G | CHORUSMART DOM.RANG. | 01F | BASIC CHORUSMART | 6 | 6 | NR | 470.313 | CCM | 93.833 | 84.45 | G | 8011564273542 | 8011564621824 | 8011564621824 | 85389099
GW16223VT | LUX INT. PLATE, 2+2G H TITANIUM | RAMK. LUX INTERN. 2+2 M POZ.TYTAN | 38.8 | 1 | NR | 38.1 | 1 | NR | 1.837% | OFFICIAL | 1DM03G01F1632F2100 | 30 | 1DM | BUILDING | 03G | CHORUSMART DOM.RANG. | 01F | BASIC CHORUSMART | 6 | 6 | NR | 470.313 | CCM | 93.833 | 84.45 | G | 8011564273481 | 8011564621763 | 8011564621763 | 85389099
GW16224VA | LUX INT. PLATE, 2+2G V 71 SLATE | RAMK. LUX INTERN. 2+2M PION 71 ŁUPEK | 38.8 | 1 | NR | 38.1 | 1 | NR | 1.837% | OFFICIAL | 1DM03G01F1632F4100 | 30 | 1DM | BUILDING | 03G | CHORUSMART DOM.RANG. | 01F | BASIC CHORUSMART | 6 | 6 | NR | 470.313 | CCM | 91.833 | 82.65 | G | 8011564273559 | 8011564621831 | 8011564621831 | 85389099
GW16224VT | LUX INT. PLATE, 2+2G V 71 TITANIUM | RAMK. LUX INTERN. 2+2M PION 71 TYTAN | 38.8 | 1 | NR | 38.1 | 1 | NR | 1.837% | OFFICIAL | 1DM03G01F1632F2100 | 30 | 1DM | BUILDING | 03G | CHORUSMART DOM.RANG. | 01F | BASIC CHORUSMART | 6 | 6 | NR | 470.313 | CCM | 93.833 | 84.45 | G | 8011564273498 | 8011564621770 | 8011564621770 | 85389099
GW12181 | PUSH-BUTTON 3M 1P NO 16A BLACK | PRZYCISK, 3M 1P NO 16A CZARNY | 11.1 | 1 | NR | 10.9 | 1 | NR | 1.835% | OFFICIAL | 1DM03G01F1532AI100 | 40 | 1DM | BUILDING | 03G | CHORUSMART DOM.RANG. | 01F | BASIC CHORUSMART | 4 | 12 | NR | 336.656 | CCM | 43.75 | 26.221 | G | 8011564268517 | 8011564617018 | 8011564617025 | 85365080
GW13181 | PUSH-BUTTON, 3M 1P NO 16A BEIGE | PRZYCISK 3M 1P NA 16A BEŻ | 11.1 | 1 | NR | 10.9 | 1 | NR | 1.835% | OFFICIAL | 1DM03G01F1330AO100 | 40 | 1DM | BUILDING | 03G | CHORUSMART DOM.RANG. | 01F | BASIC CHORUSMART | 4 | 12 | NR | 336.656 | CCM | 45.185 | 26.992 | G | 8034035072468 | 8034035455766 | 8034035455773 | 85365080
GW15181 | PUSH-BUTTON, 3M 1P NO 16A WHITE | PRZYCISK 3M 1P NA 16A BIAŁY | 11.1 | 1 | NR | 10.9 | 1 | NR | 1.835% | OFFICIAL | 1DM03G01F1310A6100 | 40 | 1DM | BUILDING | 03G | CHORUSMART DOM.RANG. | 01F | BASIC CHORUSMART | 4 | 12 | NR | 336.656 | CCM | 45.185 | 26.992 | G | 8034035075162 | 8034035459504 | 8034035459511 | 85365080
GW16225TB | LUX INT. PLATE 2+2M V 57 WHITE | RAMK.LUX INTERN. 2+2M PION 57 ML.BIAŁA | 22.2 | 1 | NR | 21.8 | 1 | NR | 1.835% | OFFICIAL | 1DM03G01F1632EY100 | 40 | 1DM | BUILDING | 03G | CHORUSMART DOM.RANG. | 01F | BASIC CHORUSMART | 6 | 6 | NR | 470.313 | CCM | 88 | 79.2 | G
GW16228VA | LUX INT. PLATE, 2+2+2+2G H SLATE | RAMK. LUX INTERN. 2+2+2+2 M POZ.ŁUPEK | 77.7 | 1 | NR | 76.3 | 1 | NR | 1.835% | OFFICIAL | 1DM03G01F1632F4100 | 30 | 1DM | BUILDING | 03G | CHORUSMART DOM.RANG. | 01F | BASIC CHORUSMART | 12 | 12 | NR | 895.781 | CCM | 161.666 | 161 | G | 8011564294240 | 8011564294240 | 8011564294240 | 85389099
GW16228VT | LUX INT. PLATE, 2+2+2+2G H TITANIUM | RAMK. LUX INTERN. 2+2+2+2 M POZ.TYTAN | 77.7 | 1 | NR | 76.3 | 1 | NR | 1.835% | OFFICIAL | 1DM03G01F1632F2100 | 30 | 1DM | BUILDING | 03G | CHORUSMART DOM.RANG. | 01F | BASIC CHORUSMART | 12 | 12 | NR | 895.781 | CCM | 161.833 | 161 | G | 8011564294257 | 8011564294257 | 8011564294257 | 85389099
GW16229VA | LUX INT. PLATE, 2+2+2+2G V SLATE | RAMK. LUX INTERN. 2+2+2+2M PION ŁUPEK | 77.7 | 1 | NR | 76.3 | 1 | NR | 1.835% | OFFICIAL | 1DM03G01F1632F4100 | 30 | 1DM | BUILDING | 03G | CHORUSMART DOM.RANG. | 01F | BASIC CHORUSMART | 6 | 6 | NR | 792 | CCM | 152.5 | 152.5 | G | 8011564294394 | 8011564294394 | 8011564294394 | 85389099
GW16229VT | LUX INT. PLATE, 2+2+2+2G V TITANIUM | RAMK. LUX INTERN. 2+2+2+2M PION TYTAN | 77.7 | 1 | NR | 76.3 | 1 | NR | 1.835% | OFFICIAL | 1DM03G01F1632F2100 | 30 | 1DM | BUILDING | 03G | CHORUSMART DOM.RANG. | 01F | BASIC CHORUSMART | 6 | 6 | NR | 792 | CCM | 152.833 | 152 | G | 8011564294400 | 8011564294400 | 8011564294400 | 85389099
GW16743 | WALL BOX FOR ONE PLATES, IT ST 3G WHITE | PUSZKA NATYNK. DO RAMKI ONE ST.WŁ 3M BIA | 5.55 | 1 | NR | 5.45 | 1 | NR | 1.835% | OFFICIAL | 1DM03G01F1672BQ100 | 30 | 1DM | BUILDING | 03G | CHORUSMART DOM.RANG. | 01F | BASIC CHORUSMART | 3 | 60 | NR | 689.11 | CCM | 85.08 | 64.97 | G | 8011564278080 | 8011564626294 | 8011564626300 | 85381000
GW16753 | WALL BOX FOR ONE INT PLATES 2+2G H WHITE | PUSZ.NATYN.DO R-KI ONE INT.2+2M POZ.BIA | 5.55 | 1 | NR | 5.45 | 1 | NR | 1.835% | OFFICIAL | 1DM03G01F1672BQ100 | 30 | 1DM | BUILDING | 03G | CHORUSMART DOM.RANG. | 01F | BASIC CHORUSMART | 1 | 15 | NR | 955.067 | CCM | 136.267 | 93.605 | G | 8011564279353 | 8011564279353 | 8011564626751 | 85381000
GW16754 | WALL BOX FOR ONE INT PLATES 2+2G V WHITE | PUSZ NATYN.DO R-KI ONE INT.2+2M PIO.BIA | 5.55 | 1 | NR | 5.45 | 1 | NR | 1.835% | OFFICIAL | 1DM03G01F1672BQ100 | 30 | 1DM | BUILDING | 03G | CHORUSMART DOM.RANG. | 01F | BASIC CHORUSMART | 1 | 15 | NR | 955.067 | CCM | 136.667 | 94.24 | G | 8011564279360 | 8011564279360 | 8011564626768 | 85381000
GW16773 | WALL BOX FOR ONE PLATES IT ST 3G BLACK | PUSZKA NATYNK. DO RAMKI ONE ST.WŁ 3M CZA | 5.55 | 1 | NR | 5.45 | 1 | NR | 1.835% | OFFICIAL | 1DM03G01F1672BQ100 | 30 | 1DM | BUILDING | 03G | CHORUSMART DOM.RANG. | 01F | BASIC CHORUSMART | 3 | 30 | NR | 779.133 | CCM | 89.33 | 80 | G | 8011564278097 | 8011564626317 | 8011564626324 | 85381000
GW16783 | WALL BOX FOR ONE INT PLATES 2+2G H BLACK | PUSZ.NATYN.DO R-KI ONE INT. 2+2M POZ.CZA | 5.55 | 1 | NR | 5.45 | 1 | NR | 1.835% | OFFICIAL | 1DM03G01F1672BQ100 | 30 | 1DM | BUILDING | 03G | CHORUSMART DOM.RANG. | 01F | BASIC CHORUSMART | 1 | 15 | NR | 955.067 | CCM | 132.8 | 90.905 | G | 8011564279407 | 8011564279407 | 8011564626805 | 85381000
GW16784 | WALL BOX FOR ONE INT PLATES 2+2G V BLACK | PUSZ.NATYN.DO R-KI ONE INT.2+2M PIO.CZA | 5.55 | 1 | NR | 5.45 | 1 | NR | 1.835% | OFFICIAL | 1DM03G01F1672BQ100 | 30 | 1DM | BUILDING | 03G | CHORUSMART DOM.RANG. | 01F | BASIC CHORUSMART | 1 | 15 | NR | 955.067 | CCM | 134 | 91.566 | G | 8011564279414 | 8011564279414 | 8011564626812 | 85381000
GW10904 | TOUCH ONE-WAY SWITCH 1M WHITE | DDOTYKOWY MODUŁ ŁĄCZ. POJ. 1M BIAŁY | 61.2 | 1 | NR | 60.1 | 1 | NR | 1.83% | OFFICIAL | 1DM03G01F1512AE100 | 40 | 1DM | BUILDING | 03G | CHORUSMART DOM.RANG. | 01F | BASIC CHORUSMART | 1 | 12 | NR | 709.772 | CCM | 72.5 | 70.5 | G | 0 | 0 | 0 | 0
GW10907 | TOUCH ONE-WAY SWITCH MODULE 1M WHITE | DOTYKOWY MODUŁ ŁĄCZ. POJ. 1M BIAŁY | 61.2 | 1 | NR | 60.1 | 1 | NR | 1.83% | OFFICIAL | 1DM03G01F1512AE100 | 40 | 1DM | BUILDING | 03G | CHORUSMART DOM.RANG. | 01F | BASIC CHORUSMART | 1 | 12 | NR | 709.772 | CCM | 69.167 | 62.25 | G | 8011564759879 | 8011564759879 | 8011564903869 | 85365080
GW10311 | INT S.O. 2M 2P+E 16A P17/11-MCB 1P+N W | INT GNIA 2M 2P+E 16A P17/11-MCB 1P+N B | 77.9 | 1 | NR | 76.5 | 1 | NR | 1.83% | OFFICIAL | 1DM03G01F1512A4100 | 30 | 1DM | BUILDING | 03G | CHORUSMART DOM.RANG. | 01F | BASIC CHORUSMART | 1 | 6 | NR | 269.522 | CCM | 116.5 | 101.857 | G | 8011564262430 | 8011564262430 | 8011564644335 | 85366990
GW10213AB | S. OUT. 1M 2P+E 16A D.AM P17-11 IT AB | GNIAZ.1M 2P+T 16A D.AM 17-11 WŁ.CZ.AB | 8.35 | 1 | NR | 8.2 | 1 | NR | 1.829% | OFFICIAL | 1DM03G01F1350FR100 | 30 | 1DM | BUILDING | 03G | CHORUSMART DOM.RANG. | 01F | BASIC CHORUSMART | 12 | 24 | NR | 117.345 | CCM | 48.94 | 27.789 | G | 8034035079719 | 8034035462511 | 8034035462528 | 85366990
GW10223AB | S. OUT. 1M 2P+E 16A D.AM P17-11 IT AB | GNIAZ.1M 2P+T 16A D.AM.17-11 WŁ.ZIEL.AB | 8.35 | 1 | NR | 8.2 | 1 | NR | 1.829% | OFFICIAL | 1DM03G01F1350FR100 | 30 | 1DM | BUILDING | 03G | CHORUSMART DOM.RANG. | 01F | BASIC CHORUSMART | 12 | 24 | NR | 117.345 | CCM | 33.292 | 27.789 | G | 8034035079726 | 8034035462535 | 8034035462542 | 85366990
GW10361 | TV SOCKET 1M DIR. MALE CONN 9.5mm W | GNIAZDO TV 1 M BEZP. ZŁ. MĘSKIE 9,5mm B | 16.7 | 1 | NR | 16.4 | 1 | NR | 1.829% | OFFICIAL | 1DM03G01F1512A8100 | 30 | 1DM | BUILDING | 03G | CHORUSMART DOM.RANG. | 01F | BASIC CHORUSMART | 1 | 48 | NR | 114.603 | CCM | 69.375 | 62.437 | G | 8011564258969 | 8011564258969 | 8011564603806 | 85366910
GW11361 | TV SOCKET 1M DIR. MALE CONN 9.5mm I | GNIAZDO TV 1 M BEZP. ZŁ. MĘSKIE 9,5mm KS | 16.7 | 1 | NR | 16.4 | 1 | NR | 1.829% | OFFICIAL | 1DM03G01F1522A9100 | 30 | 1DM | BUILDING | 03G | CHORUSMART DOM.RANG. | 01F | BASIC CHORUSMART | 1 | 48 | NR | 114.603 | CCM | 51.867 | 47.428 | G | 8011564259003 | 8011564259003 | 8011564603844 | 85366910
GW14042 | 1-WAY SWITCH 3M 1P 16AX ILL LOC TITANIUM | ŁĄCZNIK POJ. 3M 1P 16AX PODŚ BLOK TYTAN | 16.7 | 1 | NR | 16.4 | 1 | NR | 1.829% | OFFICIAL | 1DM03G01F1552B0100 | 40 | 1DM | BUILDING | 03G | CHORUSMART DOM.RANG. | 01F | BASIC CHORUSMART | 4 | 12 | NR | 336.656 | CCM | 44.17 | 36.817 | G | 8011564265523 | 8011564612617 | 8011564612624 | 85365080
GW14043 | 1-WAY SWITCH 3M 1P 16AX ILL SIG TITANIUM | ŁĄCZNIK POJ. 3M 1P 16AX PODŚW SYG TYTAN | 16.7 | 1 | NR | 16.4 | 1 | NR | 1.829% | OFFICIAL | 1DM03G01F1552B0100 | 40 | 1DM | BUILDING | 03G | CHORUSMART DOM.RANG. | 01F | BASIC CHORUSMART | 4 | 12 | NR | 336.656 | CCM | 43.75 | 39.375 | G | 8011564265530 | 8011564612631 | 8011564612648 | 85365080
GW14341 | SOCK. 2M 2P+E 16A+TERMINAL SPA.ST.TIT. | GNIAZDO 2M 2P+E 16A+ZŁĄCZA ST.SPA. TYT. | 16.7 | 1 | NR | 16.4 | 1 | NR | 1.829% | OFFICIAL | 1DM03G01F1552B4100 | 30 | 1DM | BUILDING | 03G | CHORUSMART DOM.RANG. | 01F | BASIC CHORUSMART | 6 | 12 | NR | 215.294 | CCM | 55.5 | 49.95 | G | 8011564280779 | 8011564627376 | 8011564627383 | 85366990
GW10102F | REV-SWITCH 2M 1P 16AX ILL LOC R.W. WHITE | ŁĄCZN.KRZYŻ.2M 1P 16AX PODŚ.BLOK ZAC.BIA | 22.3 | 1 | NR | 21.9 | 1 | NR | 1.826% | OFFICIAL | 1DM03G01F1512A2100 | 30 | 1DM | BUILDING | 03G | CHORUSMART DOM.RANG. | 01F | BASIC CHORUSMART | 6 | 12 | NR | 215.294 | CCM | 52.833 | 47.55 | G | 8011564259973 | 8011564605008 | 8011564605015 | 85365080
GW10103F | REV.SWITCH 2M 1P 16AX ILL SIG R.W. WHITE | ŁĄCZN.KRZYŻ.2M 1P 16AX PODŚW SYG ZAC.BIA | 22.3 | 1 | NR | 21.9 | 1 | NR | 1.826% | OFFICIAL | 1DM03G01F1512A2100 | 30 | 1DM | BUILDING | 03G | CHORUSMART DOM.RANG. | 01F | BASIC CHORUSMART | 6 | 12 | NR | 215.294 | CCM | 52.75 | 47.475 | G | 8011564259997 | 8011564605046 | 8011564605053 | 85365080
GW10372 | TV/SAT SOCKET 1M THROUGH 5dB F.CONN F W | GNIAZDO TV/SAT 1M PRZEPUST 5dB ZŁ.Ż F B | 22.3 | 1 | NR | 21.9 | 1 | NR | 1.826% | OFFICIAL | 1DM03G01F1512A8100 | 30 | 1DM | BUILDING | 03G | CHORUSMART DOM.RANG. | 01F | BASIC CHORUSMART | 1 | 24 | NR | 117.199 | CCM | 70.833 | 63 | G | 8011564259362 | 8011564259362 | 8011564604209 | 85366910
GW10373 | TV/SAT SOCKET 1M THROUGH 10dB F.CONN F W | GNIAZDO TV/SAT 1M PRZEP. 10dB ZŁ.Ż F B | 22.3 | 1 | NR | 21.9 | 1 | NR | 1.826% | OFFICIAL | 1DM03G01F1512A8100 | 30 | 1DM | BUILDING | 03G | CHORUSMART DOM.RANG. | 01F | BASIC CHORUSMART | 1 | 24 | NR | 117.199 | CCM | 72.083 | 65 | G | 8011564259379 | 8011564259379 | 8011564604216 | 85366910
GW12101 | REV.SWITCH, 2M 1P 16AX BLACK | ŁĄCZNIK KRZYŻ., 2M 1P 16AX CZARNY | 22.3 | 1 | NR | 21.9 | 1 | NR | 1.826% | OFFICIAL | 1DM03G01F1532AI100 | 30 | 1DM | BUILDING | 03G | CHORUSMART DOM.RANG. | 01F | BASIC CHORUSMART | 6 | 12 | NR | 215.294 | CCM | 45.833 | 30.904 | G | 8011564268715 | 8011564617285 | 8011564617292 | 85365080
GW13101 | REVERSING SWITCH, 2M 1P 16AX BEIGE | ŁĄCZN. KRZYŻ. 2M 1P 16AX BEŻ | 22.3 | 1 | NR | 21.9 | 1 | NR | 1.826% | OFFICIAL | 1DM03G01F1330AO100 | 30 | 1DM | BUILDING | 03G | CHORUSMART DOM.RANG. | 01F | BASIC CHORUSMART | 6 | 12 | NR | 234.69 | CCM | 33.09 | 31.88 | G | 8034035072062 | 8034035454981 | 8034035454998 | 85365080
GW13591 | INFRARED MOVEMENT DETECTOR 1M BEIGE | WYKR. RUCHU.PODCZERWIEŃ 1M BEŻ | 223 | 1 | NR | 219 | 1 | NR | 1.826% | OFFICIAL | 1DM03G01F1330AO100 | 40 | 1DM | BUILDING | 03G | CHORUSMART DOM.RANG. | 01F | BASIC CHORUSMART | 1 | 4 | NR | 404.283 | CCM | 77.219 | 40.85 | G | 8034035073595 | 8034035073595 | 8034035457388 | 85365080
GW14136 | P-BUTTON 1M 1P NO 16A PULL-CORD TITANIUM | PRZYCISK, 1M 1P NO 16A POCIĄGANY TYTAN | 22.3 | 1 | NR | 21.9 | 1 | NR | 1.826% | OFFICIAL | 1DM03G01F1552B0100 | 30 | 1DM | BUILDING | 03G | CHORUSMART DOM.RANG. | 01F | BASIC CHORUSMART | 1 | 12 | NR | 161.828 | CCM | 37.75 | 33.975 | G | 8011564265882 | 8011564265882 | 8011564613300 | 85365080
GW15101 | REVERSING SWITCH, 2M 1P 16AX WHITE | ŁĄCZN. KRZYŻ. 2M 1P 16AX BIAŁY | 22.3 | 1 | NR | 21.9 | 1 | NR | 1.826% | OFFICIAL | 1DM03G01F1310A6100 | 30 | 1DM | BUILDING | 03G | CHORUSMART DOM.RANG. | 01F | BASIC CHORUSMART | 6 | 12 | NR | 234.69 | CCM | 33.09 | 31.88 | G | 8034035074769 | 8034035458729 | 8034035458736 | 85365080
GW15591 | INFRARED MOVEMENT DETECTOR 1M WHITE | WYKR. RUCHÓW PODCZ. 1M BIAŁY | 223 | 1 | NR | 219 | 1 | NR | 1.826% | OFFICIAL | 1DM03G01F1310A6100 | 40 | 1DM | BUILDING | 03G | CHORUSMART DOM.RANG. | 01F | BASIC CHORUSMART | 1 | 4 | NR | 404.283 | CCM | 77.219 | 40.85 | G | 8034035076299 | 8034035076299 | 8034035461125 | 85365080
GW16226LA | LUX INT. PLATE, 2+2+2G H MAPLE | RAMK. LUX INTERN. 2+2+2M POZ. KLON | 78.1 | 1 | NR | 76.7 | 1 | NR | 1.825% | OFFICIAL | 1DM03G01F1632FM100 | 40 | 1DM | BUILDING | 03G | CHORUSMART DOM.RANG. | 01F | BASIC CHORUSMART | 12 | 12 | NR | 672.75 | CCM | 122.333 | 110.1 | G | 8011564274112 | 8011564274112 | 8011564274112 | 85389099
GW16226LC | LUX INT. PLATE, 2+2+2G H CHERRY | RAMK. LUX INTERN. 2+2+2M POZ.WIŚNIA | 78.1 | 1 | NR | 76.7 | 1 | NR | 1.825% | OFFICIAL | 1DM03G01F1632FQ100 | 40 | 1DM | BUILDING | 03G | CHORUSMART DOM.RANG. | 01F | BASIC CHORUSMART | 12 | 12 | NR | 672.75 | CCM | 122 | 109.8 | G | 8011564274235 | 8011564274235 | 8011564274235 | 85389099
GW16226LW | LUX INT. PLATE, 2+2+2G H WENGE | RAMK. LUX INTERN. 2+2+2M POZ. WENGE | 78.1 | 1 | NR | 76.7 | 1 | NR | 1.825% | OFFICIAL | 1DM03G01F1632FO100 | 40 | 1DM | BUILDING | 03G | CHORUSMART DOM.RANG. | 01F | BASIC CHORUSMART | 12 | 12 | NR | 799.52 | CCM | 120.667 | 108.6 | G | 8011564274174 | 8011564274174 | 8011564274174 | 85389099
GW16226MC | LUX INT. PLATE, 2+2+2G H CHROME | RAMK. LUX INTERN. 2+2+2M POZ.CHROM | 78.1 | 1 | NR | 76.7 | 1 | NR | 1.825% | OFFICIAL | 1DM03G01F1632F6100 | 40 | 1DM | BUILDING | 03G | CHORUSMART DOM.RANG. | 01F | BASIC CHORUSMART | 12 | 12 | NR | 672.75 | CCM | 127.667 | 114.9 | G | 8011564273634 | 8011564273634 | 8011564273634 | 85389099
GW16226MO | LUX INT. PLATE, 2+2+2G H GOLD | RAMK. LUX INTERN. 2+2+2 M POZ.ZŁOTY | 78.1 | 1 | NR | 76.7 | 1 | NR | 1.825% | OFFICIAL | 1DM03G01F1632F8100 | 40 | 1DM | BUILDING | 03G | CHORUSMART DOM.RANG. | 01F | BASIC CHORUSMART | 12 | 12 | NR | 799.52 | CCM | 125.333 | 112.8 | G | 8011564273696 | 8011564273696 | 8011564273696 | 85389099
GW16226PB | LUX INT. PLATE, 2+2+2G H WHITE LEATHER | RAMK. LUX INTERN. 2+2+2M POZ.BIAŁA SKÓRA | 78.1 | 1 | NR | 76.7 | 1 | NR | 1.825% | OFFICIAL | 1DM03G01F1632FI100 | 40 | 1DM | BUILDING | 03G | CHORUSMART DOM.RANG. | 01F | BASIC CHORUSMART | 12 | 12 | NR | 799.52 | CCM | 121.333 | 109.2 | G | 8011564273993 | 8011564273993 | 8011564273993 | 85389099
GW16226PN | LUX INT. PLATE, 2+2+2G H BLACK LEATHER | RAMK. LUX INTERN.2+2+2M POZ.CZAR.SKÓRA | 78.1 | 1 | NR | 76.7 | 1 | NR | 1.825% | OFFICIAL | 1DM03G01F1632FG100 | 40 | 1DM | BUILDING | 03G | CHORUSMART DOM.RANG. | 01F | BASIC CHORUSMART | 12 | 12 | NR | 672.75 | CCM | 123.167 | 110.85 | G | 8011564273931 | 8011564273931 | 8011564273931 | 85389099
GW16226PR | LUX INT. PLATE, 2+2+2G H RUBY LEATHER | RAMK. LUX INTERN. 2+2+2M POZ.RUBIN.SKÓRA | 78.1 | 1 | NR | 76.7 | 1 | NR | 1.825% | OFFICIAL | 1DM03G01F1632FK100 | 40 | 1DM | BUILDING | 03G | CHORUSMART DOM.RANG. | 01F | BASIC CHORUSMART | 6 | 6 | NR | 672.75 | CCM | 123.333 | 111 | G | 0 | 0 | 0 | 0
GW16227LA | LUX INT. PLATE, 2+2+2G V MAPLE | RAMK. LUX INTERN. 2+2+2M PION KLON | 78.1 | 1 | NR | 76.7 | 1 | NR | 1.825% | OFFICIAL | 1DM03G01F1632FM100 | 40 | 1DM | BUILDING | 03G | CHORUSMART DOM.RANG. | 01F | BASIC CHORUSMART | 6 | 6 | NR | 672.75 | CCM | 122.167 | 109.95 | G | 8011564274129 | 8011564274129 | 8011564274129 | 85389099
GW16227LC | LUX INT. PLATE, 2+2+2G V CHERRY | RAMK. LUX INTERN. 2+2+2M PION WIŚNIA | 78.1 | 1 | NR | 76.7 | 1 | NR | 1.825% | OFFICIAL | 1DM03G01F1632FQ100 | 40 | 1DM | BUILDING | 03G | CHORUSMART DOM.RANG. | 01F | BASIC CHORUSMART | 6 | 6 | NR | 672.75 | CCM | 119.167 | 107.25 | G | 8011564274242 | 8011564274242 | 8011564274242 | 85389099
GW16227LW | LUX INT. PLATE, 2+2+2G V WENGE | RAMK. LUX INTERN. 2+2+2M PION WENGE | 78.1 | 1 | NR | 76.7 | 1 | NR | 1.825% | OFFICIAL | 1DM03G01F1632FO100 | 40 | 1DM | BUILDING | 03G | CHORUSMART DOM.RANG. | 01F | BASIC CHORUSMART | 6 | 6 | NR | 672.75 | CCM | 121.667 | 109.5 | G | 8011564274181 | 8011564274181 | 8011564274181 | 85389099
GW16227MC | LUX INT. PLATE, 2+2+2G V CHROME | RAMK. LUX INTERN. 2+2+2M PION CHROM | 78.1 | 1 | NR | 76.7 | 1 | NR | 1.825% | OFFICIAL | 1DM03G01F1632F6100 | 40 | 1DM | BUILDING | 03G | CHORUSMART DOM.RANG. | 01F | BASIC CHORUSMART | 6 | 6 | NR | 672.75 | CCM | 122.833 | 110.55 | G | 8011564273641 | 8011564273641 | 8011564273641 | 85389099
GW16227MO | LUX INT. PLATE, 2+2+2G V GOLD | RAMK. LUX INTERN. 2+2+2M PION ZŁOTY | 78.1 | 1 | NR | 76.7 | 1 | NR | 1.825% | OFFICIAL | 1DM03G01F1632F8100 | 40 | 1DM | BUILDING | 03G | CHORUSMART DOM.RANG. | 01F | BASIC CHORUSMART | 6 | 6 | NR | 672.75 | CCM | 124.5 | 112.05 | G | 8011564273702 | 8011564273702 | 8011564273702 | 85389099
GW16227PB | LUX INT. PLATE, 2+2+2G V WHITE LEATHER | RAMK. LUX INTERN. 2+2+2M PION BIAŁ.SKÓRA | 78.1 | 1 | NR | 76.7 | 1 | NR | 1.825% | OFFICIAL | 1DM03G01F1632FI100 | 40 | 1DM | BUILDING | 03G | CHORUSMART DOM.RANG. | 01F | BASIC CHORUSMART | 12 | 12 | NR | 799.52 | CCM | 121.333 | 109.2 | G | 8011564274006 | 8011564274006 | 8011564274006 | 85389099
GW16227PN | LUX INT. PLATE, 2+2+2G V BLACK LEATHER | RAMK. LUX INTERN.2+2+2M PION CZARN.SKÓRA | 78.1 | 1 | NR | 76.7 | 1 | NR | 1.825% | OFFICIAL | 1DM03G01F1632FG100 | 40 | 1DM | BUILDING | 03G | CHORUSMART DOM.RANG. | 01F | BASIC CHORUSMART | 6 | 6 | NR | 672.75 | CCM | 121.333 | 109.2 | G | 0 | 0 | 0 | 0
GW16227PR | LUX INT. PLATE, 2+2+2G V RUBY LEATHER | RAMK. LUX INTERN.2+2+2M PION RUBIN.SKÓRA | 78.1 | 1 | NR | 76.7 | 1 | NR | 1.825% | OFFICIAL | 1DM03G01F1632FK100 | 40 | 1DM | BUILDING | 03G | CHORUSMART DOM.RANG. | 01F | BASIC CHORUSMART | 6 | 6 | NR | 672.75 | CCM | 120.833 | 108.75 | G | 8011564274068 | 8011564274068 | 8011564274068 | 85389099
GW12381 | TV+FM SOCKET 2M BLACK | GNIAZDO TV+FM 2M CZARNE | 33.5 | 1 | NR | 32.9 | 1 | NR | 1.824% | OFFICIAL | 1DM03G01F1532AQ100 | 30 | 1DM | BUILDING | 03G | CHORUSMART DOM.RANG. | 01F | BASIC CHORUSMART | 1 | 24 | NR | 229.206 | CCM | 80.833 | 74.196 | G | 8011564269019 | 8011564269019 | 8011564617667 | 85366910
GW13381 | TV+FM SOCKET, 2M BEIGE | GNIAZDO TV+Ż 2M BEŻ | 33.5 | 1 | NR | 32.9 | 1 | NR | 1.824% | OFFICIAL | 1DM03G01F1330AW100 | 30 | 1DM | BUILDING | 03G | CHORUSMART DOM.RANG. | 01F | BASIC CHORUSMART | 1 | 24 | NR | 229.206 | CCM | 82.94 | 74.983 | G | 8034035072970 | 8034035072970 | 8034035456596 | 85366910
GW14917 | ELECTRONIC PUSH-BUTTON 2M BACKLIT TI. | PRZYCISK ELEKTRONI.2M PODŚWIETL. TYT. | 33.5 | 1 | NR | 32.9 | 1 | NR | 1.824% | OFFICIAL | 1DM03G01F1552BE100 | 30 | 1DM | BUILDING | 03G | CHORUSMART DOM.RANG. | 01F | BASIC CHORUSMART | 1 | 6 | NR | 269.522 | CCM | 51.483 | 30.916 | G | 8011564816480 | 8011564816480 | 8011564955370 | 85365080
GW14918 | ELECTRONIC PUSH-BUTTON 2M INDICATOR TI. | PRZYCISK ELEKTRONICZNY 2M WSKAŹNIK TYT. | 33.5 | 1 | NR | 32.9 | 1 | NR | 1.824% | OFFICIAL | 1DM03G01F1552BE100 | 30 | 1DM | BUILDING | 03G | CHORUSMART DOM.RANG. | 01F | BASIC CHORUSMART | 1 | 6 | NR | 269.522 | CCM | 51.483 | 30.916 | G | 8011564816497 | 8011564816497 | 8011564955387 | 85365080
GW15381 | TV+FM SOCKET, 2M WHITE | GNIAZDO TV+FM 2M BIAŁY | 33.5 | 1 | NR | 32.9 | 1 | NR | 1.824% | OFFICIAL | 1DM03G01F1310AE100 | 30 | 1DM | BUILDING | 03G | CHORUSMART DOM.RANG. | 01F | BASIC CHORUSMART | 1 | 24 | NR | 229.206 | CCM | 82.94 | 74.983 | G | 8034035075674 | 8034035075674 | 8034035460333 | 85366910
GW12596 | PORTABLE INFRARED REM.CONTROL 6-CHANNEL | PILOT PRZENOŚN. PODCZERW. 6 KANAŁÓW | 78.3 | 1 | NR | 76.9 | 1 | NR | 1.821% | OFFICIAL | 1DM03G01F1532AI100 | 40 | 1DM | BUILDING | 03G | CHORUSMART DOM.RANG. | 01F | BASIC CHORUSMART | 1 | 2 | NR | 2019.938 | CCM | 228 | 205.2 | G
GW10132 | PUSH-BUTTON, 1M 1P NO 16A ILL LOC WHITE | PRZYCISK, 1M 1P NO 16A PODŚW BLOK BIAŁY | 5.6 | 1 | NR | 5.5 | 1 | NR | 1.818% | OFFICIAL | 1DM03G01F1512A0100 | 30 | 1DM | BUILDING | 03G | CHORUSMART DOM.RANG. | 01F | BASIC CHORUSMART | 12 | 24 | NR | 80.914 | CCM | 24.63 | 19.192 | G | 8011564260108 | 8011564605268 | 8011564605275 | 85365080
GW10133 | PUSH-BUTTON, 1M 1P NO 16A ILL SIG WHITE | PRZYCISK, 1M 1P NO 16A PODŚW SYG BIAŁY | 5.6 | 1 | NR | 5.5 | 1 | NR | 1.818% | OFFICIAL | 1DM03G01F1512A0100 | 30 | 1DM | BUILDING | 03G | CHORUSMART DOM.RANG. | 01F | BASIC CHORUSMART | 12 | 24 | NR | 80.914 | CCM | 24.5 | 19.199 | G | 8011564260115 | 8011564605282 | 8011564605299 | 85365080
GW10194 | BLANKING MODULE 2M CABLE OUTPUT WHITE | MODUŁ ZAŚLEPIAJĄCY 2M WYJŚCIE KABL BIAŁY | 2.8 | 1 | NR | 2.75 | 1 | NR | 1.818% | OFFICIAL | 1DM03G01F1512A0100 | 30 | 1DM | BUILDING | 03G | CHORUSMART DOM.RANG. | 01F | BASIC CHORUSMART | 6 | 48 | NR | 177.443 | CCM | 26.875 | 24.188 | G | 8011564298804 | 8011564644304 | 8011564644298 | 85389099
GW10662 | ANTI BLACK-OUT LAMP.1M WHITE | LAMPA PRZECIWZACIEMNIENIOWA 1M BIAŁA | 33.6 | 1 | NR | 33 | 1 | NR | 1.818% | OFFICIAL | 1DM03G01F1512AC100 | 30 | 1DM | BUILDING | 03G | CHORUSMART DOM.RANG. | 01F | BASIC CHORUSMART | 1 | 12 | NR | 161.828 | CCM | 45.58 | 45 | G | 8011564294967 | 8011564294967 | 8011564640429 | 85131000
GW11132 | PUSH-BUTTON, 1M 1P NO 16A ILL LOC IVORY | PRZYCISK, 1M 1P NO 16A PODŚW BLOK KOŚĆ S | 5.6 | 1 | NR | 5.5 | 1 | NR | 1.818% | OFFICIAL | 1DM03G01F1522A1100 | 30 | 1DM | BUILDING | 03G | CHORUSMART DOM.RANG. | 01F | BASIC CHORUSMART | 12 | 24 | NR | 80.914 | CCM | 24.085 | 18.856 | G | 8011564260160 | 8011564605381 | 8011564605398 | 85365080
GW11133 | PUSH-BUTTON, 1M 1P NO 16A ILL SIG IVORY | PRZYCISK, 1M 1P NO 16A PODŚW SYG KOŚĆ S | 5.6 | 1 | NR | 5.5 | 1 | NR | 1.818% | OFFICIAL | 1DM03G01F1522A1100 | 30 | 1DM | BUILDING | 03G | CHORUSMART DOM.RANG. | 01F | BASIC CHORUSMART | 12 | 24 | NR | 80.914 | CCM | 23.986 | 18.757 | G | 8011564260177 | 8011564605404 | 8011564605411 | 85365080
GW11662 | ANTI BLACK-OUT LAMP.1M IVORY | LAMPA PRZECIWZACIEMNIENIOWA 1M KOŚĆ SŁ. | 33.6 | 1 | NR | 33 | 1 | NR | 1.818% | OFFICIAL | 1DM03G01F1522AD100 | 30 | 1DM | BUILDING | 03G | CHORUSMART DOM.RANG. | 01F | BASIC CHORUSMART | 1 | 12 | NR | 161.828 | CCM | 38.774 | 31.818 | G | 8011564827363 | 8011564827363 | 8011564968677 | 85131000
GW14367 | TV SOCKET 2M DIR. MALE CONN 9.5mm T | GNIAZDO TV 2M BEZP. ZŁ. MĘSKIE 9,5mm T | 11.2 | 1 | NR | 11 | 1 | NR | 1.818% | OFFICIAL | 1DM03G01F1552B8100 | 30 | 1DM | BUILDING | 03G | CHORUSMART DOM.RANG. | 01F | BASIC CHORUSMART | 1 | 24 | NR | 229.206 | CCM | 32.066 | 25.854 | G | 8011564823723 | 8011564823723 | 8011564965713 | 85366910
GW14459 | USB SOCKET OUTLET 1M TITANIUM | GNIAZDO USB 1M TYTAN | 61.6 | 1 | NR | 60.5 | 1 | NR | 1.818% | OFFICIAL | 1DM03G01F1552B8100 | 30 | 1DM | BUILDING | 03G | CHORUSMART DOM.RANG. | 01F | BASIC CHORUSMART | 1 | 24 | NR | 229.206 | CCM | 24.225 | 19.437 | G | 8011564780774 | 8011564780774 | 8011564924345 | 85366930
GW14731 | INTERCHANGEABLE BUTTON 'DND' 1M TITANIUM | PRZYCISK WYMIEN. ‘NIE PRZESZK.’ 1M TYTAN | 1.12 | 1 | NR | 1.1 | 1 | NR | 1.818% | OFFICIAL | 1DM03G01F1552B0100 | 30 | 1DM | BUILDING | 03G | CHORUSMART DOM.RANG. | 01F | BASIC CHORUSMART | 4 | 48 | NR | 33.69 | CCM | 4.792 | 4.791 | G | 8011564740570 | 8011564934467 | 8011564934474 | 85389099
GW14732 | INTERCHANGEABLE BUTTON 'MUR' 1M TITANIUM | PRZYCISK WYMIEN. ‘PROSZĘ SPRZ.’ 1M TYTAN | 1.12 | 1 | NR | 1.1 | 1 | NR | 1.818% | OFFICIAL | 1DM03G01F1552B0100 | 30 | 1DM | BUILDING | 03G | CHORUSMART DOM.RANG. | 01F | BASIC CHORUSMART | 4 | 48 | NR | 33.69 | CCM | 4.792 | 4.791 | G | 8011564740600 | 8011564934535 | 8011564934542 | 85389099
GW14733 | INTERCHANGEABLE BUTTON 'DND+MUR' 1M TIT | PRZYCISK WYMIEN.‘NIE PRZ.+PR.SPRZ.’ 1M T | 1.12 | 1 | NR | 1.1 | 1 | NR | 1.818% | OFFICIAL | 1DM03G01F1552B0100 | 30 | 1DM | BUILDING | 03G | CHORUSMART DOM.RANG. | 01F | BASIC CHORUSMART | 4 | 48 | NR | 33.69 | CCM | 4.479 | 4.478 | G | 8011564740778 | 8011564934597 | 8011564934610 | 85389099
GW16122AB | ONE INT. PLATE 2M WHITE ANTIBACT. | RAMKA ONE PRZ.2P BIAŁY ANTYBAKTERYJNY | 2.8 | 1 | NR | 2.75 | 1 | NR | 1.818% | OFFICIAL | 1DM03G01F1592HU100 | 30 | 1DM | BUILDING | 03G | CHORUSMART DOM.RANG. | 01F | BASIC CHORUSMART | 1 | 12 | NR | 235.156 | CCM | 74.672 | 17.846 | G | 8034035069925 | 8034035453120 | 8034035453120 | 85389099
GW16202MC | LUX PLATE 2-GANG CHROME | RAMKA LUX 2 MODUŁY CHROM | 39.2 | 1 | NR | 38.5 | 1 | NR | 1.818% | OFFICIAL | 1DM03G01F1612E6100 | 40 | 1DM | BUILDING | 03G | CHORUSMART DOM.RANG. | 01F | BASIC CHORUSMART | 6 | 6 | NR | 430.588 | CCM | 78.167 | 70.35 | G | 8011564272798 | 8011564621558 | 8011564621558 | 85389099
GW16202MO | LUX PLATE 2-GANG GOLD | RAMKA LUX 2 MODUŁY ZŁOTO | 39.2 | 1 | NR | 38.5 | 1 | NR | 1.818% | OFFICIAL | 1DM03G01F1612E8100 | 40 | 1DM | BUILDING | 03G | CHORUSMART DOM.RANG. | 01F | BASIC CHORUSMART | 6 | 6 | NR | 430.588 | CCM | 79.333 | 71.4 | G | 8011564272835 | 8011564621596 | 8011564621596 | 85389099
GW16203MC | LUX PLATE 3-GANG CHROME | RAMKA LUX 3 MODUŁY CHROM | 39.2 | 1 | NR | 38.5 | 1 | NR | 1.818% | OFFICIAL | 1DM03G01F1612E6100 | 40 | 1DM | BUILDING | 03G | CHORUSMART DOM.RANG. | 01F | BASIC CHORUSMART | 6 | 6 | NR | 430.588 | CCM | 73.5 | 66.15 | G | 8011564272804 | 8011564621565 | 8011564621565 | 85389099
GW16203MO | LUX PLATE 3-GANG GOLD | RAMKA LUX 3 MODUŁY ZŁOTO | 39.2 | 1 | NR | 38.5 | 1 | NR | 1.818% | OFFICIAL | 1DM03G01F1612E8100 | 40 | 1DM | BUILDING | 03G | CHORUSMART DOM.RANG. | 01F | BASIC CHORUSMART | 6 | 6 | NR | 430.588 | CCM | 43 | 39 | G | 8011564272842 | 8011564621602 | 8011564621602 | 85389099
GW16206XA | LUX PLATE 6-GANG MET. ALUMIN.MONOCHROM | RAMKA LUX 6 MOD. MET. ALU.MONOCHROM | 61.6 | 1 | NR | 60.5 | 1 | NR | 1.818% | OFFICIAL | 1DM03G01F1612EP100 | 30 | 1DM | BUILDING | 03G | CHORUSMART DOM.RANG. | 01F | BASIC CHORUSMART | 6 | 6 | NR | 470.313 | CCM | 160.254 | 148.325 | G | 8011564870284 | 8011564996137 | 8011564996137 | 85389099
GW10711 | LPG DETECTOR 2M 12V AC/DC WHITE | CZUJNIK LPG 2M 12V AC/DC BIAŁY | 224 | 1 | NR | 220 | 1 | NR | 1.818% | OFFICIAL | 1DM03G01F1512AG100 | 30 | 1DM | BUILDING | 03G | CHORUSMART DOM.RANG. | 01F | BASIC CHORUSMART | 1 | 2 | NR | 2019.938 | CCM | 239 | 200 | G | 8011564263130 | 8011564263130 | 8011564607798 | 90271010
GW10712 | CH4 DETECTOR 2M 12V AC/DC WHITE | CZUJNIK CH4 2M 12V AC/DC BIAŁY | 224 | 1 | NR | 220 | 1 | NR | 1.818% | OFFICIAL | 1DM03G01F1512AG100 | 30 | 1DM | BUILDING | 03G | CHORUSMART DOM.RANG. | 01F | BASIC CHORUSMART | 1 | 2 | NR | 2019.938 | CCM | 250 | 59.613 | G | 8011564263154 | 8011564263154 | 8011564609518 | 90271010
GW14566 | ROT ELEC REG 2-WAY SWITCH 1M TIT | ŚCIEMN OBR. UNIWERSALNY TYTAN | 84 | 1 | NR | 82.5 | 1 | NR | 1.818% | OFFICIAL | 1DM03G01F1552BE100 | 40 | 1DM | BUILDING | 03G | CHORUSMART DOM.RANG. | 01F | BASIC CHORUSMART | 1 | 12 | NR | 161.828 | CCM | 75.398 | 50.899 | G | 0 | 0 | 0 | 0
GW14591 | INFRARED MOVEMENT DETECTOR, 1M, TITANIUM | CZUJNIK RUCHU NA PODCZERWIEŃ 1M TYTAN | 168 | 1 | NR | 165 | 1 | NR | 1.818% | OFFICIAL | 1DM03G01F1552B0100 | 40 | 1DM | BUILDING | 03G | CHORUSMART DOM.RANG. | 01F | BASIC CHORUSMART | 1 | 4 | NR | 404.283 | CCM | 65.25 | 58.725 | G | 0 | 0 | 0 | 0
GW16222CA | LUX INT. PLATE 2G AQUAMARINE GLAS | RAMK. LUX INTERN. 2M SZKŁO AKWAMARYNA | 112 | 1 | NR | 110 | 1 | NR | 1.818% | OFFICIAL | 1DM03G01F1632FZ100 | 40 | 1DM | BUILDING | 03G | CHORUSMART DOM.RANG. | 01F | BASIC CHORUSMART | 1 | 16 | NR | 1032.5 | CCM | 131.5 | 118.35 | G | 8011564420335 | 8011564420335 | 8011564420335 | 85389099
GW16222CG | LUX INT. PLATE 2G ICE GLAS | RAMK. LUX INTERN. 2M SZKŁO SZRONIONE | 112 | 1 | NR | 110 | 1 | NR | 1.818% | OFFICIAL | 1DM03G01F1632FX100 | 40 | 1DM | BUILDING | 03G | CHORUSMART DOM.RANG. | 01F | BASIC CHORUSMART | 1 | 16 | NR | 1032.5 | CCM | 130.875 | 117.788 | G | 8011564420342 | 8011564420342 | 8011564420342 | 85389099
GW16222CO | LUX INT. PLATE 2G OCHRE GLASS | RAMK. LUX INTERN. 2M SZKŁO OCHRA | 112 | 1 | NR | 110 | 1 | NR | 1.818% | OFFICIAL | 1DM03G01F1632G1100 | 40 | 1DM | BUILDING | 03G | CHORUSMART DOM.RANG. | 01F | BASIC CHORUSMART | 1 | 16 | NR | 1032.5 | CCM | 131 | 117.9 | G | 8011564420359 | 8011564420359 | 8011564420359 | 85389099
GW16222MA | LUX INT. PLATE 2G BLACK ALUMINIUM | RAMK. LUX INTERN. 2M CZARNE ALUMINIUM | 112 | 1 | NR | 110 | 1 | NR | 1.818% | OFFICIAL | 1DM03G01F1632FT100 | 40 | 1DM | BUILDING | 03G | CHORUSMART DOM.RANG. | 01F | BASIC CHORUSMART | 1 | 16 | NR | 1032.5 | CCM | 129.375 | 116.438 | G | 0 | 0 | 0 | 0
GW16222MF | LUX INT. PLATE 2G OXIDISED IRON | RAMK. LUX INTERN. 2M OKSYDOWANE ŻELAZO | 112 | 1 | NR | 110 | 1 | NR | 1.818% | OFFICIAL | 1DM03G01F1632FV100 | 40 | 1DM | BUILDING | 03G | CHORUSMART DOM.RANG. | 01F | BASIC CHORUSMART | 1 | 16 | NR | 1032.5 | CCM | 205.438 | 184.894 | G | 8011564420373 | 8011564420373 | 8011564420373 | 85389099
GW11566 | ROT ELEC REG 2-WAY SWITCH 1M IV | POKRĘT. ŚCIEMN. UNIWER. KS | 61.7 | 1 | NR | 60.6 | 1 | NR | 1.815% | OFFICIAL | 1DM03G01F1522AF100 | 40 | 1DM | BUILDING | 03G | CHORUSMART DOM.RANG. | 01F | BASIC CHORUSMART | 1 | 12 | NR | 161.828 | CCM | 76.618 | 52.119 | G | 8011564895133 | 8011564895133 | 8011564917743 | 85308000
GW14651 | STAIR LAMP, 12VAC/DC-230VAC TRANSP 2M T | LAMPA SCHODY 12VAC/DC-230VAC PRZEŹ. 2M T | 67.4 | 1 | NR | 66.2 | 1 | NR | 1.813% | OFFICIAL | 1DM03G01F1552BC100 | 30 | 1DM | BUILDING | 03G | CHORUSMART DOM.RANG. | 01F | BASIC CHORUSMART | 1 | 24 | NR | 229.206 | CCM | 45 | 40.5 | G | 8011564268647 | 8011564268647 | 8011564617216 | 85308000
GW10905 | TOUCH DIMMER 1M WHITE | ŚCIEMNIACZ DOTYKOWY 1M BIAŁY | 84.3 | 1 | NR | 82.8 | 1 | NR | 1.812% | OFFICIAL | 1DM03G01F1512AE100 | 40 | 1DM | BUILDING | 03G | CHORUSMART DOM.RANG. | 01F | BASIC CHORUSMART | 1 | 12 | NR | 709.772 | CCM | 32.494 | 17.002 | G | 8011564759077 | 8011564759077 | 8011564903562 | 85365080
GW10908 | TOUCH DIMMER MODULE 1M WHITE | MODUŁ ŚCIEMNIACZA DOTYKOWEGO 1M BIAŁY | 84.3 | 1 | NR | 82.8 | 1 | NR | 1.812% | OFFICIAL | 1DM03G01F1512AE100 | 40 | 1DM | BUILDING | 03G | CHORUSMART DOM.RANG. | 01F | BASIC CHORUSMART | 1 | 12 | NR | 709.772 | CCM | 75 | 70 | G | 8011564759930 | 8011564759930 | 8011564903906 | 85365080
GW10726AB | CALL RELAY 1M 1G 12V AC/DC AB | PRZEKAŹN. WYW. 1M 1P 12V ac/dc AB | 45 | 1 | NR | 44.2 | 1 | NR | 1.81% | OFFICIAL | 1DM03G01F1350FN100 | 30 | 1DM | BUILDING | 03G | CHORUSMART DOM.RANG. | 01F | BASIC CHORUSMART | 1 | 12 | NR | 161.828 | CCM | 49.976 | 33.688 | G | 8034035071645 | 8034035071645 | 8034035454189 | 85364190
GW10312 | IN.LOCK P40 S.OUTLET+ MCB 1P+N 16A-3M W. | IN.BLOK P40 GNIAZDO+ MCB 1P+N 16A-3M B. | 84.5 | 1 | NR | 83 | 1 | NR | 1.807% | OFFICIAL | 1DM03G01F1512A4100 | 30 | 1DM | BUILDING | 03G | CHORUSMART DOM.RANG. | 01F | BASIC CHORUSMART | 1 | 4 | NR | 404.283 | CCM | 135.25 | 121.725 | G | 8011564262454 | 8011564262454 | 8011564652118 | 85366990
GW12072F | 2-WAY SWITCH, 2M 1P 16AX ILL LOC R.W. B | ŁĄCZ. SCHOD.2M 1P 16AX PODŚ BLOK ZAC.CZ | 16.9 | 1 | NR | 16.6 | 1 | NR | 1.807% | OFFICIAL | 1DM03G01F1532AK100 | 30 | 1DM | BUILDING | 03G | CHORUSMART DOM.RANG. | 01F | BASIC CHORUSMART | 6 | 24 | NR | 277.888 | CCM | 43.125 | 38.813 | G | 8011564269873 | 8011564618831 | 8011564618848 | 85365080
GW12073F | 2-WAY SWITCH, 2M 1P 16AX ILL SIG R.W. B | ŁĄCZ. SCHOD.2M 1P 16AX PODŚ SYG ZAC.CZ | 16.9 | 1 | NR | 16.6 | 1 | NR | 1.807% | OFFICIAL | 1DM03G01F1532AK100 | 30 | 1DM | BUILDING | 03G | CHORUSMART DOM.RANG. | 01F | BASIC CHORUSMART | 6 | 24 | NR | 277.888 | CCM | 43.083 | 38.775 | G | 8011564269880 | 8011564618855 | 8011564618862 | 85365080
GW13072F | 2-WAY SWITCH, 2M 1P 16AX ILL LOC R.W. B | Ł. SCHOD.2M 1P 16AX OŚW.LOK.KAB.SZ. BE | 16.9 | 1 | NR | 16.6 | 1 | NR | 1.807% | OFFICIAL | 1DM03G01F1330AQ100 | 30 | 1DM | BUILDING | 03G | CHORUSMART DOM.RANG. | 01F | BASIC CHORUSMART | 6 | 24 | NR | 277.888 | CCM | 39.352 | 34.76 | G | 8034035071966 | 8034035454783 | 8034035454790 | 85365080
GW13073F | 2-WAY SWITCH, 2M 1P 16AX ILL SIG R.W. B | Ł. SCHOD.2M 1P 16AX OŚW.KAB.SZ..RAP.BE | 16.9 | 1 | NR | 16.6 | 1 | NR | 1.807% | OFFICIAL | 1DM03G01F1330AQ100 | 30 | 1DM | BUILDING | 03G | CHORUSMART DOM.RANG. | 01F | BASIC CHORUSMART | 6 | 24 | NR | 277.888 | CCM | 39.289 | 34.49 | G | 8034035071980 | 8034035454820 | 8034035454837 | 85365080
GW14072 | 2-WAY SWITCH 2M 1P 16AX ILL LOC TITANIUM | ŁĄCZ. SCHOD. 2M 1P 16AX PODŚ BLOK TYTAN | 16.9 | 1 | NR | 16.6 | 1 | NR | 1.807% | OFFICIAL | 1DM03G01F1552B0100 | 30 | 1DM | BUILDING | 03G | CHORUSMART DOM.RANG. | 01F | BASIC CHORUSMART | 6 | 24 | NR | 168.328 | CCM | 39.311 | 28.102 | G | 8011564265615 | 8011564612785 | 8011564612792 | 85365080
GW14073 | 2-WAY SWITCH 2M 1P 16AX ILL SIG TITANIUM | ŁĄCZ. SCHOD. 2M 1P 16AX PODŚW SYG TYTAN | 16.9 | 1 | NR | 16.6 | 1 | NR | 1.807% | OFFICIAL | 1DM03G01F1552B0100 | 30 | 1DM | BUILDING | 03G | CHORUSMART DOM.RANG. | 01F | BASIC CHORUSMART | 6 | 24 | NR | 168.328 | CCM | 39.166 | 27.738 | G | 8011564265639 | 8011564612822 | 8011564612839 | 85365080
GW15072F | 2-WAY SWITCH, 2M 1P 16AX ILL LOC R.W. W | SCHOD.2M 1P 16AX OŚW.LOK.K.SZ.IDO B. | 16.9 | 1 | NR | 16.6 | 1 | NR | 1.807% | OFFICIAL | 1DM03G01F1310A8100 | 30 | 1DM | BUILDING | 03G | CHORUSMART DOM.RANG. | 01F | BASIC CHORUSMART | 6 | 24 | NR | 277.888 | CCM | 39.352 | 34.76 | G | 8034035074660 | 8034035458521 | 8034035458538 | 85365080
GW15073F | 2-WAY SWITCH, 2M 1P 16AX ILL SIG R.W. W | SCHOD.2M 1P 16AX OŚW.SYGN.K.SZ..B. | 16.9 | 1 | NR | 16.6 | 1 | NR | 1.807% | OFFICIAL | 1DM03G01F1310A8100 | 30 | 1DM | BUILDING | 03G | CHORUSMART DOM.RANG. | 01F | BASIC CHORUSMART | 6 | 24 | NR | 277.888 | CCM | 39.289 | 34.49 | G | 8034035074684 | 8034035458569 | 8034035458576 | 85365080
GW16122MC | ONE INT. PLATE, 2-GANG, CHROME | RAMKA ONE INTERNATIONAL 2 MODUŁY CHROM | 16.9 | 1 | NR | 16.6 | 1 | NR | 1.807% | OFFICIAL | 1DM03G01F1592DI100 | 40 | 1DM | BUILDING | 03G | CHORUSMART DOM.RANG. | 01F | BASIC CHORUSMART | 12 | 12 | NR | 235.156 | CCM | 28.583 | 25.725 | G | 8011564271050 | 8011564620919 | 8011564620919 | 85389099
GW16122MO | ONE INT. PLATE, 2-GANG, GOLD | RAMKA ONE INTERNATIONAL 2 MODUŁY ZŁOTY | 16.9 | 1 | NR | 16.6 | 1 | NR | 1.807% | OFFICIAL | 1DM03G01F1592DK100 | 40 | 1DM | BUILDING | 03G | CHORUSMART DOM.RANG. | 01F | BASIC CHORUSMART | 12 | 12 | NR | 235.156 | CCM | 28.917 | 26.025 | G | 8011564272217 | 8011564620971 | 8011564620971 | 85389099
GW16422MC | GEO INT. PLATE, 2-GANG, CHROME | RAMKA GEO INTER. 2 MODUŁY CHROM | 16.9 | 1 | NR | 16.6 | 1 | NR | 1.807% | OFFICIAL | 1DM03G01F1562D3100 | 40 | 1DM | BUILDING | 03G | CHORUSMART DOM.RANG. | 01F | BASIC CHORUSMART | 12 | 12 | NR | 235.156 | CCM | 33.612 | 25.204 | G | 0 | 0 | 0 | 0
GW16422MO | GEO INT. PLATE, 2-GANG, GOLD | RAMKA GEO INTER. 2 MODUŁY ZŁOTY | 16.9 | 1 | NR | 16.6 | 1 | NR | 1.807% | OFFICIAL | 1DM03G01F1562D3100 | 40 | 1DM | BUILDING | 03G | CHORUSMART DOM.RANG. | 01F | BASIC CHORUSMART | 12 | 12 | NR | 235.156 | CCM | 33.612 | 25.204 | G | 8011564767201 | 8011564909892 | 8011564909892 | 85389099
GW16856 | TABLE AND WALL PLATE, 6-GANG, WHITE | RAMKA STOŁOWA I NATYNKOWA, 6 MOD. BIAŁA | 16.9 | 1 | NR | 16.6 | 1 | NR | 1.807% | OFFICIAL | 1DM03G01F1672BO100 | 30 | 1DM | BUILDING | 03G | CHORUSMART DOM.RANG. | 01F | BASIC CHORUSMART | 1 | 15 | NR | 1464 | CCM | 146.467 | 144.82 | G | 8011564279438 | 8011564279438 | 8011564626836 | 85381000
GW16866 | TABLE AND WALL PLATE, 6-GANG, BLACK | RAMKA STOŁOWA I NATYNKOWA, 6 MOD.CZARNA | 16.9 | 1 | NR | 16.6 | 1 | NR | 1.807% | OFFICIAL | 1DM03G01F1672BO100 | 30 | 1DM | BUILDING | 03G | CHORUSMART DOM.RANG. | 01F | BASIC CHORUSMART | 1 | 15 | NR | 1464 | CCM | 141.6 | 123.6 | G | 8011564279445 | 8011564279445 | 8011564626843 | 85381000
GW12572A | UNIVERSAL PUSH-BUTTON ELEC.REGULATOR B | PRZYCISK UNIWERSALNY REG. ELEKTRYCZNY CZ | 95.8 | 1 | NR | 94.1 | 1 | NR | 1.807% | OFFICIAL | 1DM03G01F1532AW100 | 30 | 1DM | BUILDING | 03G | CHORUSMART DOM.RANG. | 01F | BASIC CHORUSMART | 1 | 12 | NR | 458.413 | CCM | 63.42 | 33.348 | G | 8011564752658 | 8011564752658 | 8011564943834 | 85365080
GW12573A | ELEC. UNIVERSAL REGULATOR 2M BLACK | EL. REGULATOR UNIWERSALNY 2M CZARNY | 95.8 | 1 | NR | 94.1 | 1 | NR | 1.807% | OFFICIAL | 1DM03G01F1532AW100 | 30 | 1DM | BUILDING | 03G | CHORUSMART DOM.RANG. | 01F | BASIC CHORUSMART | 1 | 6 | NR | 673.313 | CCM | 76.762 | 39.533 | G | 8011564752696 | 8011564752696 | 8011564943971 | 85365080
GW13572A | UNIVERSAL PUSH-BUTTON ELEC.REGULATOR B | POKR. EL.UNIWERSALNE 1M BEŻ | 95.8 | 1 | NR | 94.1 | 1 | NR | 1.807% | OFFICIAL | 1DM03G01F1330FE100 | 30 | 1DM | BUILDING | 03G | CHORUSMART DOM.RANG. | 01F | BASIC CHORUSMART | 1 | 12 | NR | 458.413 | CCM | 67.724 | 21.014 | G | 8034035073564 | 8034035073564 | 8034035457357 | 85365080
GW13573A | ELEC. UNIVERSAL REGULATOR 2M BEIGE | POKR. EL. UNIWERSALNE 2M BEŻ | 95.8 | 1 | NR | 94.1 | 1 | NR | 1.807% | OFFICIAL | 1DM03G01F1330FE100 | 30 | 1DM | BUILDING | 03G | CHORUSMART DOM.RANG. | 01F | BASIC CHORUSMART | 1 | 6 | NR | 673.313 | CCM | 61.092 | 27.271 | G | 8034035073571 | 8034035073571 | 8034035457364 | 85365080
GW15572A | UNIVERSAL PUSH-BUTTON ELEC.REGULATOR W | POKR. EL. ENIWERS. 1M BIAŁY | 95.8 | 1 | NR | 94.1 | 1 | NR | 1.807% | OFFICIAL | 1DM03G01F1310AK100 | 30 | 1DM | BUILDING | 03G | CHORUSMART DOM.RANG. | 01F | BASIC CHORUSMART | 1 | 12 | NR | 458.413 | CCM | 67.724 | 21.014 | G | 8034035076268 | 8034035076268 | 8034035461095 | 85365080
GW15573A | ELEC. UNIVERSAL REGULATOR 2M WHITE | POKR. EL. UNIWER. 2M BIAŁY | 95.8 | 1 | NR | 94.1 | 1 | NR | 1.807% | OFFICIAL | 1DM03G01F1310AK100 | 30 | 1DM | BUILDING | 03G | CHORUSMART DOM.RANG. | 01F | BASIC CHORUSMART | 1 | 6 | NR | 673.313 | CCM | 61.092 | 27.271 | G | 8034035076275 | 8034035076275 | 8034035461101 | 85365080
GW10631 | TRANSP PROTRUDING INDICATOR LAMP 3W 2M W | PRZEŹR. WYPUKŁA LAMPKA WSKAŹNIK. 3W 2M B | 28.2 | 1 | NR | 27.7 | 1 | NR | 1.805% | OFFICIAL | 1DM03G01F1512AC100 | 30 | 1DM | BUILDING | 03G | CHORUSMART DOM.RANG. | 01F | BASIC CHORUSMART | 1 | 24 | NR | 277.888 | CCM | 49.917 | 44.925 | G | 8011564259041 | 8011564259041 | 8011564603882 | 85308000
GW10632 | GREEN PROTRUDING INDICATOR LAMP 3W 2M W | ZIELONA WYPUKŁA LAMPKA WSKAŹNIK. 3W 2M B | 28.2 | 1 | NR | 27.7 | 1 | NR | 1.805% | OFFICIAL | 1DM03G01F1512AC100 | 30 | 1DM | BUILDING | 03G | CHORUSMART DOM.RANG. | 01F | BASIC CHORUSMART | 1 | 24 | NR | 277.888 | CCM | 49.833 | 44.85 | G | 8011564259058 | 8011564259058 | 8011564603899 | 85308000
GW10633 | RED PROTRUDING INDICATOR LAMP 3W 2M W | CZERW. WYPUKŁA LAMPKA WSKAŹNIK. 3W 2M B | 28.2 | 1 | NR | 27.7 | 1 | NR | 1.805% | OFFICIAL | 1DM03G01F1512AC100 | 30 | 1DM | BUILDING | 03G | CHORUSMART DOM.RANG. | 01F | BASIC CHORUSMART | 1 | 24 | NR | 277.888 | CCM | 49.583 | 35.003 | G | 8011564259065 | 8011564259065 | 8011564603905 | 85308000
GW10634 | AMBER PROTRUDING INDICATOR LAMP 3W 2M W | BURSZT. WYPUKŁA LAMPKA WSKAŹNIK. 3W 2M B | 28.2 | 1 | NR | 27.7 | 1 | NR | 1.805% | OFFICIAL | 1DM03G01F1512AC100 | 30 | 1DM | BUILDING | 03G | CHORUSMART DOM.RANG. | 01F | BASIC CHORUSMART | 1 | 24 | NR | 277.888 | CCM | 49.792 | 44.813 | G | 8011564259072 | 8011564259072 | 8011564603912 | 85308000
GW12322 | INT P40 S.OUTLET+RCCB 1P+N 16A - 4M N | INT P40 GNIAZDO+RCCB 1P+N 16A - 4M N | 282 | 1 | NR | 277 | 1 | NR | 1.805% | OFFICIAL | 1DM03G01F1532AM100 | 30 | 1DM | BUILDING | 03G | CHORUSMART DOM.RANG. | 01F | BASIC CHORUSMART | 1 | 2 | NR | 1410.938 | CCM | 271.5 | 244.35 | G | 8011564267350 | 8011564267350 | 8011564615632 | 85366990
GW13322 | INT P40 S.OUTLET+RCCB 1P+N 16A - 4M B | GN.PRZ. P40+PRZ.R. 1P+N 16A - 4M BE | 282 | 1 | NR | 277 | 1 | NR | 1.805% | OFFICIAL | 1DM03G01F1330AS100 | 30 | 1DM | BUILDING | 03G | CHORUSMART DOM.RANG. | 01F | BASIC CHORUSMART | 1 | 2 | NR | 1410.938 | CCM | 274.863 | 154.797 | G | 8034035072864 | 8034035072864 | 8034035456473 | 85366990
GW15322 | INT P40 S.OUTLET+RCCB 1P+N 16A - 4M W | GN.PRZ. P40+PRZ.ROZP. 1P+N 16A - 4M B. | 282 | 1 | NR | 277 | 1 | NR | 1.805% | OFFICIAL | 1DM03G01F1310AA100 | 30 | 1DM | BUILDING | 03G | CHORUSMART DOM.RANG. | 01F | BASIC CHORUSMART | 1 | 2 | NR | 1410.938 | CCM | 274.863 | 154.797 | G | 8034035075568 | 8034035075568 | 8034035460210 | 85366990
GW12312 | IN.LOCK P40 S.OUTLET+ MCB 1P+N 16A-3M B. | IN.BLOK P40 GNIAZ+ MIN.WYŁ 1P+N 16A-3M B | 95.9 | 1 | NR | 94.2 | 1 | NR | 1.805% | OFFICIAL | 1DM03G01F1532AM100 | 30 | 1DM | BUILDING | 03G | CHORUSMART DOM.RANG. | 01F | BASIC CHORUSMART | 1 | 4 | NR | 404.283 | CCM | 136 | 122.4 | G | 8011564267336 | 8011564267336 | 8011564644922 | 85366990
GW13312 | IN.LOCK P40 S.OUTLET+ MCB 1P+N 16A-3M BE | GNIAZDO IB P40+I.MAGN. 1P+N 16A - 3M BE | 95.9 | 1 | NR | 94.2 | 1 | NR | 1.805% | OFFICIAL | 1DM03G01F1330AS100 | 30 | 1DM | BUILDING | 03G | CHORUSMART DOM.RANG. | 01F | BASIC CHORUSMART | 1 | 4 | NR | 404.283 | CCM | 157.761 | 123.178 | G | 8034035072840 | 8034035072840 | 8034035456459 | 85366990
GW15312 | IN.LOCK P40 S.OUTLET+ MCB 1P+N 16A-3M W. | GNIAZDO IB. P40+I.MAGN. 1P+N 16A - 3M B. | 95.9 | 1 | NR | 94.2 | 1 | NR | 1.805% | OFFICIAL | 1DM03G01F1310AA100 | 30 | 1DM | BUILDING | 03G | CHORUSMART DOM.RANG. | 01F | BASIC CHORUSMART | 1 | 4 | NR | 404.283 | CCM | 157.761 | 123.178 | G | 8034035075544 | 8034035075544 | 8034035460197 | 85366990
GW10172F | PUSH-BUTTON, 2M 1P NO 16A ILL LOC R.W. W | PRZYCISK, 2M 1P NO 16A PODŚW BLOK ZAC. B | 11.3 | 1 | NR | 11.1 | 1 | NR | 1.802% | OFFICIAL | 1DM03G01F1512A2100 | 30 | 1DM | BUILDING | 03G | CHORUSMART DOM.RANG. | 01F | BASIC CHORUSMART | 6 | 24 | NR | 277.888 | CCM | 41.583 | 37.425 | G | 8011564258624 | 8011564603295 | 8011564603301 | 85365080
GW10173F | PUSH-BUTTON, 2M 1P NO 16A ILL SIG R.W. W | PRZYCISK 2M 1P NO 16A PODŚW. SIG ZAC. B | 11.3 | 1 | NR | 11.1 | 1 | NR | 1.802% | OFFICIAL | 1DM03G01F1512A2100 | 30 | 1DM | BUILDING | 03G | CHORUSMART DOM.RANG. | 01F | BASIC CHORUSMART | 6 | 24 | NR | 277.888 | CCM | 41.75 | 37.575 | G | 8011564258648 | 8011564603332 | 8011564603349 | 85365080
GW10204 | S. OUTLET 2M 2P+E 16A D.AMP IT/DE WH | GNIAZDO 2M 2P+E 16A D.AMP WŁ/N BIAŁA | 11.3 | 1 | NR | 11.1 | 1 | NR | 1.802% | OFFICIAL | 1DM03G01F1512A4100 | 30 | 1DM | BUILDING | 03G | CHORUSMART DOM.RANG. | 01F | BASIC CHORUSMART | 6 | 48 | NR | 177.443 | CCM | 47.083 | 42.375 | G | 8011564257924 | 8011564601918 | 8011564601925 | 85366990
GW10341AB | S. OUT. 2M 2P+E 16A DE FRONT TERMINAL AB | GNIAZDO 2M 2P+T 16A+ZACISK HISZP.AB | 11.3 | 1 | NR | 11.1 | 1 | NR | 1.802% | OFFICIAL | 1DM03G01F1350FR100 | 30 | 1DM | BUILDING | 03G | CHORUSMART DOM.RANG. | 01F | BASIC CHORUSMART | 6 | 12 | NR | 234.69 | CCM | 579.748 | 38.908 | G | 8034035071522 | 8034035454042 | 8034035454059 | 85366990
GW12138 | PUSH-BUTTON 1M 1P NC+NO 16A STOP BLACK | PRZYCISK, 1M 1P NC+NO 16A STOP CZARNY | 11.3 | 1 | NR | 11.1 | 1 | NR | 1.802% | OFFICIAL | 1DM03G01F1532AI100 | 30 | 1DM | BUILDING | 03G | CHORUSMART DOM.RANG. | 01F | BASIC CHORUSMART | 12 | 24 | NR | 107.647 | CCM | 32.5 | 25.802 | G | 8011564269576 | 8011564618459 | 8011564618466 | 85365080
GW12139 | PUSH-BUTTON 1M 1P NO+NC 16A RUN BLACK | PRZYCISK, 1M 1P NO+NC 16A RUN CZARNY | 11.3 | 1 | NR | 11.1 | 1 | NR | 1.802% | OFFICIAL | 1DM03G01F1532AI100 | 30 | 1DM | BUILDING | 03G | CHORUSMART DOM.RANG. | 01F | BASIC CHORUSMART | 12 | 24 | NR | 107.647 | CCM | 32.452 | 25.802 | G | 8011564269583 | 8011564618473 | 8011564618480 | 85365080
GW12162 | PUSH-BUTTON 1/2M 1P NO 10A ILL LOC BLACK | PRZYCISK, 1/2M 1P NO 10A PODŚW BLOK CZAR | 11.3 | 1 | NR | 11.1 | 1 | NR | 1.802% | OFFICIAL | 1DM03G01F1532AI100 | 30 | 1DM | BUILDING | 03G | CHORUSMART DOM.RANG. | 01F | BASIC CHORUSMART | 6 | 24 | NR | 67.38 | CCM | 17.333 | 15.6 | G | 8011564269422 | 8011564618152 | 8011564618169 | 85365080
GW12172 | PUSH-BUTTON 2M 1P NO 16A ILL LOC BLACK | PRZYCISK, 2M 1P NO 16A PODŚW BLOK CZARNY | 11.3 | 1 | NR | 11.1 | 1 | NR | 1.802% | OFFICIAL | 1DM03G01F1532AI100 | 30 | 1DM | BUILDING | 03G | CHORUSMART DOM.RANG. | 01F | BASIC CHORUSMART | 6 | 24 | NR | 168.328 | CCM | 36 | 25.006 | G | 8011564269453 | 8011564618213 | 8011564618220 | 85365080
GW12173 | PUSH-BUTTON 2M 1P NO 16A ILL SIG BLACK | PRZYCISK, 2M 1P NO 16A PODŚW SYG CZARNY | 11.3 | 1 | NR | 11.1 | 1 | NR | 1.802% | OFFICIAL | 1DM03G01F1532AI100 | 30 | 1DM | BUILDING | 03G | CHORUSMART DOM.RANG. | 01F | BASIC CHORUSMART | 6 | 24 | NR | 168.328 | CCM | 36.014 | 24.902 | G | 8011564269477 | 8011564618251 | 8011564618268 | 85365080
GW13138 | PUSH-BUTTON, 1M 1P NC+NO 16A STOP BEIGE | PRZYCISK 1M 1P NC+NA 16A ZATRZYMANIE BEŻ | 11.3 | 1 | NR | 11.1 | 1 | NR | 1.802% | OFFICIAL | 1DM03G01F1330AO100 | 30 | 1DM | BUILDING | 03G | CHORUSMART DOM.RANG. | 01F | BASIC CHORUSMART | 12 | 24 | NR | 117.345 | CCM | 32.979 | 25.815 | G | 8034035072253 | 8034035455353 | 8034035455360 | 85365080
GW13139 | PUSH-BUTTON, 1M 1P NO+NC 16A RUN BEIGE | PRZYCISK 1M 1P NA+NC 16A BIEG BEŻ | 11.3 | 1 | NR | 11.1 | 1 | NR | 1.802% | OFFICIAL | 1DM03G01F1330AO100 | 30 | 1DM | BUILDING | 03G | CHORUSMART DOM.RANG. | 01F | BASIC CHORUSMART | 12 | 24 | NR | 117.345 | CCM | 32.979 | 25.815 | G | 8034035072260 | 8034035455377 | 8034035455384 | 85365080
GW13162 | PUSH-BUTTON 1/2M 1P NO 10A ILL LOC BEIGE | PRZYCISK 1/2M 1P NA 10A OŚW.LOK.BEŻ | 11.3 | 1 | NR | 11.1 | 1 | NR | 1.802% | OFFICIAL | 1DM03G01F1330AO100 | 30 | 1DM | BUILDING | 03G | CHORUSMART DOM.RANG. | 01F | BASIC CHORUSMART | 6 | 24 | NR | 67.38 | CCM | 16.736 | 12.989 | G | 8034035072390 | 8034035455629 | 8034035455636 | 85365080
GW13172 | PUSH-BUTTON, 2M 1P NO 16A ILL LOC BEIGE | PRZYCISK 2M 1P NA 16A OŚW.LOK.BEŻ | 11.3 | 1 | NR | 11.1 | 1 | NR | 1.802% | OFFICIAL | 1DM03G01F1330AO100 | 30 | 1DM | BUILDING | 03G | CHORUSMART DOM.RANG. | 01F | BASIC CHORUSMART | 6 | 24 | NR | 168.328 | CCM | 45.305 | 25.003 | G | 8034035072420 | 8034035455681 | 8034035455698 | 85365080
GW13173 | PUSH-BUTTON, 2M 1P NO 16A ILL SIG BEIGE | PRZYCISK 2M 1P NA 16A OŚW.SYGN.BEŻ | 11.3 | 1 | NR | 11.1 | 1 | NR | 1.802% | OFFICIAL | 1DM03G01F1330AO100 | 30 | 1DM | BUILDING | 03G | CHORUSMART DOM.RANG. | 01F | BASIC CHORUSMART | 6 | 24 | NR | 168.328 | CCM | 45.455 | 24.94 | G | 8034035072444 | 8034035455728 | 8034035455735 | 85365080
GW14034 | 1-WAY SWITCH, 2M 2P 16AX TITANIUM | ŁĄCZNIK POJ., 2M 2P 16AX TYTAN | 22.6 | 1 | NR | 22.2 | 1 | NR | 1.802% | OFFICIAL | 1DM03G01F1552B0100 | 30 | 1DM | BUILDING | 03G | CHORUSMART DOM.RANG. | 01F | BASIC CHORUSMART | 6 | 24 | NR | 168.328 | CCM | 43 | 38.7 | G | 8011564265462 | 8011564612501 | 8011564612518 | 85365080
GW14386 | TV+FM SOCKET SUPPORT CH/TI | TV+FM POKRYWA GNIAZDA CH/TY | 5.65 | 1 | NR | 5.55 | 1 | NR | 1.802% | OFFICIAL | 1DM03G01F1552B8100 | 30 | 1DM | BUILDING | 03G | CHORUSMART DOM.RANG. | 01F | BASIC CHORUSMART | 1 | 24 | NR | 168.328 | CCM | 16.292 | 14.663 | G | 8011564718258 | 8011564718258 | 8011564691056 | 85389099
GW14387 | TV+FM+SAT SOCKET SUPPORT CH/TI | TV+FM+SAT POKRYWA GNIAZDA CH/TY | 5.65 | 1 | NR | 5.55 | 1 | NR | 1.802% | OFFICIAL | 1DM03G01F1552B8100 | 30 | 1DM | BUILDING | 03G | CHORUSMART DOM.RANG. | 01F | BASIC CHORUSMART | 1 | 24 | NR | 168.328 | CCM | 16.417 | 14.775 | G | 8011564718265 | 8011564718265 | 8011564691063 | 85389099
GW14391 | CHINESE STD 2P+E 10A CH/TI | CHIŃSKI STD 2P+E 10A CH/TYT | 11.3 | 1 | NR | 11.1 | 1 | NR | 1.802% | OFFICIAL | 1DM03G01F1552B4100 | 30 | 1DM | BUILDING | 03G | CHORUSMART DOM.RANG. | 01F | BASIC CHORUSMART | 6 | 48 | NR | 177.443 | CCM | 47.08 | 35.998 | G | 8011564445031 | 8011564672369 | 8011564672376 | 85366990
GW15138 | PUSH-BUTTON, 1M 1P NC+NO 16A STOP WHITE | PRZYCISK 1M 1P NC+NA 16A ZATRZYM. BIAŁY | 11.3 | 1 | NR | 11.1 | 1 | NR | 1.802% | OFFICIAL | 1DM03G01F1310A6100 | 30 | 1DM | BUILDING | 03G | CHORUSMART DOM.RANG. | 01F | BASIC CHORUSMART | 12 | 24 | NR | 117.345 | CCM | 32.979 | 25.815 | G | 8034035074950 | 8034035459092 | 8034035459108 | 85365080
GW15139 | PUSH-BUTTON, 1M 1P NO+NC 16A RUN WHITE | PRZYCISK 1M 1P NA+NC 16A BIEG BIAŁY | 11.3 | 1 | NR | 11.1 | 1 | NR | 1.802% | OFFICIAL | 1DM03G01F1310A6100 | 30 | 1DM | BUILDING | 03G | CHORUSMART DOM.RANG. | 01F | BASIC CHORUSMART | 12 | 24 | NR | 117.345 | CCM | 32.979 | 25.815 | G | 8034035074967 | 8034035459115 | 8034035459122 | 85365080
GW15162 | PUSH-BUTTON 1/2M 1P NO 10A ILL LOC WHITE | PRZYCISK 1/2M 1P NA 10A OŚW.LOK.BIAŁY | 11.3 | 1 | NR | 11.1 | 1 | NR | 1.802% | OFFICIAL | 1DM03G01F1310A6100 | 30 | 1DM | BUILDING | 03G | CHORUSMART DOM.RANG. | 01F | BASIC CHORUSMART | 6 | 24 | NR | 67.38 | CCM | 16.736 | 12.989 | G | 8034035075094 | 8034035459368 | 8034035459375 | 85365080
GW15172 | PUSH-BUTTON, 2M 1P NO 16A ILL LOC WHITE | PRZYCISK 2M 1P NA 16A OŚW.LOK.BIAŁY | 11.3 | 1 | NR | 11.1 | 1 | NR | 1.802% | OFFICIAL | 1DM03G01F1310A6100 | 30 | 1DM | BUILDING | 03G | CHORUSMART DOM.RANG. | 01F | BASIC CHORUSMART | 6 | 24 | NR | 168.328 | CCM | 45.305 | 25.003 | G | 8034035075124 | 8034035459429 | 8034035459436 | 85365080
GW15173 | PUSH-BUTTON, 2M 1P NO 16A ILL SIG WHITE | PRZYCISK 2M 1P NA 16A OŚW.SYGN.BIAŁY | 11.3 | 1 | NR | 11.1 | 1 | NR | 1.802% | OFFICIAL | 1DM03G01F1310A6100 | 30 | 1DM | BUILDING | 03G | CHORUSMART DOM.RANG. | 01F | BASIC CHORUSMART | 6 | 24 | NR | 168.328 | CCM | 45.455 | 24.94 | G | 8034035075148 | 8034035459467 | 8034035459474 | 85365080
GW16302VA | ART PLATE 2-GANG SLATE | RAMKA ART 2 MODUŁY ŁUPEK | 22.6 | 1 | NR | 22.2 | 1 | NR | 1.802% | OFFICIAL | 1DM03G01F1652FY100 | 40 | 1DM | BUILDING | 03G | CHORUSMART DOM.RANG. | 01F | BASIC CHORUSMART | 6 | 6 | NR | 430.588 | CCM | 75.833 | 68.25 | G
GW16302VT | ART PLATE 2-GANG TITANIUM | RAMKA ART 2 MODUŁY TYTAN | 22.6 | 1 | NR | 22.2 | 1 | NR | 1.802% | OFFICIAL | 1DM03G01F1652FW100 | 40 | 1DM | BUILDING | 03G | CHORUSMART DOM.RANG. | 01F | BASIC CHORUSMART | 6 | 6 | NR | 430.588 | CCM | 76.5 | 68.85 | G
GW16303VA | ART PLATE 3-GANG SLATE | RAMKA ART 3 MODUŁY ŁUPEK | 22.6 | 1 | NR | 22.2 | 1 | NR | 1.802% | OFFICIAL | 1DM03G01F1652FY100 | 40 | 1DM | BUILDING | 03G | CHORUSMART DOM.RANG. | 01F | BASIC CHORUSMART | 6 | 6 | NR | 430.588 | CCM | 70.67 | 48.314 | G
GW16303VT | ART PLATE 3-GANG TITANIUM | RAMKA ART 3 MODUŁY TYTAN | 22.6 | 1 | NR | 22.2 | 1 | NR | 1.802% | OFFICIAL | 1DM03G01F1652FW100 | 40 | 1DM | BUILDING | 03G | CHORUSMART DOM.RANG. | 01F | BASIC CHORUSMART | 12 | 12 | NR | 458.413 | CCM | 70 | 63 | G
GW14461 | MCB 1P C6 3KA 230V AC 1M TITAN | WYŁ. RÓŻN-PR.1P C6 3KA 230V AC 1M TYTAN | 56.6 | 1 | NR | 55.6 | 1 | NR | 1.799% | OFFICIAL | 1DM03G01F1552BA100 | 30 | 1DM | BUILDING | 03G | CHORUSMART DOM.RANG. | 01F | BASIC CHORUSMART | 1 | 12 | NR | 134.761 | CCM | 73.583 | 66.225 | G | 8011564265202 | 8011564265202 | 8011564616080 | 85362010
GW14462 | MCB 1P C10 3KA 230V AC 1M TITAN | WYŁ. RÓŻN-PR.1P C10 3KA 230V AC 1M TYTAN | 56.6 | 1 | NR | 55.6 | 1 | NR | 1.799% | OFFICIAL | 1DM03G01F1552BA100 | 30 | 1DM | BUILDING | 03G | CHORUSMART DOM.RANG. | 01F | BASIC CHORUSMART | 1 | 12 | NR | 134.761 | CCM | 73.25 | 65.925 | G | 8011564267718 | 8011564267718 | 8011564616097 | 85362010
GW14463 | MCB 1P C16 3KA 230V AC 1M TITAN | WYŁ. RÓŻN-PR.1P C16 3KA 230V AC 1M TYTAN | 56.6 | 1 | NR | 55.6 | 1 | NR | 1.799% | OFFICIAL | 1DM03G01F1552BA100 | 30 | 1DM | BUILDING | 03G | CHORUSMART DOM.RANG. | 01F | BASIC CHORUSMART | 1 | 12 | NR | 134.761 | CCM | 72.917 | 65.625 | G | 8011564267725 | 8011564267725 | 8011564616103 | 85362010
GW14724 | MOMENTARY RELAY 1M 1P 10A/4A TITANIUM | PRZEKAŹNIK MONOST. 1M 1P 10A/4A TYTAN | 45.3 | 1 | NR | 44.5 | 1 | NR | 1.798% | OFFICIAL | 1DM03G01F1552B0100 | 30 | 1DM | BUILDING | 03G | CHORUSMART DOM.RANG. | 01F | BASIC CHORUSMART | 1 | 12 | NR | 161.828 | CCM | 50.75 | 45.675 | G | 8011564268852 | 8011564268852 | 8011564617506 | 85364900
GW14131 | PUSH-BUTTON 1M 1P NO 16A TITANIUM | PRZYCISK, 1M 1P NO 16A TYTAN | 8.5 | 1 | NR | 8.35 | 1 | NR | 1.796% | OFFICIAL | 1DM03G01F1552B0100 | 30 | 1DM | BUILDING | 03G | CHORUSMART DOM.RANG. | 01F | BASIC CHORUSMART | 12 | 96 | NR | 63.225 | CCM | 23.06 | 18.857 | G | 8011564265837 | 8011564613218 | 8011564613201 | 85365080
GW14137 | PUSH-BUTTON 1M 1P NC 16A TITANIUM | PRZYCISK, 1M 1P NC 16A TYTAN | 8.5 | 1 | NR | 8.35 | 1 | NR | 1.796% | OFFICIAL | 1DM03G01F1552B0100 | 30 | 1DM | BUILDING | 03G | CHORUSMART DOM.RANG. | 01F | BASIC CHORUSMART | 12 | 24 | NR | 80.914 | CCM | 25.41 | 18.968 | G | 8011564265899 | 8011564613324 | 8011564613317 | 85365080
GW14201 | SOCKET 1M 2P+E 10A P11 IT ST TITANIUM | GNIAZDO, 1M 2P+E 10A P11 ST WŁ TYTAN | 8.5 | 1 | NR | 8.35 | 1 | NR | 1.796% | OFFICIAL | 1DM03G01F1552B4100 | 30 | 1DM | BUILDING | 03G | CHORUSMART DOM.RANG. | 01F | BASIC CHORUSMART | 12 | 96 | NR | 88.721 | CCM | 32.292 | 29.065 | G | 8011564266292 | 8011564614192 | 8011564614185 | 85366990
GW14287 | SOCKET 1M 2P 15A EU/USA ST TITANIUM | GNIAZDO, 1M 2P 15A ST UE/USA TYTAN | 8.5 | 1 | NR | 8.35 | 1 | NR | 1.796% | OFFICIAL | 1DM03G01F1552B4100 | 30 | 1DM | BUILDING | 03G | CHORUSMART DOM.RANG. | 01F | BASIC CHORUSMART | 12 | 48 | NR | 84.164 | CCM | 26.521 | 23.869 | G | 8011564266421 | 8011564614451 | 8011564614444 | 85366990
GW16203MR | LUX PLATE 3P METAL RED GLAMOUR | RAMKA LUX 3M METAL CZERWIEŃ GLAMOUR | 39.7 | 1 | NR | 39 | 1 | NR | 1.795% | OFFICIAL | 1DM03G01F1612EX100 | 40 | 1DM | BUILDING | 03G | CHORUSMART DOM.RANG. | 01F | BASIC CHORUSMART | 6 | 6 | NR | 430.588 | CCM | 132.167 | 118.95 | G | 0 | 0 | 0 | 0
GW14567 | ROT ELEC REG 2-WAY SWITCH 1M 100-500W T | EL.POKR.REG ŁĄCZ.SCHOD. 1M 100-500W T | 73.8 | 1 | NR | 72.5 | 1 | NR | 1.793% | OFFICIAL | 1DM03G01F1552BE100 | 30 | 1DM | BUILDING | 03G | CHORUSMART DOM.RANG. | 01F | BASIC CHORUSMART | 1 | 12 | NR | 161.828 | CCM | 40 | 36 | G | 8011564267985 | 8011564267985 | 8011564616424 | 85365080
GW10663 | AUT. EMERGENCY LAMP, 2M 230V WHITE | AUT. LAMPA AWARYJNA, 2M 230V BIAŁA | 68.2 | 1 | NR | 67 | 1 | NR | 1.791% | OFFICIAL | 1DM03G01F1512AC100 | 30 | 1DM | BUILDING | 03G | CHORUSMART DOM.RANG. | 01F | BASIC CHORUSMART | 1 | 6 | NR | 323.657 | CCM | 57.721 | 46.308 | G | 8011564840225 | 8011564840225 | 8011564978102 | 85131000
GW14101F | REV.SWITCH 2M 1P 16AX R.W. TITANIUM | ŁĄCZNIK KRZYŻ., 2M 1P 16AX ZACISK. TYTAN | 34.1 | 1 | NR | 33.5 | 1 | NR | 1.791% | OFFICIAL | 1DM03G01F1552B2100 | 30 | 1DM | BUILDING | 03G | CHORUSMART DOM.RANG. | 01F | BASIC CHORUSMART | 6 | 12 | NR | 215.294 | CCM | 52.667 | 47.4 | G | 8011564265745 | 8011564613034 | 8011564613027 | 85365080
GW10251F | S. OUT. 2M 2P+E 16A DE QUICK WIRING RED | GNIAZDO 2M 2P+E 16A DE SZYBKI MONT. CZER | 11.4 | 1 | NR | 11.2 | 1 | NR | 1.786% | OFFICIAL | 1DM03G01F1512A6100 | 30 | 1DM | BUILDING | 03G | CHORUSMART DOM.RANG. | 01F | BASIC CHORUSMART | 6 | 12 | NR | 215.294 | CCM | 52.5 | 47.25 | G | 8011564425026 | 8011564652033 | 8011564652040 | 85366990
GW10257F | S. OUTL. 2M 2P+E 16A FR QUICK WIRING RED | GNIAZDO 2M 2P+E 16A FR SZYBKI MONT. CZER | 11.4 | 1 | NR | 11.2 | 1 | NR | 1.786% | OFFICIAL | 1DM03G01F1512A6100 | 30 | 1DM | BUILDING | 03G | CHORUSMART DOM.RANG. | 01F | BASIC CHORUSMART | 6 | 12 | NR | 215.294 | CCM | 54.333 | 54.333 | G | 8011564264984 | 8011564611948 | 8011564611955 | 85366990
GW10258 | S. OUTL. 2M 2P+E 16A FR FRONT TERM. RED | GNIAZDO 2M 2P+E 16A FR ZACIS.FRONT CZER. | 11.4 | 1 | NR | 11.2 | 1 | NR | 1.786% | OFFICIAL | 1DM03G01F1512A4100 | 30 | 1DM | BUILDING | 03G | CHORUSMART DOM.RANG. | 01F | BASIC CHORUSMART | 6 | 12 | NR | 215.294 | CCM | 56 | 56 | G | 8011564292819 | 8011564638228 | 8011564638235 | 85366990
GW10282 | SOCKET-OUTLET 1M 2P 10A ISRAELI STD WH | GNIAZDO 1M 2P 10A IZRAEL STD BIAŁE | 11.4 | 1 | NR | 11.2 | 1 | NR | 1.786% | OFFICIAL | 1DM03G01F1512A4100 | 30 | 1DM | BUILDING | 03G | CHORUSMART DOM.RANG. | 01F | BASIC CHORUSMART | 1 | 48 | NR | 114.603 | CCM | 32.132 | 30.276 | G | 8011564815117 | 8011564815117 | 8011564955103 | 85366990
GW10301 | S. OUTLET 2M 2P+E 10A ARG ST WHITE | GNIAZDO 2M 2P+E 10A ARG ST BIAŁE | 11.4 | 1 | NR | 11.2 | 1 | NR | 1.786% | OFFICIAL | 1DM03G01F1512A4100 | 30 | 1DM | BUILDING | 03G | CHORUSMART DOM.RANG. | 01F | BASIC CHORUSMART | 6 | 48 | NR | 177.443 | CCM | 63.625 | 57.263 | G | 8011564258006 | 8011564602076 | 8011564602083 | 85366990
GW10306 | S. OUTLET 2M 2P+E 10A AUS ST WHITE | GNIAZDO 2M 2P+E 10A AUS ST BIAŁE | 11.4 | 1 | NR | 11.2 | 1 | NR | 1.786% | OFFICIAL | 1DM03G01F1512A4100 | 30 | 1DM | BUILDING | 03G | CHORUSMART DOM.RANG. | 01F | BASIC CHORUSMART | 6 | 48 | NR | 177.443 | CCM | 63.417 | 57.075 | G | 8011564258020 | 8011564602113 | 8011564602120 | 85366990
GW10307 | S. OUTLET 2M 2P+E 15A AUS ST WHITE | GNIAZDO 2M 2P+E 15A AUS ST BIAŁE | 11.4 | 1 | NR | 11.2 | 1 | NR | 1.786% | OFFICIAL | 1DM03G01F1512A4100 | 30 | 1DM | BUILDING | 03G | CHORUSMART DOM.RANG. | 01F | BASIC CHORUSMART | 6 | 48 | NR | 177.443 | CCM | 63.667 | 57.3 | G | 8011564258037 | 8011564602137 | 8011564602144 | 85366990
GW10351 | S. OUT. 2M 2P+E 16A DE FRONT TERMINALS R | GNIAZDO 2M 2P+E 16A NIE ZACISKI FRONT CZ | 11.4 | 1 | NR | 11.2 | 1 | NR | 1.786% | OFFICIAL | 1DM03G01F1512A4100 | 30 | 1DM | BUILDING | 03G | CHORUSMART DOM.RANG. | 01F | BASIC CHORUSMART | 6 | 12 | NR | 234.69 | CCM | 55.5 | 55.5 | G | 8011564280786 | 8011564627390 | 8011564627406 | 85366990
GW10458 | SOUND DIFFUSION CONNECTOR WHITE | ZŁĄCZE GŁOŚNIKA BIAŁE | 39.9 | 1 | NR | 39.2 | 1 | NR | 1.786% | OFFICIAL | 1DM03G01F1512A8100 | 30 | 1DM | BUILDING | 03G | CHORUSMART DOM.RANG. | 01F | BASIC CHORUSMART | 1 | 24 | NR | 229.206 | CCM | 27.5 | 24.75 | G | 8011564719200 | 8011564719200 | 8011564691940 | 85366930
GW10641 | TRANSPARENT INDICATOR LAMP 1/2M WHITE | PRZEŹROCZYSTA LAMPKA WSKAŹNIKOWA 1/2M B | 5.7 | 1 | NR | 5.6 | 1 | NR | 1.786% | OFFICIAL | 1DM03G01F1512AC100 | 30 | 1DM | BUILDING | 03G | CHORUSMART DOM.RANG. | 01F | BASIC CHORUSMART | 2 | 48 | NR | 40.457 | CCM | 9.333 | 8.4 | G | 8011564259768 | 8011564604605 | 8011564604612 | 85308000
GW10642 | GREEN INDICATOR LAMP 1/2M WHITE | ZIELONA LAMPKA WSKAŹNIKOWA 1/2M BIAŁA | 5.7 | 1 | NR | 5.6 | 1 | NR | 1.786% | OFFICIAL | 1DM03G01F1512AC100 | 30 | 1DM | BUILDING | 03G | CHORUSMART DOM.RANG. | 01F | BASIC CHORUSMART | 2 | 48 | NR | 40.457 | CCM | 9.333 | 8.4 | G | 8011564259775 | 8011564604629 | 8011564604636 | 85308000
GW10643 | RED INDICATOR LAMP 1/2M WHITE | CZERWONA LAMPKA WSKAŹNIKOWA 1/2M BIAŁA | 5.7 | 1 | NR | 5.6 | 1 | NR | 1.786% | OFFICIAL | 1DM03G01F1512AC100 | 30 | 1DM | BUILDING | 03G | CHORUSMART DOM.RANG. | 01F | BASIC CHORUSMART | 2 | 48 | NR | 40.457 | CCM | 9.333 | 8.4 | G | 8011564259782 | 8011564604643 | 8011564604650 | 85308000
GW10644 | AMBER INDICATOR LAMP 1/2M WHITE | BURSZTYN. LAMPKA WSKAŹNIKOWA 1/2M BIAŁA | 5.7 | 1 | NR | 5.6 | 1 | NR | 1.786% | OFFICIAL | 1DM03G01F1512AC100 | 30 | 1DM | BUILDING | 03G | CHORUSMART DOM.RANG. | 01F | BASIC CHORUSMART | 2 | 48 | NR | 40.457 | CCM | 9.333 | 8.4 | G | 8011564259799 | 8011564604667 | 8011564604674 | 85308000
GW14451 | SELV SOCKET, 2P 6A 24V 1M TITANIUM | GNIAZDO SELV 2P 6A 24V 1M TYTAN | 11.4 | 1 | NR | 11.2 | 1 | NR | 1.786% | OFFICIAL | 1DM03G01F1552B8100 | 30 | 1DM | BUILDING | 03G | CHORUSMART DOM.RANG. | 01F | BASIC CHORUSMART | 12 | 24 | NR | 107.647 | CCM | 27.083 | 24.375 | G | 8011564267619 | 8011564615922 | 8011564615915 | 85366930
GW14452 | SELV SOCKET, 2P 6A 24V POLARISED 1M T | GNIAZDO SELV 2P 6A 24V POLARYZ.1M TYTAN | 11.4 | 1 | NR | 11.2 | 1 | NR | 1.786% | OFFICIAL | 1DM03G01F1552B8100 | 30 | 1DM | BUILDING | 03G | CHORUSMART DOM.RANG. | 01F | BASIC CHORUSMART | 12 | 24 | NR | 107.647 | CCM | 28.75 | 25.875 | G | 8011564267626 | 8011564615946 | 8011564615939 | 85366930
GW16711TB | PLATES FOR PROFILES/PANELS 1-GANG WHITE | RAMKI DO PROFILI/PANELI 1 MODUŁ BIAŁE | 5.7 | 1 | NR | 5.6 | 1 | NR | 1.786% | OFFICIAL | 1DM03G01F1672BM100 | 30 | 1DM | BUILDING | 03G | CHORUSMART DOM.RANG. | 01F | BASIC CHORUSMART | 1 | 48 | NR | 486.958 | CCM | 90.564 | 35.22 | G | 8011564275324 | 8011564275324 | 8011564623231 | 85389099
GW16711TN | PLATES FOR PROFILES/PANELS 1-GANG BLACK | RAMKI DO PROFILI/PANELI 1 MOD. CZARNE | 5.7 | 1 | NR | 5.6 | 1 | NR | 1.786% | OFFICIAL | 1DM03G01F1672BM100 | 30 | 1DM | BUILDING | 03G | CHORUSMART DOM.RANG. | 01F | BASIC CHORUSMART | 1 | 24 | NR | 596.917 | CCM | 97.75 | 35.247 | G | 8011564275331 | 8011564275331 | 8011564623248 | 85389099
GW10224AB | S. OUT. 2M 2P+E 16A D.AM P30-17 IT/DE AB | GNIAZ. 2M 2P+T 16A D. AM.WŁ./N. ZIEL.AB | 17.1 | 1 | NR | 16.8 | 1 | NR | 1.786% | OFFICIAL | 1DM03G01F1350FR100 | 30 | 1DM | BUILDING | 03G | CHORUSMART DOM.RANG. | 01F | BASIC CHORUSMART | 6 | 12 | NR | 234.69 | CCM | 53.273 | 38.945 | G | 8034035079702 | 8034035462399 | 8034035462504 | 85366990
GW10492 | OVERVOLTAGE LIMITER 1M WHITE | OCHRONNIK PRZECIWPRZEPIĘCIOWY 1M BIAŁY | 28.5 | 1 | NR | 28 | 1 | NR | 1.786% | OFFICIAL | 1DM03G01F1512AA100 | 30 | 1DM | BUILDING | 03G | CHORUSMART DOM.RANG. | 01F | BASIC CHORUSMART | 1 | 12 | NR | 161.828 | CCM | 43.333 | 39 | G | 8011564262911 | 8011564262911 | 8011564609259 | 85389099
GW12034 | 1-WAY SWITCH, 2M 2P 16AX BLACK | ŁĄCZNIK POJ., 2M 2P 16AX CZARNY | 17.1 | 1 | NR | 16.8 | 1 | NR | 1.786% | OFFICIAL | 1DM03G01F1532AI100 | 30 | 1DM | BUILDING | 03G | CHORUSMART DOM.RANG. | 01F | BASIC CHORUSMART | 6 | 24 | NR | 168.328 | CCM | 42.583 | 31.187 | G | 8011564266155 | 8011564613850 | 8011564613867 | 85365080
GW12092 | REV.SWITCH, 1M 1P 16AX ILL LOC BLACK | ŁĄCZN.KRZYŻ.1M 1P 16AX PODŚW BLOK CZARNY | 17.1 | 1 | NR | 16.8 | 1 | NR | 1.786% | OFFICIAL | 1DM03G01F1532AI100 | 30 | 1DM | BUILDING | 03G | CHORUSMART DOM.RANG. | 01F | BASIC CHORUSMART | 12 | 24 | NR | 107.647 | CCM | 33.333 | 28 | G | 8011564267145 | 8011564615342 | 8011564615359 | 85365080
GW12093 | REV.SWITCH, 1M 1P 16AX ILL SIG BLACK | ŁĄCZN.KRZYŻ.1M 1P 16AX PODŚW SYG CZARNY | 17.1 | 1 | NR | 16.8 | 1 | NR | 1.786% | OFFICIAL | 1DM03G01F1532AI100 | 30 | 1DM | BUILDING | 03G | CHORUSMART DOM.RANG. | 01F | BASIC CHORUSMART | 12 | 24 | NR | 107.647 | CCM | 32.75 | 25.444 | G | 8011564267152 | 8011564615366 | 8011564615373 | 85365080
GW12112 | REV.SWITCH, 3M 1P 16AX ILL LOC BLACK | ŁĄCZN.KRZYŻ.3M 1P 16AX PODŚW BLOK CZARNY | 28.5 | 1 | NR | 28 | 1 | NR | 1.786% | OFFICIAL | 1DM03G01F1532AI100 | 40 | 1DM | BUILDING | 03G | CHORUSMART DOM.RANG. | 01F | BASIC CHORUSMART | 4 | 12 | NR | 336.656 | CCM | 52 | 33.15 | G | 8011564268487 | 8011564616967 | 8011564616974 | 85365080
GW12113 | REV.SWITCH, 3M 1P 16AX ILL SIG BLACK | ŁĄCZN.KRZYŻ.3M 1P 16AX PODŚW SYG CZARNY | 28.5 | 1 | NR | 28 | 1 | NR | 1.786% | OFFICIAL | 1DM03G01F1532AI100 | 40 | 1DM | BUILDING | 03G | CHORUSMART DOM.RANG. | 01F | BASIC CHORUSMART | 4 | 12 | NR | 336.656 | CCM | 51.333 | 46.2 | G | 8011564268494 | 8011564616981 | 8011564616998 | 85365080
GW12449 | DUAL USB CHARGER A+C TYPE 5V 3A 1M BLACK | DUAL USB CHARGER A+C TYPE 5V 3A 1M BLACK | 34.2 | 1 | NR | 33.6 | 1 | NR | 1.786% | OFFICIAL | 1DM03G01F1532AQ100 | 30 | 1DM | BUILDING | 03G | CHORUSMART DOM.RANG. | 01F | BASIC CHORUSMART | 10 | 300 | NR | 151.585 | CCM | 51.333 | 41.4 | G | 8034035088667 | 8034035466847 | 8034035466854 | 85044090
GW12904 | TOUCH ONE-WAY SWITCH 1M BLACK | DOTYKOWY MODUŁ ŁĄCZ. POJ. 1M CZARNY | 68.4 | 1 | NR | 67.2 | 1 | NR | 1.786% | OFFICIAL | 1DM03G01F1532AW100 | 40 | 1DM | BUILDING | 03G | CHORUSMART DOM.RANG. | 01F | BASIC CHORUSMART | 1 | 12 | NR | 709.772 | CCM | 33.294 | 17.802 | G | 8011564759329 | 8011564759329 | 8011564903616 | 85365080
GW13034 | 1-WAY SWITCH, 2M 2P 16AX BEIGE | PRZYCISK 2M 2P 16AX BEŻ | 17.1 | 1 | NR | 16.8 | 1 | NR | 1.786% | OFFICIAL | 1DM03G01F1330AO100 | 30 | 1DM | BUILDING | 03G | CHORUSMART DOM.RANG. | 01F | BASIC CHORUSMART | 6 | 24 | NR | 168.328 | CCM | 44.871 | 31.568 | G | 8034035071805 | 8034035454486 | 8034035454493 | 85365080
GW13092 | REV.SWITCH, 1M 1P 16AX ILL LOC BEIGE | ŁĄCZN. KRZYŻ. 1M 1P 16AX OŚW.LOK.BEŻ | 17.1 | 1 | NR | 16.8 | 1 | NR | 1.786% | OFFICIAL | 1DM03G01F1330AO100 | 30 | 1DM | BUILDING | 03G | CHORUSMART DOM.RANG. | 01F | BASIC CHORUSMART | 12 | 24 | NR | 117.345 | CCM | 31.246 | 25.966 | G | 8034035072048 | 8034035454943 | 8034035454950 | 85365080
GW13093 | REV.SWITCH, 1M 1P 16AX ILL SIG BEIGE | ŁĄCZN. KRZYŻ. 1M 1P 16AX OŚW.SYGN.BEŻ | 17.1 | 1 | NR | 16.8 | 1 | NR | 1.786% | OFFICIAL | 1DM03G01F1330AO100 | 30 | 1DM | BUILDING | 03G | CHORUSMART DOM.RANG. | 01F | BASIC CHORUSMART | 12 | 24 | NR | 117.345 | CCM | 33.13 | 25.926 | G | 8034035072055 | 8034035454967 | 8034035454974 | 85365080
GW13112 | REV.SWITCH, 3M 1P 16AX ILL LOC BEIGE | ŁĄCZN. KRZYŻ. 3M 1P 16AX OŚW.LOK.BEŻ | 28.5 | 1 | NR | 28 | 1 | NR | 1.786% | OFFICIAL | 1DM03G01F1330AO100 | 40 | 1DM | BUILDING | 03G | CHORUSMART DOM.RANG. | 01F | BASIC CHORUSMART | 4 | 12 | NR | 336.656 | CCM | 52.682 | 34.354 | G | 8034035072130 | 8034035455124 | 8034035455131 | 85365080
GW13113 | REV.SWITCH, 3M 1P 16AX ILL SIG BEIGE | ŁĄCZN. KRZYŻ. 3M 1P 16AX OŚW.SYGN.BEŻ | 28.5 | 1 | NR | 28 | 1 | NR | 1.786% | OFFICIAL | 1DM03G01F1330AO100 | 40 | 1DM | BUILDING | 03G | CHORUSMART DOM.RANG. | 01F | BASIC CHORUSMART | 4 | 12 | NR | 336.656 | CCM | 52.932 | 34.155 | G | 8034035072147 | 8034035455148 | 8034035455155 | 85365080
GW14031F | 1-WAY SWITCH 2M 1P 16AX R.W. TITANIUM | ŁĄCZNIK POJ., 2M 1P 16AX ZACISK. TYTAN | 17.1 | 1 | NR | 16.8 | 1 | NR | 1.786% | OFFICIAL | 1DM03G01F1552B2100 | 30 | 1DM | BUILDING | 03G | CHORUSMART DOM.RANG. | 01F | BASIC CHORUSMART | 6 | 24 | NR | 277.888 | CCM | 41.167 | 37.05 | G | 8011564265417 | 8011564612402 | 8011564612419 | 85365080
GW14091 | REVERSING SWITCH, 1M 1P 16AX TITANIUM | ŁĄCZNIK KRZYŻ., 1M 1P 16AX TYTAN | 17.1 | 1 | NR | 16.8 | 1 | NR | 1.786% | OFFICIAL | 1DM03G01F1552B0100 | 30 | 1DM | BUILDING | 03G | CHORUSMART DOM.RANG. | 01F | BASIC CHORUSMART | 12 | 48 | NR | 84.164 | CCM | 31.4 | 25.205 | G | 8011564265707 | 8011564612945 | 8011564612952 | 85365080
GW14182 | P-BUTTON 3M 1P NO 16A ILL LOC TITANIUM | PRZYCISK 3M 1P NO 16A PODŚW BLOK TYTAN | 17.1 | 1 | NR | 16.8 | 1 | NR | 1.786% | OFFICIAL | 1DM03G01F1552B0100 | 40 | 1DM | BUILDING | 03G | CHORUSMART DOM.RANG. | 01F | BASIC CHORUSMART | 4 | 12 | NR | 336.656 | CCM | 44 | 39.6 | G | 8011564266100 | 8011564613935 | 8011564613928 | 85365080
GW14183 | P-BUTTON 3M 1P NO 16A ILL SIG TITANIUM | PRZYCISK, 3M 1P NO 16A PODŚW SYG TYTAN | 17.1 | 1 | NR | 16.8 | 1 | NR | 1.786% | OFFICIAL | 1DM03G01F1552B0100 | 40 | 1DM | BUILDING | 03G | CHORUSMART DOM.RANG. | 01F | BASIC CHORUSMART | 4 | 12 | NR | 336.656 | CCM | 43.75 | 39.375 | G | 8011564266216 | 8011564613959 | 8011564613942 | 85365080
GW14492 | OVERVOLTAGE LIMITER, 1M TITANIUM | OCHRONNIK PRZECIWPRZEPIĘCIOWY 1M TYTAN | 34.2 | 1 | NR | 33.6 | 1 | NR | 1.786% | OFFICIAL | 1DM03G01F1552BA100 | 30 | 1DM | BUILDING | 03G | CHORUSMART DOM.RANG. | 01F | BASIC CHORUSMART | 1 | 12 | NR | 161.828 | CCM | 42.5 | 38.25 | G | 8011564267831 | 8011564267831 | 8011564616219 | 85389099
GW15034 | 1-WAY SWITCH, 2M 2P 16AX WHITE | PRZYC.2M 2P 16AX BIAŁY | 17.1 | 1 | NR | 16.8 | 1 | NR | 1.786% | OFFICIAL | 1DM03G01F1310A6100 | 30 | 1DM | BUILDING | 03G | CHORUSMART DOM.RANG. | 01F | BASIC CHORUSMART | 6 | 24 | NR | 168.328 | CCM | 44.871 | 31.568 | G | 8034035074509 | 8034035458224 | 8034035458231 | 85365080
GW15092 | REV.SWITCH, 1M 1P 16AX ILL LOC WHITE | ŁĄCZN. KRZYŻ. 1M 1P 16AX OŚW.LOK.BIAŁY | 17.1 | 1 | NR | 16.8 | 1 | NR | 1.786% | OFFICIAL | 1DM03G01F1310A6100 | 30 | 1DM | BUILDING | 03G | CHORUSMART DOM.RANG. | 01F | BASIC CHORUSMART | 12 | 24 | NR | 107.647 | CCM | 31.246 | 25.966 | G | 8034035074745 | 8034035458682 | 8034035458699 | 85365080
GW15093 | REV.SWITCH, 1M 1P 16AX ILL SIG WHITE | ŁĄCZN. KRZYŻ. 1M 1P 16AX OŚW.SYGN.BIAŁY | 17.1 | 1 | NR | 16.8 | 1 | NR | 1.786% | OFFICIAL | 1DM03G01F1310A6100 | 30 | 1DM | BUILDING | 03G | CHORUSMART DOM.RANG. | 01F | BASIC CHORUSMART | 12 | 24 | NR | 117.345 | CCM | 33.13 | 25.926 | G | 8034035074752 | 8034035458705 | 8034035458712 | 85365080
GW15112 | REV.SWITCH, 3M 1P 16AX ILL LOC WHITE | ŁĄCZN. KRZYŻ. 3M 1P 16AX OŚW.LOK.BIAŁY | 28.5 | 1 | NR | 28 | 1 | NR | 1.786% | OFFICIAL | 1DM03G01F1310A6100 | 40 | 1DM | BUILDING | 03G | CHORUSMART DOM.RANG. | 01F | BASIC CHORUSMART | 4 | 12 | NR | 336.656 | CCM | 52.682 | 34.354 | G | 8034035074837 | 8034035458866 | 8034035458873 | 85365080
GW15113 | REV.SWITCH, 3M 1P 16AX ILL SIG WHITE | ŁĄCZN. KRZYŻ. 3M 1P 16AX OŚW.SYGN.BIAŁY | 28.5 | 1 | NR | 28 | 1 | NR | 1.786% | OFFICIAL | 1DM03G01F1310A6100 | 40 | 1DM | BUILDING | 03G | CHORUSMART DOM.RANG. | 01F | BASIC CHORUSMART | 4 | 12 | NR | 336.656 | CCM | 52.932 | 34.155 | G | 8034035074844 | 8034035458880 | 8034035458897 | 85365080
GW16202TB | LUX PLATE 2M WHITE | RAMKA LUX 2 MODUŁY MLECZNOBIAŁA | 17.1 | 1 | NR | 16.8 | 1 | NR | 1.786% | OFFICIAL | 1DM03G01F1612DY100 | 30 | 1DM | BUILDING | 03G | CHORUSMART DOM.RANG. | 01F | BASIC CHORUSMART | 12 | 12 | NR | 458.413 | CCM | 79.15 | 62.208 | G | 8011564272637 | 8011564621398 | 8011564621398 | 85389099
GW16202TN | LUX PLATE 2-GANG TONER BLACK | RAMKA LUX 2 MODUŁY CZARNY | 17.1 | 1 | NR | 16.8 | 1 | NR | 1.786% | OFFICIAL | 1DM03G01F1612E0100 | 30 | 1DM | BUILDING | 03G | CHORUSMART DOM.RANG. | 01F | BASIC CHORUSMART | 12 | 12 | NR | 458.413 | CCM | 72.583 | 58.208 | G | 8011564272675 | 8011564621435 | 8011564621435 | 85389099
GW16203TB | LUX PLATE 3M WHITE | RAMKA LUX 3 MODUŁY MLECZNOBIAŁA | 17.1 | 1 | NR | 16.8 | 1 | NR | 1.786% | OFFICIAL | 1DM03G01F1612DY100 | 30 | 1DM | BUILDING | 03G | CHORUSMART DOM.RANG. | 01F | BASIC CHORUSMART | 12 | 12 | NR | 458.413 | CCM | 70.916 | 60.75 | G | 8011564272644 | 8011564621404 | 8011564621404 | 85389099
GW16203TN | LUX PLATE 3-GANG TONER BLACK | RAMKA LUX 3 MODUŁY CZARNY | 17.1 | 1 | NR | 16.8 | 1 | NR | 1.786% | OFFICIAL | 1DM03G01F1612E0100 | 30 | 1DM | BUILDING | 03G | CHORUSMART DOM.RANG. | 01F | BASIC CHORUSMART | 12 | 12 | NR | 458.413 | CCM | 67.5 | 60.75 | G | 8011564272682 | 8011564621442 | 8011564621442 | 85389099
GW16951CB | ICE TOUCH PLATE 3P WHITE 1 SYMB | RAMKA ICE TOUCH 3P BIAŁA 1 SYMBOL | 114 | 1 | NR | 112 | 1 | NR | 1.786% | OFFICIAL | 1DM03G01F1622D5100 | 40 | 1DM | BUILDING | 03G | CHORUSMART DOM.RANG. | 01F | BASIC CHORUSMART | 1 | 16 | NR | 1032.5 | CCM | 196.51 | 103.613 | G | 8011564774742 | 8011564774742 | 8011564774742 | 85389099
GW16951CN | ICE TOUCH PLATE 3P BLACK 1 SYMB | RAMKA ICE TOUCH 3P CZARNA 1 SYMBOL | 114 | 1 | NR | 112 | 1 | NR | 1.786% | OFFICIAL | 1DM03G01F1622D5100 | 40 | 1DM | BUILDING | 03G | CHORUSMART DOM.RANG. | 01F | BASIC CHORUSMART | 1 | 16 | NR | 1032.5 | CCM | 194.361 | 103.974 | G | 8011564774735 | 8011564774735 | 8011564774735 | 85389099
GW16951CT | ICE TOUCH PLATE 3P TITANIUM 1 SYMB | RAMKA ICE TOUCH 3P TYTAN 1 SYMBOL | 114 | 1 | NR | 112 | 1 | NR | 1.786% | OFFICIAL | 1DM03G01F1622D5100 | 40 | 1DM | BUILDING | 03G | CHORUSMART DOM.RANG. | 01F | BASIC CHORUSMART | 1 | 16 | NR | 1032.5 | CCM | 192.646 | 103.058 | G | 0 | 0 | 0 | 0
GW16952CB | ICE TOUCH PLATE 3P WHITE 2 SYMB | RAMKA ICE TOUCH 3P BIAŁA 2 SYMBOLE | 114 | 1 | NR | 112 | 1 | NR | 1.786% | OFFICIAL | 1DM03G01F1622D5100 | 40 | 1DM | BUILDING | 03G | CHORUSMART DOM.RANG. | 01F | BASIC CHORUSMART | 1 | 16 | NR | 1032.5 | CCM | 192.646 | 103.058 | G | 8011564774773 | 8011564774773 | 8011564774773 | 85389099
GW16952CN | ICE TOUCH PLATE 3P BLACK 2 SYMB | RAMKA ICE TOUCH 3P CZARNA 2 SYMBOLE | 114 | 1 | NR | 112 | 1 | NR | 1.786% | OFFICIAL | 1DM03G01F1622D5100 | 40 | 1DM | BUILDING | 03G | CHORUSMART DOM.RANG. | 01F | BASIC CHORUSMART | 1 | 16 | NR | 1032.5 | CCM | 194.351 | 103.964 | G | 8011564774766 | 8011564774766 | 8011564774766 | 85389099
GW16952CT | ICE TOUCH PLATE 3P TITANIUM 2 SYMB | RAMKA ICE TOUCH 3P TYTAN 2 SYMBOLE | 114 | 1 | NR | 112 | 1 | NR | 1.786% | OFFICIAL | 1DM03G01F1622D5100 | 40 | 1DM | BUILDING | 03G | CHORUSMART DOM.RANG. | 01F | BASIC CHORUSMART | 1 | 16 | NR | 1032.5 | CCM | 192.646 | 103.058 | G | 8011564774780 | 8011564774780 | 8011564774780 | 85389099
GW16953CB | ICE TOUCH PLATE 3P WHITE 3 SYMB | RAMKA ICE TOUCH 3P BIAŁA 3 SYMBOLE | 114 | 1 | NR | 112 | 1 | NR | 1.786% | OFFICIAL | 1DM03G01F1622D5100 | 40 | 1DM | BUILDING | 03G | CHORUSMART DOM.RANG. | 01F | BASIC CHORUSMART | 1 | 16 | NR | 1032.5 | CCM | 192.646 | 103.058 | G | 8011564774803 | 8011564774803 | 8011564774803 | 85389099
GW16953CN | ICE TOUCH PLATE 3P BLACK 3 SYMB | RAMKA ICE TOUCH 3P CZARNA 3 SYMBOLE | 114 | 1 | NR | 112 | 1 | NR | 1.786% | OFFICIAL | 1DM03G01F1622D5100 | 40 | 1DM | BUILDING | 03G | CHORUSMART DOM.RANG. | 01F | BASIC CHORUSMART | 1 | 16 | NR | 1032.5 | CCM | 192.646 | 103.058 | G | 8011564774797 | 8011564774797 | 8011564774797 | 85389099
GW16953CT | ICE TOUCH PLATE 3P TITANIUM 3 SYMB | RAMKA ICE TOUCH 3P TYTAN 3 SYMBOLE | 114 | 1 | NR | 112 | 1 | NR | 1.786% | OFFICIAL | 1DM03G01F1622D5100 | 40 | 1DM | BUILDING | 03G | CHORUSMART DOM.RANG. | 01F | BASIC CHORUSMART | 1 | 16 | NR | 1032.5 | CCM | 195.5 | 102.603 | G | 8011564775213 | 8011564775213 | 8011564775213 | 85389099
GW11573A | ELEC. UNIVERSAL REGULATOR 2M IVORY | EL. REGULATOR UNIWERSALNY 2M KOŚĆ SŁ | 85.7 | 1 | NR | 84.2 | 1 | NR | 1.781% | OFFICIAL | 1DM03G01F1522AF100 | 30 | 1DM | BUILDING | 03G | CHORUSMART DOM.RANG. | 01F | BASIC CHORUSMART | 1 | 6 | NR | 673.313 | CCM | 84.778 | 39.386 | G | 8011564752689 | 8011564752689 | 8011564943933 | 85365080
GW10566 | ROT ELEC REG 2-WAY SWITCH 1M WH | POKRĘTŁO ŚCIEMN. UNIWERSALNE BIAŁE | 62.9 | 1 | NR | 61.8 | 1 | NR | 1.78% | OFFICIAL | 1DM03G01F1512AE100 | 40 | 1DM | BUILDING | 03G | CHORUSMART DOM.RANG. | 01F | BASIC CHORUSMART | 1 | 12 | NR | 161.828 | CCM | 75.838 | 51.339 | G | 0 | 0 | 0 | 0
GW12721 | LATCHING RELAY, 1M 1P 10AX 230V, BLACK | PRZEKAŹNIK BLOKUJ 1M 1P 10AX 230V CZARNY | 28.6 | 1 | NR | 28.1 | 1 | NR | 1.779% | OFFICIAL | 1DM03G01F1532AI100 | 30 | 1DM | BUILDING | 03G | CHORUSMART DOM.RANG. | 01F | BASIC CHORUSMART | 1 | 12 | NR | 161.828 | CCM | 33 | 29.7 | G | 8011564268357 | 8011564268357 | 8011564616790 | 85364900
GW13721 | LATCHING RELAY 1M 1G 10AX 230V BEIGE | PRZEKAŹNIK KROK-KROK 1M 1P 10AX 230V BEŻ | 28.6 | 1 | NR | 28.1 | 1 | NR | 1.779% | OFFICIAL | 1DM03G01F1330AO100 | 30 | 1DM | BUILDING | 03G | CHORUSMART DOM.RANG. | 01F | BASIC CHORUSMART | 1 | 12 | NR | 161.828 | CCM | 55 | 55 | G | 8034035073922 | 8034035073922 | 8034035457722 | 85364900
GW15721 | LATCHING RELAY 1M 1G 10AX 230V WHITE | PRZEK. KROK-KROK 1M 1P 10AX 230V BIAŁY | 28.6 | 1 | NR | 28.1 | 1 | NR | 1.779% | OFFICIAL | 1DM03G01F1310A6100 | 30 | 1DM | BUILDING | 03G | CHORUSMART DOM.RANG. | 01F | BASIC CHORUSMART | 1 | 12 | NR | 161.828 | CCM | 50 | 50 | G | 8034035076626 | 8034035076626 | 8034035461460 | 85364900
GW16304VA | ART PLATE 4-GANG SLATE | RAMKA ART 4 MODUŁY ŁUPEK | 28.6 | 1 | NR | 28.1 | 1 | NR | 1.779% | OFFICIAL | 1DM03G01F1652FY100 | 40 | 1DM | BUILDING | 03G | CHORUSMART DOM.RANG. | 01F | BASIC CHORUSMART | 6 | 6 | NR | 470.313 | CCM | 88.167 | 79.35 | G
GW16304VT | ART PLATE 4-GANG TITANIUM | RAMKA ART 4 MODUŁY TYTAN | 28.6 | 1 | NR | 28.1 | 1 | NR | 1.779% | OFFICIAL | 1DM03G01F1652FW100 | 40 | 1DM | BUILDING | 03G | CHORUSMART DOM.RANG. | 01F | BASIC CHORUSMART | 6 | 6 | NR | 470.313 | CCM | 87.833 | 79.05 | G
GW10423 | CONNECTOR RJ45 1M CAT.6 UTP CHORUS W | GNIAZDO RJ45 1M KAT.6 UTP CHORUS B | 22.9 | 1 | NR | 22.5 | 1 | NR | 1.778% | OFFICIAL | 1DM03G01F1512A8100 | 30 | 1DM | BUILDING | 03G | CHORUSMART DOM.RANG. | 01F | BASIC CHORUSMART | 1 | 24 | NR | 229.206 | CCM | 40.417 | 36.375 | G | 8011564257696 | 8011564257696 | 8011564601581 | 85366930
GW10435 | CONNECTOR RJ45 2M CAT.6 UTP WHITE | GNIAZDO RJ45 2M KAT.6 UTP BIAŁE | 22.9 | 1 | NR | 22.5 | 1 | NR | 1.778% | OFFICIAL | 1DM03G01F1512A8100 | 40 | 1DM | BUILDING | 03G | CHORUSMART DOM.RANG. | 01F | BASIC CHORUSMART | 1 | 24 | NR | 229.206 | CCM | 31.146 | 24.934 | G | 8011564823853 | 8011564823853 | 8011564965874 | 85366930
GW11423 | CONNECTOR RJ45 1M CAT.6 UTP CHORUS I | GNIAZDO RJ45 1M KAT.6 UTP CHORUS KS | 22.9 | 1 | NR | 22.5 | 1 | NR | 1.778% | OFFICIAL | 1DM03G01F1522A9100 | 30 | 1DM | BUILDING | 03G | CHORUSMART DOM.RANG. | 01F | BASIC CHORUSMART | 1 | 24 | NR | 229.206 | CCM | 26.371 | 19.992 | G | 8011564257795 | 8011564257795 | 8011564601680 | 85366930
GW14421 | CONNECTOR RJ45 1M CAT.5E UTP CHORUS T | GNIAZDO RJ45 1M KAT.5E UTP CHORUS TYTAN | 22.9 | 1 | NR | 22.5 | 1 | NR | 1.778% | OFFICIAL | 1DM03G01F1552B8100 | 30 | 1DM | BUILDING | 03G | CHORUSMART DOM.RANG. | 01F | BASIC CHORUSMART | 1 | 24 | NR | 229.206 | CCM | 24.167 | 21.75 | G | 8011564267268 | 8011564267268 | 8011564615465 | 85366930
GW14434 | CONNECTOR RJ45 2M CAT.5E UTP TITANIUM | GNIAZDO RJ45 2M KAT.5E UTP TYTAN | 22.9 | 1 | NR | 22.5 | 1 | NR | 1.778% | OFFICIAL | 1DM03G01F1552B8100 | 40 | 1DM | BUILDING | 03G | CHORUSMART DOM.RANG. | 01F | BASIC CHORUSMART | 1 | 24 | NR | 229.206 | CCM | 31.146 | 24.934 | G | 8011564823846 | 8011564823846 | 8011564965867 | 85366930
GW12661 | EXT.ANTI-BLACKOUT LAMP 230VAC 50/60Hz 2h | WYC.LAMPA PRZECIWZAC. 230VAC 50/60Hz 2h | 91.7 | 1 | NR | 90.1 | 1 | NR | 1.776% | OFFICIAL | 1DM03G01F1532AU100 | 30 | 1DM | BUILDING | 03G | CHORUSMART DOM.RANG. | 01F | BASIC CHORUSMART | 1 | 6 | NR | 323.657 | CCM | 63.3 | 54 | G | 8011564269941 | 8011564269941 | 8011564618916 | 85131000
GW13661 | EXT.ANTI-BLACKOUT L.230VAC 50/60Hz 2h B | ŚW. OSTRZ. B.O.ZEW.230V ac 50/60Hz 2h BE | 91.7 | 1 | NR | 90.1 | 1 | NR | 1.776% | OFFICIAL | 1DM03G01F1330FC100 | 30 | 1DM | BUILDING | 03G | CHORUSMART DOM.RANG. | 01F | BASIC CHORUSMART | 1 | 6 | NR | 323.657 | CCM | 67.157 | 50.685 | G | 8034035073830 | 8034035073830 | 8034035457661 | 85131000
GW11241 | S. OUT. 2M 2P+E 16A DE IVORY | GNIAZDO 2M 2P+E 16A NIE KOŚĆ SŁONIOWA | 8.6 | 1 | NR | 8.45 | 1 | NR | 1.775% | OFFICIAL | 1DM03G01F1522A5100 | 30 | 1DM | BUILDING | 03G | CHORUSMART DOM.RANG. | 01F | BASIC CHORUSMART | 6 | 48 | NR | 177.443 | CCM | 52.227 | 41.498 | G | 8011564258051 | 8011564602175 | 8011564602182 | 85366990
GW12006 | 1-WAY SWITCH, 1M 2P 10AX+KEY, BLACK | ŁĄCZNIK POJ. 1M 2P 10AX+PRZYCISK CZARNY | 51.6 | 1 | NR | 50.7 | 1 | NR | 1.775% | OFFICIAL | 1DM03G01F1532AI100 | 30 | 1DM | BUILDING | 03G | CHORUSMART DOM.RANG. | 01F | BASIC CHORUSMART | 1 | 12 | NR | 161.828 | CCM | 60.666 | 53.486 | G | 8011564265288 | 8011564265288 | 8011564613720 | 85365080
GW12054 | 2-WAY SWITCH, 1M 1P 10AX+KEY, BLACK | ŁĄCZ. SCHOD.1M 1P 10AX+PRZYCISK, CZARNY | 51.6 | 1 | NR | 50.7 | 1 | NR | 1.775% | OFFICIAL | 1DM03G01F1532AI100 | 30 | 1DM | BUILDING | 03G | CHORUSMART DOM.RANG. | 01F | BASIC CHORUSMART | 1 | 12 | NR | 161.828 | CCM | 61.25 | 54.025 | G | 8011564268036 | 8011564268036 | 8011564616479 | 85365080
GW12145 | PUSH-BUTTON 1M 2P NO 10A+KEY, BLACK | PRZYCISK, 1M 2P NO 10A+KLAWISZ, CZARNY | 51.6 | 1 | NR | 50.7 | 1 | NR | 1.775% | OFFICIAL | 1DM03G01F1532AI100 | 30 | 1DM | BUILDING | 03G | CHORUSMART DOM.RANG. | 01F | BASIC CHORUSMART | 1 | 12 | NR | 161.828 | CCM | 60.25 | 53.509 | G | 8011564268067 | 8011564268067 | 8011564616509 | 85365080
GW13006 | 1-WAY SWITCH, 1M 2P 10AX+KEY, BEIGE | PRZYCISK 1M 2P 10AX+KLUCZ BEŻ | 51.6 | 1 | NR | 50.7 | 1 | NR | 1.775% | OFFICIAL | 1DM03G01F1330AO100 | 30 | 1DM | BUILDING | 03G | CHORUSMART DOM.RANG. | 01F | BASIC CHORUSMART | 1 | 12 | NR | 161.828 | CCM | 59.693 | 53.032 | G | 8034035071706 | 8034035071706 | 8034035454295 | 85365080
GW13054 | 2-WAY SWITCH, 1M 1P 10AX + KEY, BEIGE | ŁĄCZN. SCHOD. 1M 1P 10AX+KLUCZ BEŻ | 51.6 | 1 | NR | 50.7 | 1 | NR | 1.775% | OFFICIAL | 1DM03G01F1330AO100 | 30 | 1DM | BUILDING | 03G | CHORUSMART DOM.RANG. | 01F | BASIC CHORUSMART | 1 | 12 | NR | 161.828 | CCM | 60.083 | 53.422 | G | 8034035071911 | 8034035071911 | 8034035454691 | 85365080
GW13145 | PUSH-BUTTON, 1M 2P NO 10A+KEY, BEIGE | PRZYCISK 1M 2P NA 10A+KLUCZ BEŻ | 51.6 | 1 | NR | 50.7 | 1 | NR | 1.775% | OFFICIAL | 1DM03G01F1330AO100 | 30 | 1DM | BUILDING | 03G | CHORUSMART DOM.RANG. | 01F | BASIC CHORUSMART | 1 | 12 | NR | 161.828 | CCM | 62.211 | 55.55 | G | 8034035072321 | 8034035072321 | 8034035455490 | 85365080
GW15006 | 1-WAY SWITCH, 1M 2P 10AX+KEY, WHITE | PRZYC.1M 2P 10AX+KLUCZ BIAŁY | 51.6 | 1 | NR | 50.7 | 1 | NR | 1.775% | OFFICIAL | 1DM03G01F1310A6100 | 30 | 1DM | BUILDING | 03G | CHORUSMART DOM.RANG. | 01F | BASIC CHORUSMART | 1 | 12 | NR | 161.828 | CCM | 59.693 | 53.032 | G | 8034035074400 | 8034035074400 | 8034035458033 | 85365080
GW15054 | 2-WAY SWITCH, 1M 1P 10AX + KEY, WHITE | ŁĄCZ. SCHOD. 1M 1P 10AX+KLUCZ BIAŁY | 51.6 | 1 | NR | 50.7 | 1 | NR | 1.775% | OFFICIAL | 1DM03G01F1310A6100 | 30 | 1DM | BUILDING | 03G | CHORUSMART DOM.RANG. | 01F | BASIC CHORUSMART | 1 | 12 | NR | 161.828 | CCM | 60.083 | 53.422 | G | 8034035074615 | 8034035074615 | 8034035458439 | 85365080
GW15145 | PUSH-BUTTON, 1M 2P NO 10A+KEY, WHITE | PRZYCISK 1M 2P NA 10A+KLUCZ BIAŁY | 51.6 | 1 | NR | 50.7 | 1 | NR | 1.775% | OFFICIAL | 1DM03G01F1310A6100 | 30 | 1DM | BUILDING | 03G | CHORUSMART DOM.RANG. | 01F | BASIC CHORUSMART | 1 | 12 | NR | 161.828 | CCM | 62.211 | 55.55 | G | 8034035075025 | 8034035075025 | 8034035459238 | 85365080
GW12331 | SHAVER SOCKET+INSULATION TRANSF 3M B | GNIAZDO GOLARKI+TRANSFORMATOR IZOL. 3M C | 91.8 | 1 | NR | 90.2 | 1 | NR | 1.774% | OFFICIAL | 1DM03G01F1532AM100 | 30 | 1DM | BUILDING | 03G | CHORUSMART DOM.RANG. | 01F | BASIC CHORUSMART | 1 | 2 | NR | 2019.938 | CCM | 555 | 499.5 | G | 8011564267367 | 8011564267367 | 8011564615649 | 85366990
GW13331 | SHAVER SOCKET EU/USA W. INS TRANSF 3M B | GNIAZDO DO GOLARKI+TRASF.IZOL.3M BEŻ | 91.8 | 1 | NR | 90.2 | 1 | NR | 1.774% | OFFICIAL | 1DM03G01F1330AS100 | 30 | 1DM | BUILDING | 03G | CHORUSMART DOM.RANG. | 01F | BASIC CHORUSMART | 1 | 2 | NR | 2019.938 | CCM | 579.378 | 430.132 | G | 8034035072871 | 8034035072871 | 8034035456480 | 85366990
GW15331 | SHAVER SOCKET EU/USA W. INS TRANSF 3M W | GNIAZDO DO GOLARKI | 91.8 | 1 | NR | 90.2 | 1 | NR | 1.774% | OFFICIAL | 1DM03G01F1310AA100 | 30 | 1DM | BUILDING | 03G | CHORUSMART DOM.RANG. | 01F | BASIC CHORUSMART | 1 | 2 | NR | 2019.938 | CCM | 579.519 | 430.273 | G | 8034035075575 | 8034035075575 | 8034035460227 | 85366990
GW10917 | ELECTRONIC PUSH-BUTTON 2M BACKLIT WH | PRZYCISK ELEKTRONICZNY 2M PODŚWIETL. B | 28.7 | 1 | NR | 28.2 | 1 | NR | 1.773% | OFFICIAL | 1DM03G01F1512AE100 | 30 | 1DM | BUILDING | 03G | CHORUSMART DOM.RANG. | 01F | BASIC CHORUSMART | 1 | 6 | NR | 269.522 | CCM | 51.529 | 30.962 | G | 8011564816428 | 8011564816428 | 8011564955318 | 85365080
GW10918 | ELECTRONIC PUSH-BUTTON 2M INDICATOR WH | PRZYCISK ELEKTRONICZNY 2M WSKAŹNIK B | 28.7 | 1 | NR | 28.2 | 1 | NR | 1.773% | OFFICIAL | 1DM03G01F1512AE100 | 30 | 1DM | BUILDING | 03G | CHORUSMART DOM.RANG. | 01F | BASIC CHORUSMART | 1 | 6 | NR | 269.522 | CCM | 51.436 | 30.869 | G | 8011564816435 | 8011564816435 | 8011564955325 | 85365080
GW14111 | REV.SWITCH 3M 1P 16AX TITANIUM | ŁĄCZNIK KRZYŻ., 3M 1P 16AX TYTAN | 28.7 | 1 | NR | 28.2 | 1 | NR | 1.773% | OFFICIAL | 1DM03G01F1552B0100 | 40 | 1DM | BUILDING | 03G | CHORUSMART DOM.RANG. | 01F | BASIC CHORUSMART | 4 | 12 | NR | 336.656 | CCM | 51.5 | 46.35 | G | 8011564265790 | 8011564613133 | 8011564613126 | 85365080
GW14574 | ELEC.REGUL.AIR STIRR. 230V 55-80VA CH/TI | REG.ELEKR.WENTYL. 230V 55-80VA CH/TY | 86.1 | 1 | NR | 84.6 | 1 | NR | 1.773% | OFFICIAL | 1DM03G01F1552BE100 | 40 | 1DM | BUILDING | 03G | CHORUSMART DOM.RANG. | 01F | BASIC CHORUSMART | 1 | 12 | NR | 161.828 | CCM | 48.333 | 37.707 | G | 0 | 0 | 0 | 0
GW10004AB | 1-WAY SWITCH, 1M 2P 16AX AB | PRZERYW. 1M 2P 16AX AB | 11.5 | 1 | NR | 11.3 | 1 | NR | 1.77% | OFFICIAL | 1DM03G01F1350FN100 | 30 | 1DM | BUILDING | 03G | CHORUSMART DOM.RANG. | 01F | BASIC CHORUSMART | 12 | 48 | NR | 84.164 | CCM | 25.51 | 23.085 | G | 8034035070754 | 8034035453649 | 8034035453656 | 85365080
GW14541 | INTERCHANGEABLE BUTTON KEY, TITANIUM | PRZYCISK WYMIENNY, TYTAN | 5.75 | 1 | NR | 5.65 | 1 | NR | 1.77% | OFFICIAL | 1DM03G01F1552B0100 | 30 | 1DM | BUILDING | 03G | CHORUSMART DOM.RANG. | 01F | BASIC CHORUSMART | 4 | 48 | NR | 33.69 | CCM | 4.008 | 2.883 | G | 8011564267848 | 8011564616233 | 8011564616226 | 85389099
GW14542 | INTERCHANGEABLE B.KEY WITH LABEL, T | PRZYCISK WYMIENNY Z ETYKIETĄ, TYTAN | 5.75 | 1 | NR | 5.65 | 1 | NR | 1.77% | OFFICIAL | 1DM03G01F1552B0100 | 40 | 1DM | BUILDING | 03G | CHORUSMART DOM.RANG. | 01F | BASIC CHORUSMART | 4 | 48 | NR | 33.69 | CCM | 5.128 | 4.003 | G | 8011564267855 | 8011564616257 | 8011564616240 | 85389099
GW14543 | INTERCHANGEABLE B.KEY ''KEY'', TITANIUM | PRZYCISK WYMIENNY, „KLUCZ” TYTAN | 5.75 | 1 | NR | 5.65 | 1 | NR | 1.77% | OFFICIAL | 1DM03G01F1552B0100 | 30 | 1DM | BUILDING | 03G | CHORUSMART DOM.RANG. | 01F | BASIC CHORUSMART | 4 | 48 | NR | 33.69 | CCM | 3.188 | 2.868 | G | 8011564267862 | 8011564616271 | 8011564616264 | 85389099
GW14544 | INTERCHANGEABLE B.KEY ''RINGER'', T | PRZYCISK WYMIENNY, „DZWONEK” TYTAN | 5.75 | 1 | NR | 5.65 | 1 | NR | 1.77% | OFFICIAL | 1DM03G01F1552B0100 | 30 | 1DM | BUILDING | 03G | CHORUSMART DOM.RANG. | 01F | BASIC CHORUSMART | 4 | 48 | NR | 33.69 | CCM | 3.208 | 2.887 | G | 8011564267879 | 8011564616295 | 8011564616288 | 85389099
GW14545 | INTERCHANGEABLE B.KEY 'V.ARROW' TITAN | PRZYCISK WYMIENNY, „STRZAŁKA PIO” TYTAN | 5.75 | 1 | NR | 5.65 | 1 | NR | 1.77% | OFFICIAL | 1DM03G01F1552B0100 | 30 | 1DM | BUILDING | 03G | CHORUSMART DOM.RANG. | 01F | BASIC CHORUSMART | 4 | 48 | NR | 33.69 | CCM | 3.167 | 2.85 | G | 8011564267909 | 8011564616332 | 8011564616325 | 85389099
GW14546 | INTERCHANGEABLE B.KEY 'H.ARROW' TITAN | PRZYCISK WYMIENNY, „STRZAŁKA POZ” TYTAN | 5.75 | 1 | NR | 5.65 | 1 | NR | 1.77% | OFFICIAL | 1DM03G01F1552B0100 | 30 | 1DM | BUILDING | 03G | CHORUSMART DOM.RANG. | 01F | BASIC CHORUSMART | 4 | 48 | NR | 33.69 | CCM | 3.208 | 2.887 | G | 8011564267930 | 8011564616370 | 8011564616363 | 85389099
GW14656 | STAIR LAMP, 12VAC/DC-230VAC TRANSP 4M T | LAMPA SCHODY 12VAC/DC-230VAC PRZEŹ. 4M T | 115 | 1 | NR | 113 | 1 | NR | 1.77% | OFFICIAL | 1DM03G01F1552BC100 | 30 | 1DM | BUILDING | 03G | CHORUSMART DOM.RANG. | 01F | BASIC CHORUSMART | 1 | 2 | NR | 1410.938 | CCM | 202.5 | 182.25 | G | 8011564268654 | 8011564268654 | 8011564617223 | 85308000
GW16206XN | LUX PLATE 6P METAL BLACK MONOCHROME | RAMKA LUX 6M METAL CZARNY MONOCHROM | 57.5 | 1 | NR | 56.5 | 1 | NR | 1.77% | OFFICIAL | 1DM03G01F1612ER100 | 40 | 1DM | BUILDING | 03G | CHORUSMART DOM.RANG. | 01F | BASIC CHORUSMART | 6 | 6 | NR | 470.313 | CCM | 162.713 | 145.896 | G | 0 | 0 | 0 | 0
GW16951CL | ICE TOUCH PLATE 3M NAT. BEIGE 1 SYMBOL | RAMKA ICE TOUCH 3P NAT. BEŻ 1 SYMBOL | 115 | 1 | NR | 113 | 1 | NR | 1.77% | OFFICIAL | 1DM03G01F1622D5100 | 40 | 1DM | BUILDING | 03G | CHORUSMART DOM.RANG. | 01F | BASIC CHORUSMART | 1 | 16 | NR | 1032.5 | CCM | 172.261 | 81.874 | G | 8034035080197 | 8034035080197 | 8034035080197 | 85389099
GW16952CL | ICE TOUCH PLATE 3M NAT. BEIGE 2 SYMBOLS | RAMKA ICE TOUCH 3P NAT. BEŻ 2 SYMBOLE | 115 | 1 | NR | 113 | 1 | NR | 1.77% | OFFICIAL | 1DM03G01F1622D5100 | 40 | 1DM | BUILDING | 03G | CHORUSMART DOM.RANG. | 01F | BASIC CHORUSMART | 1 | 16 | NR | 1032.5 | CCM | 172.261 | 81.874 | G | 8034035080203 | 8034035080203 | 8034035080203 | 85389099
GW16953CL | ICE TOUCH PLATE 3M NAT. BEIGE 3 SYMBOLS | RAMKA ICE TOUCH 3P NAT. BEŻ 3 SYMBOLE | 115 | 1 | NR | 113 | 1 | NR | 1.77% | OFFICIAL | 1DM03G01F1622D5100 | 40 | 1DM | BUILDING | 03G | CHORUSMART DOM.RANG. | 01F | BASIC CHORUSMART | 1 | 16 | NR | 1032.5 | CCM | 172.261 | 81.874 | G | 8034035080210 | 8034035080210 | 8034035080210 | 85389099
GW12209 | TRIP SOC, 2P+E 16A P17-11 D.AM IT/G ST B | GNIAZ.POT.2P+E 16A P17-11 D.AM WŁ/N ST C | 40.3 | 1 | NR | 39.6 | 1 | NR | 1.768% | OFFICIAL | 1DM03G01F1532AM100 | 30 | 1DM | BUILDING | 03G | CHORUSMART DOM.RANG. | 01F | BASIC CHORUSMART | 4 | 12 | NR | 336.656 | CCM | 87.25 | 78.525 | G | 8011564269514 | 8011564618336 | 8011564618343 | 85366990
GW12574 | ELEC.REGUL.AIR STIRR. 230V 55-80VA CH/BK | REG.ELEKR.WENTYL. 230V 55-80VA CH/CZ | 80.6 | 1 | NR | 79.2 | 1 | NR | 1.768% | OFFICIAL | 1DM03G01F1532AW100 | 40 | 1DM | BUILDING | 03G | CHORUSMART DOM.RANG. | 01F | BASIC CHORUSMART | 1 | 12 | NR | 161.828 | CCM | 47.167 | 42.45 | G | 0 | 0 | 0 | 0
GW13209 | 3XS. OUT. 2P+E 16A P17-11 D.AM IT BE | GN.TRIPLA 2P+T 16A P17-11 BIV.WŁ.BE | 40.3 | 1 | NR | 39.6 | 1 | NR | 1.768% | OFFICIAL | 1DM03G01F1330AS100 | 30 | 1DM | BUILDING | 03G | CHORUSMART DOM.RANG. | 01F | BASIC CHORUSMART | 4 | 12 | NR | 336.656 | CCM | 88.119 | 69.541 | G | 8034035072628 | 8034035456053 | 8034035456060 | 85366990
GW14662 | ANTI BLACK-OUT LAMP.1M TITANIUM | LAMPA PRZECIWZACIEMNIENIOWA 1M TYTAN | 40.3 | 1 | NR | 39.6 | 1 | NR | 1.768% | OFFICIAL | 1DM03G01F1552BC100 | 30 | 1DM | BUILDING | 03G | CHORUSMART DOM.RANG. | 01F | BASIC CHORUSMART | 1 | 12 | NR | 161.828 | CCM | 45.58 | 45 | G | 8011564295049 | 8011564295049 | 8011564640498 | 85131000
GW15209 | 3XS. OUT. 2P+E 16A P17-11 D.AM IT WH | GN.POTR. 2P+T 16A P17-11 DW.ST.WŁ.B. | 40.3 | 1 | NR | 39.6 | 1 | NR | 1.768% | OFFICIAL | 1DM03G01F1310AA100 | 30 | 1DM | BUILDING | 03G | CHORUSMART DOM.RANG. | 01F | BASIC CHORUSMART | 4 | 12 | NR | 336.656 | CCM | 88.119 | 69.541 | G | 8034035075322 | 8034035459795 | 8034035459801 | 85366990
GW12651 | STAIR LAMP 12VAC/DC-230VAC TRANSP 2M B | LAMPA SCHODY 12VAC/DC-230VAC PRZEŹ. 2M C | 51.9 | 1 | NR | 51 | 1 | NR | 1.765% | OFFICIAL | 1DM03G01F1532AU100 | 30 | 1DM | BUILDING | 03G | CHORUSMART DOM.RANG. | 01F | BASIC CHORUSMART | 1 | 24 | NR | 229.206 | CCM | 45 | 40 | G | 8011564269330 | 8011564269330 | 8011564617988 | 85308000
GW13651 | STAIR LAMP 12VAC/DC-230VAC TRANSP 2M B | ZN. KROK. 12Vac/dc-230Vac TRASP.2M BEŻ | 51.9 | 1 | NR | 51 | 1 | NR | 1.765% | OFFICIAL | 1DM03G01F1330FC100 | 30 | 1DM | BUILDING | 03G | CHORUSMART DOM.RANG. | 01F | BASIC CHORUSMART | 1 | 24 | NR | 229.206 | CCM | 38.532 | 31.643 | G | 8034035073816 | 8034035073816 | 8034035457647 | 85308000
GW15651 | STAIR LAMP 12VAC/DC-230VAC TRANSP 2M W | ZN. KR. 12Vac/dc-230Vac TRASP.2M BIA. | 51.9 | 1 | NR | 51 | 1 | NR | 1.765% | OFFICIAL | 1DM03G01F1310AI100 | 30 | 1DM | BUILDING | 03G | CHORUSMART DOM.RANG. | 01F | BASIC CHORUSMART | 1 | 24 | NR | 229.206 | CCM | 46.583 | 41.925 | G | 8034035076510 | 8034035076510 | 8034035461385 | 85308000
GW16204MD | LUX PLATE 4P METAL OXIDISED FINISH | RAMKA LUX 4M METAL WYKOŃCZENIE OKSYD. | 51.9 | 1 | NR | 51 | 1 | NR | 1.765% | OFFICIAL | 1DM03G01F1612ES100 | 40 | 1DM | BUILDING | 03G | CHORUSMART DOM.RANG. | 01F | BASIC CHORUSMART | 6 | 6 | NR | 430.588 | CCM | 133.833 | 120.45 | G | 8011564751019 | 8011564703216 | 8011564703216 | 85389099
GW16204MH | LUX PLATE 4P METAL BLUE CHIC | RAMKA LUX 4M METAL CHIC NIEBIESKI | 51.9 | 1 | NR | 51 | 1 | NR | 1.765% | OFFICIAL | 1DM03G01F1612ET100 | 40 | 1DM | BUILDING | 03G | CHORUSMART DOM.RANG. | 01F | BASIC CHORUSMART | 6 | 6 | NR | 430.588 | CCM | 132 | 118.8 | G | 8011564768093 | 8011564910782 | 8011564910782 | 85389099
GW16204ML | LUX PLATE 4P METAL GUNBARREL GREY | RAMKA LUX 4M METAL SZARY METALICZNY | 51.9 | 1 | NR | 51 | 1 | NR | 1.765% | OFFICIAL | 1DM03G01F1612ES100 | 40 | 1DM | BUILDING | 03G | CHORUSMART DOM.RANG. | 01F | BASIC CHORUSMART | 6 | 6 | NR | 430.588 | CCM | 139 | 125.1 | G | 8011564750975 | 8011564703179 | 8011564703179 | 85389099
GW16204MP | LUX PLATE 4P METAL BRONZE PEARL | RAMKA LUX 4M METAL PERŁOWY BRĄZ | 51.9 | 1 | NR | 51 | 1 | NR | 1.765% | OFFICIAL | 1DM03G01F1612EV100 | 40 | 1DM | BUILDING | 03G | CHORUSMART DOM.RANG. | 01F | BASIC CHORUSMART | 6 | 6 | NR | 430.588 | CCM | 134 | 120.6 | G | 8011564768215 | 8011564910904 | 8011564910904 | 85389099
GW16204MR | LUX PLATE 4P METAL RED GLAMOUR | RAMKA LUX 4M METAL CZERWIEŃ GLAMOUR | 51.9 | 1 | NR | 51 | 1 | NR | 1.765% | OFFICIAL | 1DM03G01F1612EX100 | 40 | 1DM | BUILDING | 03G | CHORUSMART DOM.RANG. | 01F | BASIC CHORUSMART | 6 | 6 | NR | 430.588 | CCM | 135 | 121.5 | G | 0 | 0 | 0 | 0
GW16204MS | LUX PLATE 4P METAL BRUSHED ALUMINIUM | RAMKA LUX 4M METAL ALUMINIUM SZCZOTK. | 51.9 | 1 | NR | 51 | 1 | NR | 1.765% | OFFICIAL | 1DM03G01F1612EU100 | 40 | 1DM | BUILDING | 03G | CHORUSMART DOM.RANG. | 01F | BASIC CHORUSMART | 6 | 6 | NR | 430.588 | CCM | 132.693 | 118.376 | G | 0 | 0 | 0 | 0
GW16204WS | LUX PLATE 4M METAL BRUSHED ALUMIN. LAVY | RAMKA LUX 4M METAL. ALUM. SZCZOTK. LAVY | 51.9 | 1 | NR | 51 | 1 | NR | 1.765% | OFFICIAL | 1DM03G01F1612EU100 | 30 | 1DM | BUILDING | 03G | CHORUSMART DOM.RANG. | 01F | BASIC CHORUSMART | 6 | 6 | NR | 430.588 | CCM | 128.412 | 117.724 | G | 8034035058813 | 8034035448706 | 8034035448706 | 85389099
GW16223LA | LUX INT. PLATE, 2+2G H MAPLE | RAMK. LUX INTERN. 2+2 M POZ. KLON | 51.9 | 1 | NR | 51 | 1 | NR | 1.765% | OFFICIAL | 1DM03G01F1632FM100 | 40 | 1DM | BUILDING | 03G | CHORUSMART DOM.RANG. | 01F | BASIC CHORUSMART | 6 | 6 | NR | 470.313 | CCM | 95.833 | 86.25 | G | 8011564274082 | 8011564622364 | 8011564622364 | 85389099
GW16223LC | LUX INT. PLATE, 2+2G H CHERRY | RAMK. LUX INTERN. 2+2 M POZ. WIŚNIA | 51.9 | 1 | NR | 51 | 1 | NR | 1.765% | OFFICIAL | 1DM03G01F1632FQ100 | 40 | 1DM | BUILDING | 03G | CHORUSMART DOM.RANG. | 01F | BASIC CHORUSMART | 6 | 6 | NR | 470.313 | CCM | 94.667 | 85.2 | G | 8011564274204 | 8011564622487 | 8011564622487 | 85389099
GW16223LW | LUX INT. PLATE, 2+2G H WENGE | RAMK. LUX INTERN. 2+2 M POZ. WENGE | 51.9 | 1 | NR | 51 | 1 | NR | 1.765% | OFFICIAL | 1DM03G01F1632FO100 | 40 | 1DM | BUILDING | 03G | CHORUSMART DOM.RANG. | 01F | BASIC CHORUSMART | 6 | 6 | NR | 470.313 | CCM | 93.833 | 84.45 | G | 8011564274143 | 8011564622425 | 8011564622425 | 85389099
GW16223MC | LUX INT. PLATE, 2+2G H CHROME | RAMK. LUX INTERN. 2+2 M POZ. CHROM | 51.9 | 1 | NR | 51 | 1 | NR | 1.765% | OFFICIAL | 1DM03G01F1632F6100 | 40 | 1DM | BUILDING | 03G | CHORUSMART DOM.RANG. | 01F | BASIC CHORUSMART | 6 | 6 | NR | 470.313 | CCM | 94.833 | 85.35 | G | 8011564273603 | 8011564621886 | 8011564621886 | 85389099
GW16223MO | LUX INT. PLATE, 2+2G H GOLD | RAMK. LUX INTERN. 2+2 M POZ. ZŁOTY | 51.9 | 1 | NR | 51 | 1 | NR | 1.765% | OFFICIAL | 1DM03G01F1632F8100 | 40 | 1DM | BUILDING | 03G | CHORUSMART DOM.RANG. | 01F | BASIC CHORUSMART | 6 | 6 | NR | 470.313 | CCM | 97.667 | 87.9 | G | 0 | 0 | 0 | 0
GW16223PB | LUX INT. PLATE, 2+2G H WHITE LEATHER | RAMK. LUX INTERN. 2+2M POZ.BIAŁA SKÓRA | 51.9 | 1 | NR | 51 | 1 | NR | 1.765% | OFFICIAL | 1DM03G01F1632FI100 | 40 | 1DM | BUILDING | 03G | CHORUSMART DOM.RANG. | 01F | BASIC CHORUSMART | 6 | 6 | NR | 470.313 | CCM | 94.667 | 85.2 | G | 8011564273962 | 8011564622241 | 8011564622241 | 85389099
GW16223PN | LUX INT. PLATE, 2+2G H BLACK LEATHER | RAMK. LUX INTERN. 2+2M POZ.CZARNA SKÓRA | 51.9 | 1 | NR | 51 | 1 | NR | 1.765% | OFFICIAL | 1DM03G01F1632FG100 | 40 | 1DM | BUILDING | 03G | CHORUSMART DOM.RANG. | 01F | BASIC CHORUSMART | 6 | 6 | NR | 470.313 | CCM | 95 | 85.5 | G | 8011564273900 | 8011564622180 | 8011564622180 | 85389099
GW16223PR | LUX INT. PLATE, 2+2G H RUBY LEATHER | RAMK. LUX INTERN. 2+2M POZ.RUBIN. SKÓRA | 51.9 | 1 | NR | 51 | 1 | NR | 1.765% | OFFICIAL | 1DM03G01F1632FK100 | 40 | 1DM | BUILDING | 03G | CHORUSMART DOM.RANG. | 01F | BASIC CHORUSMART | 6 | 6 | NR | 470.313 | CCM | 93.5 | 84.15 | G | 8011564274020 | 8011564622302 | 8011564622302 | 85389099
GW16224LA | LUX INT. PLATE, 2+2G V 71 MAPLE | RAMK. LUX INTERN. 2+2M PION 71 KLON | 51.9 | 1 | NR | 51 | 1 | NR | 1.765% | OFFICIAL | 1DM03G01F1632FM100 | 40 | 1DM | BUILDING | 03G | CHORUSMART DOM.RANG. | 01F | BASIC CHORUSMART | 6 | 6 | NR | 470.313 | CCM | 92.333 | 83.1 | G | 8011564274099 | 8011564622371 | 8011564622371 | 85389099
GW16224LC | LUX INT. PLATE, 2+2G V 71 CHERRY | RAMK. LUX INTERN. 2+2M PION 71 WIŚNIA | 51.9 | 1 | NR | 51 | 1 | NR | 1.765% | OFFICIAL | 1DM03G01F1632FQ100 | 40 | 1DM | BUILDING | 03G | CHORUSMART DOM.RANG. | 01F | BASIC CHORUSMART | 6 | 6 | NR | 470.313 | CCM | 94.333 | 84.9 | G | 8011564274211 | 8011564622494 | 8011564622494 | 85389099
GW16224LW | LUX INT. PLATE, 2+2G V 71 WENGE | RAMK. LUX INTERN. 2+2M PION 71 WENGE | 51.9 | 1 | NR | 51 | 1 | NR | 1.765% | OFFICIAL | 1DM03G01F1632FO100 | 40 | 1DM | BUILDING | 03G | CHORUSMART DOM.RANG. | 01F | BASIC CHORUSMART | 6 | 6 | NR | 470.313 | CCM | 93.667 | 84.3 | G | 0 | 0 | 0 | 0
GW16224MC | LUX INT. PLATE, 2+2G V 71 CHROME | RAMK. LUX INTERN. 2+2M PION 71 CHROM | 51.9 | 1 | NR | 51 | 1 | NR | 1.765% | OFFICIAL | 1DM03G01F1632F6100 | 40 | 1DM | BUILDING | 03G | CHORUSMART DOM.RANG. | 01F | BASIC CHORUSMART | 6 | 6 | NR | 470.313 | CCM | 95.5 | 85.95 | G | 8011564273610 | 8011564621893 | 8011564621893 | 85389099
GW16224MO | LUX INT. PLATE, 2+2G V 71 GOLD | RAMK. LUX INTERN. 2+2M PION 71 ZŁOTY | 51.9 | 1 | NR | 51 | 1 | NR | 1.765% | OFFICIAL | 1DM03G01F1632F8100 | 40 | 1DM | BUILDING | 03G | CHORUSMART DOM.RANG. | 01F | BASIC CHORUSMART | 6 | 6 | NR | 470.313 | CCM | 96 | 86.4 | G | 8011564273672 | 8011564621954 | 8011564621954 | 85389099
GW16224PB | LUX INT. PLATE, 2+2G V 71 WHITE LEATHER | RAMK. LUX INTERN. 2+2M PIO.71 BIAŁ.SKÓRA | 51.9 | 1 | NR | 51 | 1 | NR | 1.765% | OFFICIAL | 1DM03G01F1632FI100 | 40 | 1DM | BUILDING | 03G | CHORUSMART DOM.RANG. | 01F | BASIC CHORUSMART | 6 | 6 | NR | 470.313 | CCM | 94.167 | 84.75 | G | 8011564273979 | 8011564622258 | 8011564622258 | 85389099
GW16224PN | LUX INT. PLATE, 2+2G V 71 BLACK LEATHER | RAMK. LUX INTERN. 2+2M PIO.71 CZAR.SKÓRA | 51.9 | 1 | NR | 51 | 1 | NR | 1.765% | OFFICIAL | 1DM03G01F1632FG100 | 40 | 1DM | BUILDING | 03G | CHORUSMART DOM.RANG. | 01F | BASIC CHORUSMART | 6 | 6 | NR | 470.313 | CCM | 90.833 | 81.75 | G | 8011564273917 | 8011564622197 | 8011564622197 | 85389099
GW16224PR | LUX INT. PLATE, 2+2G V 71 RUBY LEATHER | RAMK. LUX INTERN. 2+2M PIO.71 RUB.SKÓRA | 51.9 | 1 | NR | 51 | 1 | NR | 1.765% | OFFICIAL | 1DM03G01F1632FK100 | 40 | 1DM | BUILDING | 03G | CHORUSMART DOM.RANG. | 01F | BASIC CHORUSMART | 6 | 6 | NR | 470.313 | CCM | 91.333 | 82.2 | G | 0 | 0 | 0 | 0
GW16206MI | LUX PLATE 6-GANG BRUSHED STAINLESS STEEL | RAMKA LUX 6 MOD. STAL NIERDZ.SZCZOTK | 173 | 1 | NR | 170 | 1 | NR | 1.765% | OFFICIAL | 1DM03G01F1612ES100 | 40 | 1DM | BUILDING | 03G | CHORUSMART DOM.RANG. | 01F | BASIC CHORUSMART | 1 | 12 | NR | 1376.667 | CCM | 340.167 | 306.15 | G | 8011564273269 | 8011564273269 | 8011564273269 | 85389099
GW16206PB | LUX PLATE 6-GANG WHITE LEATHER | RAMKA LUX 6 MODUŁÓW BIAŁA SKÓRA | 173 | 1 | NR | 170 | 1 | NR | 1.765% | OFFICIAL | 1DM03G01F1612EI100 | 40 | 1DM | BUILDING | 03G | CHORUSMART DOM.RANG. | 01F | BASIC CHORUSMART | 1 | 12 | NR | 1376.667 | CCM | 216.833 | 195.15 | G | 8011564273061 | 8011564273061 | 8011564273061 | 85389099
GW16206PN | LUX PLATE 6-GANG BLACK LEATHER | RAMKA LUX 6 MODUŁÓW CZARNA SKÓRA | 173 | 1 | NR | 170 | 1 | NR | 1.765% | OFFICIAL | 1DM03G01F1612EG100 | 40 | 1DM | BUILDING | 03G | CHORUSMART DOM.RANG. | 01F | BASIC CHORUSMART | 1 | 12 | NR | 1376.667 | CCM | 215.583 | 194.025 | G | 8011564273023 | 8011564273023 | 8011564273023 | 85389099
GW16206PR | LUX PLATE 6-GANG RUBY LEATHER | RAMKA LUX 6 MODUŁÓW RUBINOWA SKÓRA | 173 | 1 | NR | 170 | 1 | NR | 1.765% | OFFICIAL | 1DM03G01F1612EK100 | 40 | 1DM | BUILDING | 03G | CHORUSMART DOM.RANG. | 01F | BASIC CHORUSMART | 1 | 12 | NR | 1376.667 | CCM | 216.417 | 194.775 | G | 8011564273108 | 8011564273108 | 8011564273108 | 85389099
GW14601 | RINGER, 12VAC-50Hz 8VA 1M TITANIUM | DZWONEK, 12VAC-50Hz 8VA 1M TYTAN | 28.9 | 1 | NR | 28.4 | 1 | NR | 1.761% | OFFICIAL | 1DM03G01F1552BC100 | 30 | 1DM | BUILDING | 03G | CHORUSMART DOM.RANG. | 01F | BASIC CHORUSMART | 1 | 24 | NR | 158.172 | CCM | 65.958 | 59.362 | G | 8011564268203 | 8011564268203 | 8011564616646 | 85318040
GW10451 | SELV SOCKET 2P 6A 24V 1M WHITE | GNIAZDO SELV 2P 6A 24V 1M BIAŁE | 8.7 | 1 | NR | 8.55 | 1 | NR | 1.754% | OFFICIAL | 1DM03G01F1512A8100 | 30 | 1DM | BUILDING | 03G | CHORUSMART DOM.RANG. | 01F | BASIC CHORUSMART | 12 | 24 | NR | 117.345 | CCM | 26.625 | 23.963 | G | 8011564262614 | 8011564608917 | 8011564608924 | 85366930
GW10452 | SELV SOCKET 2P 6A 24V POLARISED 1M WHITE | GNIAZDO SELV 2P 6A 24V POLARYZ. 1M BIAŁE | 8.7 | 1 | NR | 8.55 | 1 | NR | 1.754% | OFFICIAL | 1DM03G01F1512A8100 | 30 | 1DM | BUILDING | 03G | CHORUSMART DOM.RANG. | 01F | BASIC CHORUSMART | 12 | 24 | NR | 107.647 | CCM | 28.75 | 25.875 | G | 8011564262638 | 8011564608955 | 8011564608962 | 85366930
GW11247 | SOCKET OUTLET 2M 2P+E 16A FR ST IVORY | GNIAZDO 2M 2P+E 16A FR ST KOŚĆ SŁONIOWA | 8.7 | 1 | NR | 8.55 | 1 | NR | 1.754% | OFFICIAL | 1DM03G01F1522A5100 | 30 | 1DM | BUILDING | 03G | CHORUSMART DOM.RANG. | 01F | BASIC CHORUSMART | 6 | 48 | NR | 177.443 | CCM | 50.307 | 39.578 | G | 8011564258075 | 8011564602212 | 8011564602229 | 85366990
GW12391 | CHINESE STD 2P+E 10A CH/BK | CHIŃSKI STD 2P+E 10A CH/CZ | 8.7 | 1 | NR | 8.55 | 1 | NR | 1.754% | OFFICIAL | 1DM03G01F1532AM100 | 30 | 1DM | BUILDING | 03G | CHORUSMART DOM.RANG. | 01F | BASIC CHORUSMART | 6 | 48 | NR | 177.443 | CCM | 46.98 | 35.898 | G | 8011564445024 | 8011564672345 | 8011564672352 | 85366990
GW12915 | UNIVERSAL ELECTRONIC PUSH-BUTTON 1M B | UNIWERSALNY PRZYCISK ELEKTRONICZNY 1M C | 11.6 | 1 | NR | 11.4 | 1 | NR | 1.754% | OFFICIAL | 1DM03G01F1532AW100 | 30 | 1DM | BUILDING | 03G | CHORUSMART DOM.RANG. | 01F | BASIC CHORUSMART | 1 | 12 | NR | 134.761 | CCM | 21.38 | 16.888 | G | 8011564764132 | 8011564764132 | 8011564906815 | 85365080
GW13391 | CHINESE STD 2P+E 10A BEIGE | GNIAZDO ST. CHINY 2P+T 10A BEŻ | 8.7 | 1 | NR | 8.55 | 1 | NR | 1.754% | OFFICIAL | 1DM03G01F1330AS100 | 30 | 1DM | BUILDING | 03G | CHORUSMART DOM.RANG. | 01F | BASIC CHORUSMART | 6 | 48 | NR | 177.443 | CCM | 46.716 | 35.405 | G | 8034035073021 | 8034035456640 | 8034035456657 | 85366990
GW13915 | UNIVERSAL ELECTRONIC PUSH-BUTTON 1M B | PRZYCISK ELET=KTRONICZNY 1M BUS/230V BEŻ | 11.6 | 1 | NR | 11.4 | 1 | NR | 1.754% | OFFICIAL | 1DM03G01F1330FE100 | 30 | 1DM | BUILDING | 03G | CHORUSMART DOM.RANG. | 01F | BASIC CHORUSMART | 1 | 12 | NR | 134.761 | CCM | 45.03 | 22.7 | G | 8034035074318 | 8034035074318 | 8034035457890 | 85365080
GW14196 | BLANKING MODULE, 1M, CABLE OUTPUT T | MODUŁ ZAŚLEPIAJĄCY 1M WYJŚCIE KABL T | 8.7 | 1 | NR | 8.55 | 1 | NR | 1.754% | OFFICIAL | 1DM03G01F1552B0100 | 30 | 1DM | BUILDING | 03G | CHORUSMART DOM.RANG. | 01F | BASIC CHORUSMART | 1 | 48 | NR | 114.603 | CCM | 20.35 | 16 | G | 8011564266254 | 8011564266254 | 8011564614123 | 85389099
GW14453 | CONNECTOR, DOUBLE RCA 1M CHORUS TITANIUM | PODWÓJNE GNIAZDO RCA 1M CHORUS TYTAN | 11.6 | 1 | NR | 11.4 | 1 | NR | 1.754% | OFFICIAL | 1DM03G01F1552B8100 | 30 | 1DM | BUILDING | 03G | CHORUSMART DOM.RANG. | 01F | BASIC CHORUSMART | 1 | 24 | NR | 158.172 | CCM | 21 | 18.9 | G | 8011564265172 | 8011564265172 | 8011564616059 | 85366930
GW14454 | CONNECTOR, PHONIC CIRCUITS 1M TITANIUM | ZŁĄCZE DO GŁOŚNIKA 1M TYTAN | 11.6 | 1 | NR | 11.4 | 1 | NR | 1.754% | OFFICIAL | 1DM03G01F1552B8100 | 30 | 1DM | BUILDING | 03G | CHORUSMART DOM.RANG. | 01F | BASIC CHORUSMART | 1 | 24 | NR | 158.172 | CCM | 15.625 | 14.025 | G | 8011564265196 | 8011564265196 | 8011564616073 | 85366930
GW14703 | TIMED THERMOSTAT FL-MOUNTING 2M 230VAC T | TERMOSTAT Z TIMEREM PODTYNK. 2M 230VAC T | 290 | 1 | NR | 285 | 1 | NR | 1.754% | OFFICIAL | 1DM03G01F1552BE100 | 40 | 1DM | BUILDING | 03G | CHORUSMART DOM.RANG. | 01F | BASIC CHORUSMART | 1 | 2 | NR | 2019.938 | CCM | 158.5 | 142 | G | 8011564268685 | 8011564268685 | 8011564617254 | 90321020
GW15391 | CHINESE STD 2P+E 10A CH/WT | GNIAZDO ST.CHIN 2P+T 10A CH/WT | 8.7 | 1 | NR | 8.55 | 1 | NR | 1.754% | OFFICIAL | 1DM03G01F1310AA100 | 30 | 1DM | BUILDING | 03G | CHORUSMART DOM.RANG. | 01F | BASIC CHORUSMART | 6 | 48 | NR | 177.443 | CCM | 46.718 | 35.407 | G | 8034035075728 | 8034035460388 | 8034035460395 | 85366990
GW15915 | UNIVERSAL ELECTRONIC PUSH-BUTTON 1M W | PRZYCISK ELEKTRONICZNY 1M BUS/230V BIAŁY | 11.6 | 1 | NR | 11.4 | 1 | NR | 1.754% | OFFICIAL | 1DM03G01F1310AK100 | 30 | 1DM | BUILDING | 03G | CHORUSMART DOM.RANG. | 01F | BASIC CHORUSMART | 1 | 12 | NR | 134.761 | CCM | 45.03 | 22.7 | G | 8034035077012 | 8034035077012 | 8034035461637 | 85365080
GW16202CA | LUX PLATE 2-GANG AQUAMARINE GLASS | RAMKA LUX 2 MODUŁY AKWAMARYN. SZKŁO | 116 | 1 | NR | 114 | 1 | NR | 1.754% | OFFICIAL | 1DM03G01F1612EC100 | 40 | 1DM | BUILDING | 03G | CHORUSMART DOM.RANG. | 01F | BASIC CHORUSMART | 1 | 16 | NR | 1032.5 | CCM | 156 | 140.58 | G | 8011564275188 | 8011564275188 | 8011564275188 | 85389099
GW16202CG | LUX PLATE 2-GANG ICED GLASS | RAMKA LUX 2 MODUŁY SZKŁO SZRONIONE | 116 | 1 | NR | 114 | 1 | NR | 1.754% | OFFICIAL | 1DM03G01F1612EA100 | 40 | 1DM | BUILDING | 03G | CHORUSMART DOM.RANG. | 01F | BASIC CHORUSMART | 1 | 16 | NR | 1032.5 | CCM | 155 | 140.58 | G | 8011564272873 | 8011564272873 | 8011564272873 | 85389099
GW16202CO | LUX PLATE 2-GANG OCHRE GLASS | RAMKA LUX 2 MODUŁY SZKŁO OCHRA | 116 | 1 | NR | 114 | 1 | NR | 1.754% | OFFICIAL | 1DM03G01F1612EE100 | 40 | 1DM | BUILDING | 03G | CHORUSMART DOM.RANG. | 01F | BASIC CHORUSMART | 1 | 16 | NR | 1032.5 | CCM | 156.25 | 140.58 | G | 8011564272958 | 8011564272958 | 8011564272958 | 85389099
GW16202LA | LUX PLATE 2-GANG MAPLE | RAMKA LUX 2 MODUŁY KLON | 116 | 1 | NR | 114 | 1 | NR | 1.754% | OFFICIAL | 1DM03G01F1612EM100 | 40 | 1DM | BUILDING | 03G | CHORUSMART DOM.RANG. | 01F | BASIC CHORUSMART | 1 | 16 | NR | 1032.5 | CCM | 102.375 | 90 | G | 8011564273115 | 8011564273115 | 8011564273115 | 85389099
GW16202LC | LUX PLATE 2-GANG CHERRY | RAMKA LUX 2 MODUŁY WIŚNIA | 116 | 1 | NR | 114 | 1 | NR | 1.754% | OFFICIAL | 1DM03G01F1612EQ100 | 40 | 1DM | BUILDING | 03G | CHORUSMART DOM.RANG. | 01F | BASIC CHORUSMART | 1 | 16 | NR | 1032.5 | CCM | 100.875 | 90 | G | 8011564273191 | 8011564273191 | 8011564273191 | 85389099
GW16202LW | LUX PLATE 2-GANG WENGE | RAMKA LUX 2 MODUŁY WENGE | 116 | 1 | NR | 114 | 1 | NR | 1.754% | OFFICIAL | 1DM03G01F1612EO100 | 40 | 1DM | BUILDING | 03G | CHORUSMART DOM.RANG. | 01F | BASIC CHORUSMART | 1 | 16 | NR | 1032.5 | CCM | 110.08 | 90 | G | 8011564273153 | 8011564273153 | 8011564273153 | 85389099
GW16203CA | LUX PLATE 3-GANG AQUAMARINE GLASS | RAMKA LUX 3 MODUŁY AKWAMARYN. SZKŁO | 116 | 1 | NR | 114 | 1 | NR | 1.754% | OFFICIAL | 1DM03G01F1612EC100 | 40 | 1DM | BUILDING | 03G | CHORUSMART DOM.RANG. | 01F | BASIC CHORUSMART | 1 | 16 | NR | 1032.5 | CCM | 137.438 | 123.693 | G | 8011564275195 | 8011564275195 | 8011564275195 | 85389099
GW16203CG | LUX PLATE 3-GANG ICED GLASS | RAMKA LUX 3 MODUŁY SZKŁO SZRONIONE | 116 | 1 | NR | 114 | 1 | NR | 1.754% | OFFICIAL | 1DM03G01F1612EA100 | 40 | 1DM | BUILDING | 03G | CHORUSMART DOM.RANG. | 01F | BASIC CHORUSMART | 1 | 16 | NR | 1032.5 | CCM | 137.5 | 123.75 | G | 8011564272880 | 8011564272880 | 8011564272880 | 85389099
GW16203CO | LUX PLATE 3-GANG OCHRE GLASS | RAMKA LUX 3 MODUŁY SZKŁO OCHRA | 116 | 1 | NR | 114 | 1 | NR | 1.754% | OFFICIAL | 1DM03G01F1612EE100 | 40 | 1DM | BUILDING | 03G | CHORUSMART DOM.RANG. | 01F | BASIC CHORUSMART | 1 | 16 | NR | 1032.5 | CCM | 136.875 | 123.187 | G | 8011564272965 | 8011564272965 | 8011564272965 | 85389099
GW16203LA | LUX PLATE 3-GANG MAPLE | RAMKA LUX 3 MODUŁY KLON | 116 | 1 | NR | 114 | 1 | NR | 1.754% | OFFICIAL | 1DM03G01F1612EM100 | 40 | 1DM | BUILDING | 03G | CHORUSMART DOM.RANG. | 01F | BASIC CHORUSMART | 1 | 16 | NR | 1032.5 | CCM | 91.125 | 82.012 | G | 0 | 0 | 0 | 0
GW16203LC | LUX PLATE 3-GANG CHERRY | RAMKA LUX 3 MODUŁY WIŚNIA | 116 | 1 | NR | 114 | 1 | NR | 1.754% | OFFICIAL | 1DM03G01F1612EQ100 | 40 | 1DM | BUILDING | 03G | CHORUSMART DOM.RANG. | 01F | BASIC CHORUSMART | 1 | 16 | NR | 1032.5 | CCM | 91.125 | 82.012 | G | 8011564273207 | 8011564273207 | 8011564273207 | 85389099
GW16203LW | LUX PLATE 3-GANG WENGE | RAMKA LUX 3 MODUŁY WENGE | 116 | 1 | NR | 114 | 1 | NR | 1.754% | OFFICIAL | 1DM03G01F1612EO100 | 40 | 1DM | BUILDING | 03G | CHORUSMART DOM.RANG. | 01F | BASIC CHORUSMART | 1 | 16 | NR | 1032.5 | CCM | 91.125 | 82.012 | G | 8011564273160 | 8011564273160 | 8011564273160 | 85389099
GW16222MI | LUX INT. PLATE 2G BRUSHED S.STEEL | RAMK. LUX INTERN. 2M STAL NIERDZ.SZCZOT. | 116 | 1 | NR | 114 | 1 | NR | 1.754% | OFFICIAL | 1DM03G01F1632FR100 | 40 | 1DM | BUILDING | 03G | CHORUSMART DOM.RANG. | 01F | BASIC CHORUSMART | 1 | 16 | NR | 1032.5 | CCM | 222.25 | 222.25 | G | 8011564420380 | 8011564420380 | 8011564420380 | 85389099
GW16702TB | WATERTIGHT PLATE 2-GANG IP55 WHITE | ZAŚLEPKA DO RAMKI, 2 MOD. IP55 BIAŁA | 11.6 | 1 | NR | 11.4 | 1 | NR | 1.754% | OFFICIAL | 1DM03G01F1672BK100 | 30 | 1DM | BUILDING | 03G | CHORUSMART DOM.RANG. | 01F | BASIC CHORUSMART | 1 | 24 | NR | 688.333 | CCM | 86.375 | 77.738 | G | 8011564275065 | 8011564275065 | 8011564622975 | 85389099
GW16702TN | WATERTIGHT PLATE 2-GANG IP55 BLACK | ZAŚLEPKA DO RAMKI, 2 MOD. IP55 CZARNA | 11.6 | 1 | NR | 11.4 | 1 | NR | 1.754% | OFFICIAL | 1DM03G01F1672BK100 | 30 | 1DM | BUILDING | 03G | CHORUSMART DOM.RANG. | 01F | BASIC CHORUSMART | 1 | 12 | NR | 972.675 | CCM | 89.583 | 80.625 | G | 8011564275072 | 8011564275072 | 8011564622982 | 85389099
GW16904CB | ICE PLATE 4-GANG WHITE | RAMKA ICE, 4 MODUŁY BIAŁA | 116 | 1 | NR | 114 | 1 | NR | 1.754% | OFFICIAL | 1DM03G01F1622D7100 | 30 | 1DM | BUILDING | 03G | CHORUSMART DOM.RANG. | 01F | BASIC CHORUSMART | 1 | 12 | NR | 1376.667 | CCM | 137.942 | 22.125 | G | 8011564781382 | 8011564781382 | 8011564781382 | 85389099
GW16904CN | ICE PLATE 4-GANG BLACK | RAMKA ICE, 4 MODUŁY CZARNA | 116 | 1 | NR | 114 | 1 | NR | 1.754% | OFFICIAL | 1DM03G01F1622D7100 | 30 | 1DM | BUILDING | 03G | CHORUSMART DOM.RANG. | 01F | BASIC CHORUSMART | 1 | 12 | NR | 1376.667 | CCM | 137.942 | 22.125 | G | 8011564781399 | 8011564781399 | 8011564781399 | 85389099
GW16904CT | ICE PLATE 4-GANG TITANIUM | RAMKA ICE, 4 MODUŁY TYTAN | 116 | 1 | NR | 114 | 1 | NR | 1.754% | OFFICIAL | 1DM03G01F1622D7100 | 30 | 1DM | BUILDING | 03G | CHORUSMART DOM.RANG. | 01F | BASIC CHORUSMART | 1 | 12 | NR | 1376.667 | CCM | 196 | 176.4 | G | 8011564781405 | 8011564781405 | 8011564781405 | 85389099
GW10575 | ROTATING ELECTR.REGULATOR 1M WHITE |  | 52.3 | 1 | NR | 51.4 | 1 | NR | 1.751% | INTERNAL USE | 1DM03G01F1512AE100 | 30 | 1DM | BUILDING | 03G | CHORUSMART DOM.RANG. | 01F | BASIC CHORUSMART | 1 | 12 | NR | 161.828 | CCM | 46.333 | 39.779 | G
GW10572A | UNIVERSAL PUSH-BUTTON ELEC.REGULATOR W | PRZYCISK UNIWERSALNY REG. ELEKTRYCZNY B | 87.2 | 1 | NR | 85.7 | 1 | NR | 1.75% | OFFICIAL | 1DM03G01F1512AE100 | 30 | 1DM | BUILDING | 03G | CHORUSMART DOM.RANG. | 01F | BASIC CHORUSMART | 1 | 12 | NR | 458.413 | CCM | 63.32 | 33.248 | G | 8011564752610 | 8011564752610 | 8011564943797 | 85365080
GW10573A | ELEC. UNIVERSAL REGULATOR 2M WHITE | EL. REGULATOR UNIWERSALNY 2M BIAŁY | 87.2 | 1 | NR | 85.7 | 1 | NR | 1.75% | OFFICIAL | 1DM03G01F1512AE100 | 30 | 1DM | BUILDING | 03G | CHORUSMART DOM.RANG. | 01F | BASIC CHORUSMART | 1 | 6 | NR | 673.313 | CCM | 76.724 | 39.495 | G | 8011564752672 | 8011564752672 | 8011564943926 | 85365080
GW12035F | 1-WAY SWITCH, 2M 2P 16AX ILL SIG R.W. B | ŁĄCZNIK POJ.2M 2P 16AX PODŚ SYG ZAC.CZ | 23.3 | 1 | NR | 22.9 | 1 | NR | 1.747% | OFFICIAL | 1DM03G01F1532AK100 | 30 | 1DM | BUILDING | 03G | CHORUSMART DOM.RANG. | 01F | BASIC CHORUSMART | 6 | 24 | NR | 277.888 | CCM | 47.5 | 42.75 | G | 8011564269859 | 8011564618794 | 8011564618800 | 85365080
GW12607 | BUZZER 230VAC-50Hz 8VA 1M BLACK | BRZĘCZYK, 230VAC-50Hz 8VA 1M CZARNY | 23.3 | 1 | NR | 22.9 | 1 | NR | 1.747% | OFFICIAL | 1DM03G01F1532AU100 | 30 | 1DM | BUILDING | 03G | CHORUSMART DOM.RANG. | 01F | BASIC CHORUSMART | 1 | 24 | NR | 158.172 | CCM | 54.042 | 48.637 | G | 8011564269224 | 8011564269224 | 8011564617872 | 85318040
GW13035F | 1-WAY SWITCH, 2M 2P 16AX ILL SIG R.W. B | PRZYCISK 2M 2P 16AX OŚW.SYGN.K.SZ.BE | 23.3 | 1 | NR | 22.9 | 1 | NR | 1.747% | OFFICIAL | 1DM03G01F1330AQ100 | 30 | 1DM | BUILDING | 03G | CHORUSMART DOM.RANG. | 01F | BASIC CHORUSMART | 6 | 24 | NR | 277.888 | CCM | 57.515 | 43.934 | G | 8034035071836 | 8034035454547 | 8034035454554 | 85365080
GW13607 | BUZZER, 230VAC-50Hz 8VA 1M BEIGE | BRZĘCZYK 230Vac-50Hz 8VA 1M BEŻ | 23.3 | 1 | NR | 22.9 | 1 | NR | 1.747% | OFFICIAL | 1DM03G01F1330FC100 | 30 | 1DM | BUILDING | 03G | CHORUSMART DOM.RANG. | 01F | BASIC CHORUSMART | 1 | 24 | NR | 117.199 | CCM | 42.98 | 37.714 | G | 8034035073649 | 8034035073649 | 8034035457432 | 85318040
GW15035F | 1-WAY SWITCH, 2M 2P 16AX ILL SIG R.W. W | PRZYC.2M 2P 16AX OŚW.SYGN.K.SZ..B. | 23.3 | 1 | NR | 22.9 | 1 | NR | 1.747% | OFFICIAL | 1DM03G01F1310A8100 | 30 | 1DM | BUILDING | 03G | CHORUSMART DOM.RANG. | 01F | BASIC CHORUSMART | 6 | 24 | NR | 277.888 | CCM | 57.515 | 43.934 | G | 8034035074530 | 8034035458286 | 8034035458293 | 85365080
GW15607 | BUZZER, 230VAC-50Hz 8VA 1M WHITE | BRZĘCZYK 230Vac-50Hz 8VA 1M BIAŁY | 23.3 | 1 | NR | 22.9 | 1 | NR | 1.747% | OFFICIAL | 1DM03G01F1310AI100 | 30 | 1DM | BUILDING | 03G | CHORUSMART DOM.RANG. | 01F | BASIC CHORUSMART | 1 | 24 | NR | 117.199 | CCM | 42.98 | 37.714 | G | 8034035076343 | 8034035076343 | 8034035461170 | 85318040
GW16202XL | LUX PLATE 2M METAL SATIN NAT.BEIGE MONO. | RAMKA LUX 2P METAL NAT.BEŻ SAT.MONOCH | 23.3 | 1 | NR | 22.9 | 1 | NR | 1.747% | OFFICIAL | 1DM03G01F1612EP100 | 30 | 1DM | BUILDING | 03G | CHORUSMART DOM.RANG. | 01F | BASIC CHORUSMART | 1 | 6 | NR | 469.379 | CCM | 143.599 | 127.944 | G | 8034035070280 | 8034035453205 | 8034035453205 | 85389099
GW16202XM | LUX PLATE 2M METAL SATIN BLACK MONOCHR. | RAMKA LUX 2P METAL CZAR. SATYNA MONOCH | 23.3 | 1 | NR | 22.9 | 1 | NR | 1.747% | OFFICIAL | 1DM03G01F1612ER100 | 30 | 1DM | BUILDING | 03G | CHORUSMART DOM.RANG. | 01F | BASIC CHORUSMART | 1 | 6 | NR | 469.379 | CCM | 143.599 | 128.044 | G | 8034035070297 | 8034035453212 | 8034035453212 | 85389099
GW16202XW | LUX PLATE 2M METAL SATIN WHITE MONOCHR. | RAMKA LUX 2P METAL BIAŁA SAT.MONOCHR. | 23.3 | 1 | NR | 22.9 | 1 | NR | 1.747% | OFFICIAL | 1DM03G01F1612EP100 | 30 | 1DM | BUILDING | 03G | CHORUSMART DOM.RANG. | 01F | BASIC CHORUSMART | 1 | 6 | NR | 469.379 | CCM | 143.699 | 127.279 | G | 8034035070303 | 8034035453229 | 8034035453229 | 85389099
GW16203XL | LUX PLATE 3M METAL SATIN NAT.BEIGE MONO. | RAMKA LUX 3M METAL NAT.BEŻ SAT.MONOCH | 23.3 | 1 | NR | 22.9 | 1 | NR | 1.747% | OFFICIAL | 1DM03G01F1612EP100 | 30 | 1DM | BUILDING | 03G | CHORUSMART DOM.RANG. | 01F | BASIC CHORUSMART | 1 | 6 | NR | 469.379 | CCM | 126.724 | 111.069 | G | 8034035070334 | 8034035453250 | 8034035453250 | 85389099
GW16203XM | LUX PLATE 3M METAL SATIN BLACK MONOCHR. | RAMKA LUX 3M METAL CZAR. SATYNA MONOCH | 23.3 | 1 | NR | 22.9 | 1 | NR | 1.747% | OFFICIAL | 1DM03G01F1612ER100 | 30 | 1DM | BUILDING | 03G | CHORUSMART DOM.RANG. | 01F | BASIC CHORUSMART | 1 | 6 | NR | 469.379 | CCM | 127.734 | 112.029 | G | 8034035070341 | 8034035453267 | 8034035453267 | 85389099
GW16203XW | LUX PLATE 3M METAL SATIN WHITE MONOCHR. | RAMKA LUX 3M METAL BIAŁA SAT.MONOCHR | 23.3 | 1 | NR | 22.9 | 1 | NR | 1.747% | OFFICIAL | 1DM03G01F1612EP100 | 30 | 1DM | BUILDING | 03G | CHORUSMART DOM.RANG. | 01F | BASIC CHORUSMART | 1 | 6 | NR | 469.379 | CCM | 128.291 | 112.636 | G | 8034035070358 | 8034035453274 | 8034035453274 | 85389099
GW14151 | P-BUTTON 1M 1P NO 16A ''LIGHT'' TITANIUM | PRZYCISK, 1M 1P NO 16A „ŚWIATŁO” TYTAN | 8.75 | 1 | NR | 8.6 | 1 | NR | 1.744% | OFFICIAL | 1DM03G01F1552B0100 | 30 | 1DM | BUILDING | 03G | CHORUSMART DOM.RANG. | 01F | BASIC CHORUSMART | 12 | 24 | NR | 80.914 | CCM | 24.792 | 22.312 | G | 8011564277267 | 8011564625808 | 8011564625815 | 85365080
GW14152 | P-BUTTON 1M 1P NO 16A ''KEY'' TITANIUM | PRZYCISK, 1M 1P NO 16A „KLUCZ” TYTAN | 8.75 | 1 | NR | 8.6 | 1 | NR | 1.744% | OFFICIAL | 1DM03G01F1552B0100 | 30 | 1DM | BUILDING | 03G | CHORUSMART DOM.RANG. | 01F | BASIC CHORUSMART | 12 | 24 | NR | 80.914 | CCM | 24.792 | 22.312 | G | 8011564277274 | 8011564625822 | 8011564625839 | 85365080
GW14153 | P-BUTTON 1M 1P NO 16A SIG DEV. TITANIUM | PRZYCISK, 1M 1P NO 16A SYG TYTAN | 8.75 | 1 | NR | 8.6 | 1 | NR | 1.744% | OFFICIAL | 1DM03G01F1552B0100 | 30 | 1DM | BUILDING | 03G | CHORUSMART DOM.RANG. | 01F | BASIC CHORUSMART | 12 | 24 | NR | 80.914 | CCM | 24.792 | 22.312 | G | 8011564277281 | 8011564625846 | 8011564625853 | 85365080
GW16712VT | PLATES FOR PROFILE/PANEL 2-GANG TITANIUM | RAMKI DO PROFILI/PANELI 2 MOD. TYTAN | 8.75 | 1 | NR | 8.6 | 1 | NR | 1.744% | OFFICIAL | 1DM03G01F1672BM100 | 30 | 1DM | BUILDING | 03G | CHORUSMART DOM.RANG. | 01F | BASIC CHORUSMART | 1 | 12 | NR | 683.23 | CCM | 110.333 | 99.3 | G | 8011564275379 | 8011564275379 | 8011564623286 | 85389099
GW12568 | PUSH-BUTTON ELEC REGULATOR 1M 60-500W B | ELEKTRYCZNY PRZYCISK REG. 1M 60-500W CZ | 93.4 | 1 | NR | 91.8 | 1 | NR | 1.743% | OFFICIAL | 1DM03G01F1532AW100 | 30 | 1DM | BUILDING | 03G | CHORUSMART DOM.RANG. | 01F | BASIC CHORUSMART | 1 | 12 | NR | 161.828 | CCM | 64.67 | 55.547 | G | 8011564268302 | 8011564268302 | 8011564616745 | 85365080
GW13568 | PUSH-BUTTON ELEC REGULATOR 1M 60-500W B | POKR. EL.PRZYCISK 1M 60-500W BEŻ | 93.4 | 1 | NR | 91.8 | 1 | NR | 1.743% | OFFICIAL | 1DM03G01F1330FE100 | 30 | 1DM | BUILDING | 03G | CHORUSMART DOM.RANG. | 01F | BASIC CHORUSMART | 1 | 12 | NR | 161.828 | CCM | 69.95 | 56.963 | G | 8034035073557 | 8034035073557 | 8034035457340 | 85365080
GW15568 | PUSH-BUTTON ELEC REGULATOR 1M 60-500W W | POKR. EL.PRZYCISK 1M 60-500W BIAŁY | 93.4 | 1 | NR | 91.8 | 1 | NR | 1.743% | OFFICIAL | 1DM03G01F1310AK100 | 30 | 1DM | BUILDING | 03G | CHORUSMART DOM.RANG. | 01F | BASIC CHORUSMART | 1 | 12 | NR | 161.828 | CCM | 69.95 | 56.963 | G | 8034035076251 | 8034035076251 | 8034035461088 | 85365080
GW16206VA | LUX PLATE 6-GANG SLATE | RAMKA LUX 6 MODUŁÓW ŁUPEK | 46.7 | 1 | NR | 45.9 | 1 | NR | 1.743% | OFFICIAL | 1DM03G01F1612E4100 | 30 | 1DM | BUILDING | 03G | CHORUSMART DOM.RANG. | 01F | BASIC CHORUSMART | 6 | 6 | NR | 470.313 | CCM | 93.667 | 84.3 | G | 8011564272781 | 8011564621541 | 8011564621541 | 85389099
GW16206VT | LUX PLATE 6-GANG TITANIUM | RAMKA LUX 6 MODUŁÓW TYTAN | 46.7 | 1 | NR | 45.9 | 1 | NR | 1.743% | OFFICIAL | 1DM03G01F1612E2100 | 30 | 1DM | BUILDING | 03G | CHORUSMART DOM.RANG. | 01F | BASIC CHORUSMART | 6 | 6 | NR | 470.313 | CCM | 93.833 | 84.45 | G | 8011564272743 | 8011564621503 | 8011564621503 | 85389099
GW10906 | TOUCH COMMAND DUPLICATOR 1M WHITE | DOTYKOWY DUPLIKATOR POLECEŃ 1M BIAŁY | 58.4 | 1 | NR | 57.4 | 1 | NR | 1.742% | OFFICIAL | 1DM03G01F1512AE100 | 40 | 1DM | BUILDING | 03G | CHORUSMART DOM.RANG. | 01F | BASIC CHORUSMART | 1 | 12 | NR | 709.772 | CCM | 69.334 | 69.3 | G | 8011564759107 | 8011564759107 | 8011564903593 | 85389099
GW10909 | TOUCH COMMAND DUPLICATOR MODULE 1M WHITE | MODUŁ DOT. DUPLIKATORA POLECEŃ 1M BIAŁY | 58.4 | 1 | NR | 57.4 | 1 | NR | 1.742% | OFFICIAL | 1DM03G01F1512AE100 | 40 | 1DM | BUILDING | 03G | CHORUSMART DOM.RANG. | 01F | BASIC CHORUSMART | 1 | 12 | NR | 709.772 | CCM | 73.352 | 26.874 | G | 8011564759886 | 8011564759886 | 8011564903876 | 85389099
GW16226MI | LUX INT. PLATE 2+2+2G H. BRUSHED S.STEEL | RAMK. LUX INTERN. 2+2+2M POZ. ST.NIE.SZ. | 292 | 1 | NR | 287 | 1 | NR | 1.742% | OFFICIAL | 1DM03G01F1632FR100 | 40 | 1DM | BUILDING | 03G | CHORUSMART DOM.RANG. | 01F | BASIC CHORUSMART | 1 | 8 | NR | 2065 | CCM | 470 | 423 | G | 8011564420625 | 8011564420625 | 8011564420625 | 85389099
GW16227MI | LUX INT. PLATE 2+2+2G V. BRUSHED S.STEEL | RAMK. LUX INTERN. 2+2+2M PION ST.NIE.SZ. | 292 | 1 | NR | 287 | 1 | NR | 1.742% | OFFICIAL | 1DM03G01F1632FR100 | 40 | 1DM | BUILDING | 03G | CHORUSMART DOM.RANG. | 01F | BASIC CHORUSMART | 1 | 12 | NR | 1058.5 | CCM | 472.5 | 425.25 | G | 8011564420687 | 8011564420687 | 8011564420687 | 85389099
GW12905 | TOUCH DIMMER 1M BLACK | ŚCIEMNIACZ DOTYKOWY 1M CZARNY | 93.5 | 1 | NR | 91.9 | 1 | NR | 1.741% | OFFICIAL | 1DM03G01F1532AW100 | 40 | 1DM | BUILDING | 03G | CHORUSMART DOM.RANG. | 01F | BASIC CHORUSMART | 1 | 12 | NR | 709.772 | CCM | 32.294 | 16.802 | G | 0 | 0 | 0 | 0
GW14209 | TRIP SOCKET 2P+E 16A P17-11 D.AM IT ST T | GNIAZ.POT.2P+E 16A P17-11 D.AM WŁ ST TYT | 52.6 | 1 | NR | 51.7 | 1 | NR | 1.741% | OFFICIAL | 1DM03G01F1552B4100 | 30 | 1DM | BUILDING | 03G | CHORUSMART DOM.RANG. | 01F | BASIC CHORUSMART | 4 | 12 | NR | 336.656 | CCM | 87.667 | 78.9 | G | 8011564266346 | 8011564614291 | 8011564614284 | 85366990
GW14458 | SOUND DIFFUSION CONNECTOR TITANIUM | ZŁĄCZE GŁOŚNIKA TYTAN | 52.6 | 1 | NR | 51.7 | 1 | NR | 1.741% | OFFICIAL | 1DM03G01F1552B8100 | 30 | 1DM | BUILDING | 03G | CHORUSMART DOM.RANG. | 01F | BASIC CHORUSMART | 1 | 24 | NR | 229.206 | CCM | 27.792 | 25.013 | G | 8011564719262 | 8011564719262 | 8011564692008 | 85366930
GW10661 | EXT.ANTI-BLACKOUT LAMP 230VAC 50/60Hz 2h | WYC.LAMPA PRZECIWZAC. 230VAC 50/60Hz 2h | 81.9 | 1 | NR | 80.5 | 1 | NR | 1.739% | OFFICIAL | 1DM03G01F1512AC100 | 30 | 1DM | BUILDING | 03G | CHORUSMART DOM.RANG. | 01F | BASIC CHORUSMART | 1 | 6 | NR | 323.657 | CCM | 67.333 | 65 | G | 8011564259928 | 8011564259928 | 8011564604926 | 85131000
GW14311 | INT SOC+MIN.CIR.BR. 2M 1P+N 16A P17/11 T | GN Z BLOK+MIN.WYŁ. 2M 1P+N 16A P17/11 T | 93.6 | 1 | NR | 92 | 1 | NR | 1.739% | OFFICIAL | 1DM03G01F1552B4100 | 30 | 1DM | BUILDING | 03G | CHORUSMART DOM.RANG. | 01F | BASIC CHORUSMART | 1 | 6 | NR | 269.522 | CCM | 116.5 | 104.85 | G | 8011564266490 | 8011564266490 | 8011564644359 | 85366990
GW14663 | AUT. EMERGENCY LAMP, 2M 230V TITANIUM | AUT. LAMPA AWARYJNA, 2M 230V TYTAN | 81.9 | 1 | NR | 80.5 | 1 | NR | 1.739% | OFFICIAL | 1DM03G01F1552BC100 | 30 | 1DM | BUILDING | 03G | CHORUSMART DOM.RANG. | 01F | BASIC CHORUSMART | 1 | 6 | NR | 323.657 | CCM | 58.781 | 47.368 | G | 8011564840249 | 8011564840249 | 8011564978126 | 85131000
GW16123VN | ONE INT. PLATE 2+2M H. SATIN BLACK | RAMKA ONE PRZ.2+2P O.CZAR. SATYNA | 5.85 | 1 | NR | 5.75 | 1 | NR | 1.739% | OFFICIAL | 1DM03G01F1592DC100 | 30 | 1DM | BUILDING | 03G | CHORUSMART DOM.RANG. | 01F | BASIC CHORUSMART | 12 | 12 | NR | 336.656 | CCM | 35.083 | 28.181 | G | 8034035051074 | 8034035446092 | 8034035446092 | 85389099
GW16123VW | PLACCA ONE INT.2+2P O BIANCO SATINATO |  | 5.85 | 1 | NR | 5.75 | 1 | NR | 1.739% | OFFICIAL | 1DM03G01F1592II100 | 30 | 1DM | BUILDING | 03G | CHORUSMART DOM.RANG. | 01F |  | 1 | 12 | NR | 336.656 | CCM | 35 | 33 | G
GW16124VN | ONE INT. PLATE 2+2M V. SATIN BLACK | RAMKA ONE PRZ.2+2P V.CZAR. SATYNA | 5.85 | 1 | NR | 5.75 | 1 | NR | 1.739% | OFFICIAL | 1DM03G01F1592DC100 | 30 | 1DM | BUILDING | 03G | CHORUSMART DOM.RANG. | 01F | BASIC CHORUSMART | 12 | 12 | NR | 336.656 | CCM | 34.833 | 28.181 | G | 8034035051081 | 8034035446306 | 8034035446306 | 85389099
GW10459 | USB SOCKET OUTLET 1M WHITE | GNIAZDO USB 1M BIAŁY | 46.9 | 1 | NR | 46.1 | 1 | NR | 1.735% | OFFICIAL | 1DM03G01F1512A8100 | 30 | 1DM | BUILDING | 03G | CHORUSMART DOM.RANG. | 01F | BASIC CHORUSMART | 1 | 24 | NR | 229.206 | CCM | 24.167 | 19.379 | G | 8011564780750 | 8011564780750 | 8011564924321 | 85366930
GW16304MC | ART PLATE 4-GANG CHROME | RAMKA ART 4 MODUŁY CHROM | 46.9 | 1 | NR | 46.1 | 1 | NR | 1.735% | OFFICIAL | 1DM03G01F1652G0100 | 40 | 1DM | BUILDING | 03G | CHORUSMART DOM.RANG. | 01F | BASIC CHORUSMART | 6 | 6 | NR | 470.313 | CCM | 89.667 | 80.7 | G
GW16304MO | ART PLATE 4-GANG GOLD | RAMKA ART 4 MODUŁY ZŁOTO | 46.9 | 1 | NR | 46.1 | 1 | NR | 1.735% | OFFICIAL | 1DM03G01F1652G2100 | 40 | 1DM | BUILDING | 03G | CHORUSMART DOM.RANG. | 01F | BASIC CHORUSMART | 6 | 6 | NR | 470.313 | CCM | 89.833 | 80.85 | G
GW14666 | AUT. EMERGENCY LAMP 230V AC 50/60Hz 2h T | AUT. LAMPA AWAR. 230VAC 50/60Hz 2h TYT | 176 | 1 | NR | 173 | 1 | NR | 1.734% | OFFICIAL | 1DM03G01F1552BC100 | 30 | 1DM | BUILDING | 03G | CHORUSMART DOM.RANG. | 01F | BASIC CHORUSMART | 1 | 2 | NR | 2019.938 | CCM | 338 | 225.095 | G | 8011564268661 | 8011564268661 | 8011564617230 | 85131000
GW16206YT | LUX PLATE 6M TITANIUM MONOCHROME | RAMKA LUX 6M TYTAN MONOCHROM | 35.2 | 1 | NR | 34.6 | 1 | NR | 1.734% | OFFICIAL | 1DM03G01F1612E2100 | 30 | 1DM | BUILDING | 03G | CHORUSMART DOM.RANG. | 01F | BASIC CHORUSMART | 1 | 6 | NR | 470.313 | CCM | 85.074 | 69.369 | G | 8034035070419 | 8034035453335 | 8034035453335 | 85389099
GW10568 | PUSH-BUTTON ELEC REGULATOR 1M 60-500W W | ELEKTRYCZNY PRZYCISK REG. 1M 60-500W B | 82.2 | 1 | NR | 80.8 | 1 | NR | 1.733% | OFFICIAL | 1DM03G01F1512AE100 | 30 | 1DM | BUILDING | 03G | CHORUSMART DOM.RANG. | 01F | BASIC CHORUSMART | 1 | 12 | NR | 161.828 | CCM | 64.92 | 55.935 | G | 8011564261105 | 8011564261105 | 8011564607156 | 85365080
GW10461 | MCB 1P C6 3KA 230V AC 1M WHITE | CHORUS WYŁ. NADPRĄD. 1P C6 3KA 1M BIAŁY | 47 | 1 | NR | 46.2 | 1 | NR | 1.732% | OFFICIAL | 1DM03G01F1512AA100 | 30 | 1DM | BUILDING | 03G | CHORUSMART DOM.RANG. | 01F | BASIC CHORUSMART | 1 | 12 | NR | 134.761 | CCM | 73.583 | 66.225 | G | 8011564262652 | 8011564262652 | 8011564608993 | 85362010
GW10462 | MCB 1P C10 3KA 230V AC 1M WHITE | WYŁ. RÓŻN-PR.1P C10 3KA 230V AC 1M BIAŁY | 47 | 1 | NR | 46.2 | 1 | NR | 1.732% | OFFICIAL | 1DM03G01F1512AA100 | 30 | 1DM | BUILDING | 03G | CHORUSMART DOM.RANG. | 01F | BASIC CHORUSMART | 1 | 12 | NR | 134.761 | CCM | 73.25 | 65.925 | G | 8011564262669 | 8011564262669 | 8011564609006 | 85362010
GW10463 | MCB 1P C16 3KA 230V AC 1M WHITE | WYŁ. RÓŻN-PR.1P C16 3KA 230V AC 1M BIAŁY | 47 | 1 | NR | 46.2 | 1 | NR | 1.732% | OFFICIAL | 1DM03G01F1512AA100 | 30 | 1DM | BUILDING | 03G | CHORUSMART DOM.RANG. | 01F | BASIC CHORUSMART | 1 | 12 | NR | 134.761 | CCM | 72.667 | 65.4 | G | 8011564262676 | 8011564262676 | 8011564609013 | 85362010
GW12458 | SOUND DIFFUSION CONNECTOR BLACK | ZŁĄCZE GŁOŚNIKA CZARNE | 47 | 1 | NR | 46.2 | 1 | NR | 1.732% | OFFICIAL | 1DM03G01F1532AQ100 | 30 | 1DM | BUILDING | 03G | CHORUSMART DOM.RANG. | 01F | BASIC CHORUSMART | 1 | 24 | NR | 229.206 | CCM | 28.458 | 25.613 | G | 8011564719231 | 8011564719231 | 8011564691971 | 85366930
GW13458 | SOUND DIFFUSION CONNECTOR BEIGE | GNIAZDO NAGŁOŚNIENIA BEŻ | 47 | 1 | NR | 46.2 | 1 | NR | 1.732% | OFFICIAL | 1DM03G01F1330AW100 | 30 | 1DM | BUILDING | 03G | CHORUSMART DOM.RANG. | 01F | BASIC CHORUSMART | 1 | 24 | NR | 229.206 | CCM | 26.223 | 18.866 | G | 8034035073243 | 8034035073243 | 8034035456923 | 85366930
GW15458 | SOUND DIFFUSION CONNECTOR WHITE | GNIAZDO NAGŁOŚNIENIA BIAŁY | 47 | 1 | NR | 46.2 | 1 | NR | 1.732% | OFFICIAL | 1DM03G01F1310AE100 | 30 | 1DM | BUILDING | 03G | CHORUSMART DOM.RANG. | 01F | BASIC CHORUSMART | 1 | 24 | NR | 229.206 | CCM | 26.223 | 18.866 | G | 8034035075940 | 8034035075940 | 8034035460661 | 85366930
GW12906 | TOUCH COMMAND DUPLICATOR 1M BLACK | DOTYKOWY DUPLIKATOR POLECEŃ 1M CZARNY | 64.7 | 1 | NR | 63.6 | 1 | NR | 1.73% | OFFICIAL | 1DM03G01F1532AW100 | 40 | 1DM | BUILDING | 03G | CHORUSMART DOM.RANG. | 01F | BASIC CHORUSMART | 1 | 12 | NR | 709.772 | CCM | 32.294 | 16.802 | G | 8011564759855 | 8011564759855 | 8011564903845 | 85389099
GW12461 | MCB 1P C6 3KA 230V AC 1M BLACK | WYŁ. RÓŻN-PR.1P C6 3KA 230V AC 1M CZARNE | 53 | 1 | NR | 52.1 | 1 | NR | 1.727% | OFFICIAL | 1DM03G01F1532AS100 | 30 | 1DM | BUILDING | 03G | CHORUSMART DOM.RANG. | 01F | BASIC CHORUSMART | 1 | 12 | NR | 134.761 | CCM | 73.667 | 66.3 | G | 8011564268159 | 8011564268159 | 8011564616592 | 85362010
GW12462 | MCB 1P C10 3KA 230V AC 1M BLACK | WYŁ. RÓŻN-PR.1P C10 3KA 230V AC 1M CZARN | 53 | 1 | NR | 52.1 | 1 | NR | 1.727% | OFFICIAL | 1DM03G01F1532AS100 | 30 | 1DM | BUILDING | 03G | CHORUSMART DOM.RANG. | 01F | BASIC CHORUSMART | 1 | 12 | NR | 134.761 | CCM | 73.167 | 65.85 | G | 8011564268166 | 8011564268166 | 8011564616608 | 85362010
GW12463 | MCB 1P C16 3KA 230V AC 1M BLACK | WYŁ. RÓŻN-PR.1P C16 3KA 230V AC 1M CZARN | 53 | 1 | NR | 52.1 | 1 | NR | 1.727% | OFFICIAL | 1DM03G01F1532AS100 | 30 | 1DM | BUILDING | 03G | CHORUSMART DOM.RANG. | 01F | BASIC CHORUSMART | 1 | 12 | NR | 134.761 | CCM | 72.833 | 65.55 | G | 8011564268180 | 8011564268180 | 8011564616622 | 85362010
GW13461 | MCB 1P C6 3KA 230V AC 1M BEIGE | PRZEŁ.AUT.MAGN.1P C6 3KA 230V ac 1M BEŻ | 53 | 1 | NR | 52.1 | 1 | NR | 1.727% | OFFICIAL | 1DM03G01F1330AY100 | 30 | 1DM | BUILDING | 03G | CHORUSMART DOM.RANG. | 01F | BASIC CHORUSMART | 1 | 12 | NR | 134.761 | CCM | 68.055 | 62.055 | G | 8034035073267 | 8034035073267 | 8034035456947 | 85362010
GW13462 | MCB 1P C10 3KA 230V AC 1M BEIGE | PRZ.AUT.MAGN.1P C10 3KA 230V ac 1M BEŻ | 53 | 1 | NR | 52.1 | 1 | NR | 1.727% | OFFICIAL | 1DM03G01F1330AY100 | 30 | 1DM | BUILDING | 03G | CHORUSMART DOM.RANG. | 01F | BASIC CHORUSMART | 1 | 12 | NR | 134.761 | CCM | 75.716 | 67.704 | G | 8034035073274 | 8034035073274 | 8034035456954 | 85362010
GW13463 | MCB 1P C16 3KA 230V AC 1M BEIGE | PRZ.AUT.MAGN.1P C16 3KA 230V ac 1M BEŻ | 53 | 1 | NR | 52.1 | 1 | NR | 1.727% | OFFICIAL | 1DM03G01F1330AY100 | 30 | 1DM | BUILDING | 03G | CHORUSMART DOM.RANG. | 01F | BASIC CHORUSMART | 1 | 12 | NR | 134.761 | CCM | 75.365 | 67.415 | G | 8034035073281 | 8034035073281 | 8034035456961 | 85362010
GW15461 | MCB 1P C6 3KA 230V AC 1M WHITE | PRZ.AUT.MAGN.1P C6 3KA 230V ac 1M BIAŁY | 53 | 1 | NR | 52.1 | 1 | NR | 1.727% | OFFICIAL | 1DM03G01F1310AG100 | 30 | 1DM | BUILDING | 03G | CHORUSMART DOM.RANG. | 01F | BASIC CHORUSMART | 1 | 12 | NR | 134.761 | CCM | 68.055 | 61.055 | G | 8034035075964 | 8034035075964 | 8034035460685 | 85362010
GW15462 | MCB 1P C10 3KA 230V AC 1M WHITE | PRZ.AUT.MAGN.1P C10 3KA 230V ac 1M BIA. | 53 | 1 | NR | 52.1 | 1 | NR | 1.727% | OFFICIAL | 1DM03G01F1310AG100 | 30 | 1DM | BUILDING | 03G | CHORUSMART DOM.RANG. | 01F | BASIC CHORUSMART | 1 | 12 | NR | 134.761 | CCM | 75.716 | 67.704 | G | 8034035075971 | 8034035075971 | 8034035460692 | 85362010
GW15463 | MCB 1P C16 3KA 230V AC 1M WHITE | PRZ.AUT.MAGN.1P C16 3KA 230V ac 1M BIA. | 53 | 1 | NR | 52.1 | 1 | NR | 1.727% | OFFICIAL | 1DM03G01F1310AG100 | 30 | 1DM | BUILDING | 03G | CHORUSMART DOM.RANG. | 01F | BASIC CHORUSMART | 1 | 12 | NR | 134.761 | CCM | 75.365 | 67.415 | G | 8034035075988 | 8034035075988 | 8034035460708 | 85362010
GW10004 | 1-WAY SWITCH, 1M 2P 16AX WHITE | ŁĄCZNIK POJEDYNCZY, 1M 2P 16AX BIAŁY | 8.85 | 1 | NR | 8.7 | 1 | NR | 1.724% | OFFICIAL | 1DM03G01F1512A0100 | 30 | 1DM | BUILDING | 03G | CHORUSMART DOM.RANG. | 01F | BASIC CHORUSMART | 12 | 48 | NR | 84.164 | CCM | 30.796 | 25.584 | G | 8011564258181 | 8011564602410 | 8011564602427 | 85365080
GW10035F | 1-WAY SWITCH, 2M 2P 16AX ILL SIG R.W. W | ŁĄCZNIK POJ. 2M 2P 16AX PODŚW SYG ZAC.B | 17.7 | 1 | NR | 17.4 | 1 | NR | 1.724% | OFFICIAL | 1DM03G01F1512A2100 | 30 | 1DM | BUILDING | 03G | CHORUSMART DOM.RANG. | 01F | BASIC CHORUSMART | 6 | 24 | NR | 277.888 | CCM | 47.583 | 42.825 | G | 8011564258815 | 8011564603677 | 8011564603684 | 85365080
GW10051AB | 2-WAY SWITCH, 1M 1P 16AX AB | ŁĄCZNIK SCHODOWY 1M 1P 16AX AB | 5.9 | 1 | NR | 5.8 | 1 | NR | 1.724% | OFFICIAL | 1DM03G01F1350FN100 | 30 | 1DM | BUILDING | 03G | CHORUSMART DOM.RANG. | 01F | BASIC CHORUSMART | 12 | 96 | NR | 63.225 | CCM | 34.976 | 21.764 | G | 8034035070778 | 8034035453687 | 8034035453694 | 85365080
GW10453 | CONNECTOR DOUBLE RCA 1M WHITE | PODWÓJNE GNIAZDO RCA 1M BIAŁE | 8.85 | 1 | NR | 8.7 | 1 | NR | 1.724% | OFFICIAL | 1DM03G01F1512A8100 | 30 | 1DM | BUILDING | 03G | CHORUSMART DOM.RANG. | 01F | BASIC CHORUSMART | 1 | 24 | NR | 117.199 | CCM | 21.79 | 17.509 | G | 8011564259522 | 8011564259522 | 8011564604360 | 85366930
GW10454 | CONNECTOR PHONIC CIRCUITS 1M WHITE | ZŁĄCZE DO GŁOŚNIKA 1M BIAŁE | 8.85 | 1 | NR | 8.7 | 1 | NR | 1.724% | OFFICIAL | 1DM03G01F1512A8100 | 30 | 1DM | BUILDING | 03G | CHORUSMART DOM.RANG. | 01F | BASIC CHORUSMART | 1 | 24 | NR | 117.199 | CCM | 15.375 | 13.838 | G | 8011564259515 | 8011564259515 | 8011564604353 | 85366930
GW10621 | TRANSPARENT INDICATOR LAMP 1M WHITE | PRZEŹROCZYSTA LAMPKA WSKAŹNIKOWA 1M B | 5.9 | 1 | NR | 5.8 | 1 | NR | 1.724% | OFFICIAL | 1DM03G01F1512AC100 | 30 | 1DM | BUILDING | 03G | CHORUSMART DOM.RANG. | 01F | BASIC CHORUSMART | 1 | 24 | NR | 80.914 | CCM | 16.083 | 12.943 | G | 8011564259607 | 8011564259607 | 8011564604445 | 85308000
GW10622 | GREEN INDICATOR LAMP 1M WHITE | ZIELONA LAMPKA WSKAŹNIKOWA 1M BIAŁA | 5.9 | 1 | NR | 5.8 | 1 | NR | 1.724% | OFFICIAL | 1DM03G01F1512AC100 | 30 | 1DM | BUILDING | 03G | CHORUSMART DOM.RANG. | 01F | BASIC CHORUSMART | 1 | 24 | NR | 80.914 | CCM | 16.083 | 12.953 | G | 8011564259614 | 8011564259614 | 8011564604452 | 85308000
GW10623 | RED INDICATOR LAMP 1M WHITE | CZERWONA LAMPKA WSKAŹNIKOWA 1M BIAŁA | 5.9 | 1 | NR | 5.8 | 1 | NR | 1.724% | OFFICIAL | 1DM03G01F1512AC100 | 30 | 1DM | BUILDING | 03G | CHORUSMART DOM.RANG. | 01F | BASIC CHORUSMART | 1 | 24 | NR | 80.914 | CCM | 16.083 | 13.494 | G | 8011564259621 | 8011564259621 | 8011564604469 | 85308000
GW10624 | AMBER INDICATOR LAMP 1M WHITE | BURSZTYNOWA LAMPKA WSKAŹNIKOWA 1M BIAŁA | 5.9 | 1 | NR | 5.8 | 1 | NR | 1.724% | OFFICIAL | 1DM03G01F1512AC100 | 30 | 1DM | BUILDING | 03G | CHORUSMART DOM.RANG. | 01F | BASIC CHORUSMART | 1 | 24 | NR | 80.914 | CCM | 16.083 | 12.953 | G | 8011564259638 | 8011564259638 | 8011564604476 | 85308000
GW11004 | 1-WAY SWITCH, 1M 2P 16AX IVORY | ŁĄCZNIK POJ., 1M 2P 16AX KOŚĆ SŁON. | 8.85 | 1 | NR | 8.7 | 1 | NR | 1.724% | OFFICIAL | 1DM03G01F1522A1100 | 30 | 1DM | BUILDING | 03G | CHORUSMART DOM.RANG. | 01F | BASIC CHORUSMART | 12 | 48 | NR | 84.164 | CCM | 30.308 | 25.537 | G | 8011564258297 | 8011564602632 | 8011564602649 | 85365080
GW11622 | GREEN INDICATOR LAMP 1M IVORY | ZIELONA LAMPKA WSKAŹNIKOWA 1M KOŚĆ SŁON. | 5.9 | 1 | NR | 5.8 | 1 | NR | 1.724% | OFFICIAL | 1DM03G01F1522AD100 | 40 | 1DM | BUILDING | 03G | CHORUSMART DOM.RANG. | 01F | BASIC CHORUSMART | 1 | 24 | NR | 80.914 | CCM | 15.22 | 12.991 | G | 8011564259676 | 8011564259676 | 8011564604513 | 85308000
GW11623 | RED INDICATOR LAMP 1M IVORY | CZERWONA LAMPKA WSKAŹNIKOWA 1M KOŚĆ SŁ. | 5.9 | 1 | NR | 5.8 | 1 | NR | 1.724% | OFFICIAL | 1DM03G01F1522AD100 | 30 | 1DM | BUILDING | 03G | CHORUSMART DOM.RANG. | 01F | BASIC CHORUSMART | 1 | 24 | NR | 80.914 | CCM | 15.216 | 12.987 | G | 8011564259683 | 8011564259683 | 8011564604520 | 85308000
GW16423VN | GEO INT. PLATE 2+2M H. SATIN BLACK | RAMKA GEO PRZ.2+2P O.CZAR. SATYNA | 5.9 | 1 | NR | 5.8 | 1 | NR | 1.724% | OFFICIAL | 1DM03G01F1562D3100 | 30 | 1DM | BUILDING | 03G | CHORUSMART DOM.RANG. | 01F | BASIC CHORUSMART | 12 | 12 | NR | 336.656 | CCM | 45.576 | 32.521 | G | 8011564874121 | 8011564874121 | 8011564999206 | 85389099
GW16424VN | GEO INT. PLATE 2+2M V. SATIN BLACK | RAMKA GEO PRZ.2+2P V.CZAR. SATYNA | 5.9 | 1 | NR | 5.8 | 1 | NR | 1.724% | OFFICIAL | 1DM03G01F1562D3100 | 30 | 1DM | BUILDING | 03G | CHORUSMART DOM.RANG. | 01F | BASIC CHORUSMART | 12 | 12 | NR | 336.656 | CCM | 42.26 | 32.418 | G | 8034035051838 | 8034035446351 | 8034035446351 | 85389099
GW16874 | PAINT PROTECTION COVER CHORUS 4G IT. | OSŁONA DO MALOWANIA CHORUS 4W INT. | 0.59 | 1 | NR | 0.58 | 1 | NR | 1.724% | OFFICIAL | 1DM03G01F1672BU100 | 30 | 1DM | BUILDING | 03G | CHORUSMART DOM.RANG. | 01F | BASIC CHORUSMART | 60 | 240 | NR | 59.692 | CCM | 6.73 | 3.008 | G | 8011564427051 | 8011564653511 | 8011564653528 | 85389099
GW10241 | S. OUT. 2M 2P+E 16A DE WHITE | GNIAZDO 2M 2P+E 16A NIEM BIAŁE | 8.9 | 1 | NR | 8.75 | 1 | NR | 1.714% | OFFICIAL | 1DM03G01F1512A4100 | 30 | 1DM | BUILDING | 03G | CHORUSMART DOM.RANG. | 01F | BASIC CHORUSMART | 6 | 48 | NR | 177.443 | CCM | 50.521 | 45.468 | G | 8011564257955 | 8011564601970 | 8011564601987 | 85366990
GW10421 | CONNECTOR RJ45 1M CAT.5E UTP CHORUS W | GNIAZDO RJ45 1M KAT.5E UTP CHORUS B | 17.8 | 1 | NR | 17.5 | 1 | NR | 1.714% | OFFICIAL | 1DM03G01F1512A8100 | 30 | 1DM | BUILDING | 03G | CHORUSMART DOM.RANG. | 01F | BASIC CHORUSMART | 1 | 24 | NR | 229.206 | CCM | 24.167 | 21.75 | G | 8011564257672 | 8011564257672 | 8011564601567 | 85366930
GW10434 | CONNECTOR RJ45 2M CAT.5E UTP WHITE | GNIAZDO RJ45 2M KAT.5E UTP BIAŁE | 17.8 | 1 | NR | 17.5 | 1 | NR | 1.714% | OFFICIAL | 1DM03G01F1512A8100 | 40 | 1DM | BUILDING | 03G | CHORUSMART DOM.RANG. | 01F | BASIC CHORUSMART | 1 | 24 | NR | 229.206 | CCM | 31.146 | 24.934 | G | 8011564823822 | 8011564823822 | 8011564965843 | 85366930
GW11421 | CONNECTOR RJ45 1M CAT.5E UTP CHORUS I | GNIAZDO RJ45 1M KAT.5E UTP CHORUS KS | 17.8 | 1 | NR | 17.5 | 1 | NR | 1.714% | OFFICIAL | 1DM03G01F1522A9100 | 30 | 1DM | BUILDING | 03G | CHORUSMART DOM.RANG. | 01F | BASIC CHORUSMART | 1 | 24 | NR | 229.206 | CCM | 25.573 | 19.194 | G | 8011564257771 | 8011564257771 | 8011564601666 | 85366930
GW12288 | SOCKET 1M 2P+E 15A USA ST BLACK | GNIAZDO, 1M 2P+E 15A STANDARD USA CZARNE | 8.9 | 1 | NR | 8.75 | 1 | NR | 1.714% | OFFICIAL | 1DM03G01F1532AM100 | 30 | 1DM | BUILDING | 03G | CHORUSMART DOM.RANG. | 01F | BASIC CHORUSMART | 12 | 48 | NR | 84.164 | CCM | 30 | 27 | G | 8011564439436 | 8011564667068 | 8011564667075 | 85366990
GW13288 | S. OUTLET 1M 2P+E 15A USA BEIGE | GNIAZDO ST.EURO-AMER. 2P+T 15A BEŻ | 8.9 | 1 | NR | 8.75 | 1 | NR | 1.714% | OFFICIAL | 1DM03G01F1330AS100 | 30 | 1DM | BUILDING | 03G | CHORUSMART DOM.RANG. | 01F | BASIC CHORUSMART | 12 | 48 | NR | 84.164 | CCM | 26.345 | 24.052 | G | 8034035072741 | 8034035456268 | 8034035456275 | 85366990
GW14171F | PUSH-BUTTON 2M 1P NO 16A R.W. TITANIUM | PRZYCISK, 2M 1P NO 16A ZACISK.TYTAN | 17.8 | 1 | NR | 17.5 | 1 | NR | 1.714% | OFFICIAL | 1DM03G01F1552B2100 | 30 | 1DM | BUILDING | 03G | CHORUSMART DOM.RANG. | 01F | BASIC CHORUSMART | 6 | 24 | NR | 277.888 | CCM | 41.25 | 37.125 | G | 8011564266049 | 8011564613614 | 8011564613607 | 85365080
GW14736 | DOUBLE INDICATOR LAMP 'DND+MUR' 1M TIT. | PODW. LAM WSKAŹ.‘NIE PRZ.+PR.SPRZ.’ 1M T | 17.8 | 1 | NR | 17.5 | 1 | NR | 1.714% | OFFICIAL | 1DM03G01F1552BC100 | 30 | 1DM | BUILDING | 03G | CHORUSMART DOM.RANG. | 01F | BASIC CHORUSMART | 1 | 24 | NR | 80.914 | CCM | 16.042 | 16.041 | G | 8011564752573 | 8011564752573 | 8011564943674 | 85308000
GW15288 | S. OUTLET 1M 2P+E 15A USA WHITE | GNIAZDO ST.EUROAMER. 2P+T 15A BIAŁY | 8.9 | 1 | NR | 8.75 | 1 | NR | 1.714% | OFFICIAL | 1DM03G01F1310AA100 | 30 | 1DM | BUILDING | 03G | CHORUSMART DOM.RANG. | 01F | BASIC CHORUSMART | 12 | 48 | NR | 84.164 | CCM | 26.345 | 24.052 | G | 8034035075445 | 8034035460005 | 8034035460012 | 85366990
GW16128MC | ONE INT. PLATE, 2+2+2+2G H CHROME | RAMKA ONE INTERNATI. 2+2+2+2 M POZ.CHROM | 59.4 | 1 | NR | 58.4 | 1 | NR | 1.712% | OFFICIAL | 1DM03G01F1592DI100 | 40 | 1DM | BUILDING | 03G | CHORUSMART DOM.RANG. | 01F | BASIC CHORUSMART | 6 | 6 | NR | 792 | CCM | 86 | 86 | G | 8011564293779 | 8011564293779 | 8011564293779 | 85389099
GW16128MO | ONE INT. PLATE, 2+2+2+2G H GOLD | RAMKA ONE INTERNATI. 2+2+2+2 M POZ.ZŁOTY | 59.4 | 1 | NR | 58.4 | 1 | NR | 1.712% | OFFICIAL | 1DM03G01F1592DK100 | 40 | 1DM | BUILDING | 03G | CHORUSMART DOM.RANG. | 01F | BASIC CHORUSMART | 12 | 12 | NR | 895.781 | CCM | 85.166 | 85 | G | 8011564293786 | 8011564293786 | 8011564293786 | 85389099
GW16129MC | ONE INT. PLATE, 2+2+2+2G V CHROME | RAMKA ONE INTERNATI. 2+2+2+2M PION CHROM | 59.4 | 1 | NR | 58.4 | 1 | NR | 1.712% | OFFICIAL | 1DM03G01F1592DI100 | 40 | 1DM | BUILDING | 03G | CHORUSMART DOM.RANG. | 01F | BASIC CHORUSMART | 6 | 6 | NR | 792 | CCM | 88.28 | 63.16 | G | 8011564293991 | 8011564293991 | 8011564293991 | 85389099
GW16129MO | ONE INT. PLATE, 2+2+2+2G V GOLD | RAMKA ONE INTERNATI. 2+2+2+2M PION ZŁOTY | 59.4 | 1 | NR | 58.4 | 1 | NR | 1.712% | OFFICIAL | 1DM03G01F1592DK100 | 40 | 1DM | BUILDING | 03G | CHORUSMART DOM.RANG. | 01F | BASIC CHORUSMART | 6 | 6 | NR | 792 | CCM | 87.5 | 63.158 | G | 8011564294004 | 8011564294004 | 8011564294004 | 85389099
GW16226VA | LUX INT. PLATE, 2+2+2G H SLATE | RAMK. LUX INTERN. 2+2+2 W POZ. ŁUPEK | 59.4 | 1 | NR | 58.4 | 1 | NR | 1.712% | OFFICIAL | 1DM03G01F1632F4100 | 30 | 1DM | BUILDING | 03G | CHORUSMART DOM.RANG. | 01F | BASIC CHORUSMART | 12 | 12 | NR | 799.52 | CCM | 123.333 | 111 | G | 8011564273573 | 8011564273573 | 8011564273573 | 85389099
GW16226VT | LUX INT. PLATE, 2+2+2G H TITANIUM | RAMK. LUX INTERN. 2+2+2 W POZ.TYTAN | 59.4 | 1 | NR | 58.4 | 1 | NR | 1.712% | OFFICIAL | 1DM03G01F1632F2100 | 30 | 1DM | BUILDING | 03G | CHORUSMART DOM.RANG. | 01F | BASIC CHORUSMART | 1 | 12 | NR | 799.52 | CCM | 123.167 | 110.85 | G | 8011564273511 | 8011564273511 | 8011564273511 | 85389099
GW16227VA | LUX INT. PLATE, 2+2+2G V SLATE | RAMK. LUX INTERN. 2+2+2M PION ŁUPEK | 59.4 | 1 | NR | 58.4 | 1 | NR | 1.712% | OFFICIAL | 1DM03G01F1632F4100 | 30 | 1DM | BUILDING | 03G | CHORUSMART DOM.RANG. | 01F | BASIC CHORUSMART | 6 | 6 | NR | 672.75 | CCM | 119.333 | 107.4 | G | 8011564273580 | 8011564273580 | 8011564273580 | 85389099
GW16227VT | LUX INT. PLATE, 2+2+2G V TITANIUM | RAMK. LUX INTERN. 2+2+2 W PION TYTAN | 59.4 | 1 | NR | 58.4 | 1 | NR | 1.712% | OFFICIAL | 1DM03G01F1632F2100 | 30 | 1DM | BUILDING | 03G | CHORUSMART DOM.RANG. | 01F | BASIC CHORUSMART | 6 | 12 | NR | 672.75 | CCM | 118.5 | 106.65 | G | 8011564273528 | 8011564273528 | 8011564273528 | 85389099
GW10651 | STAIR LAMP 12VAC/DC-230VAC TRANSP 2M W | LAMPA SCHODY 12VAC/DC-230VAC PRZEŹ. 2M B | 41.6 | 1 | NR | 40.9 | 1 | NR | 1.711% | OFFICIAL | 1DM03G01F1512AC100 | 30 | 1DM | BUILDING | 03G | CHORUSMART DOM.RANG. | 01F | BASIC CHORUSMART | 1 | 24 | NR | 229.206 | CCM | 45 | 40.5 | G | 8011564257719 | 8011564257719 | 8011564601604 | 85308000
GW16202MD | LUX PLATE 2P METAL OXIDISED FINISH | RAMKA LUX 2M METAL WYKOŃCZENIE OKSYD. | 41.6 | 1 | NR | 40.9 | 1 | NR | 1.711% | OFFICIAL | 1DM03G01F1612ES100 | 40 | 1DM | BUILDING | 03G | CHORUSMART DOM.RANG. | 01F | BASIC CHORUSMART | 6 | 6 | NR | 430.588 | CCM | 153.29 | 133.981 | G | 8011564750999 | 8011564703193 | 8011564703193 | 85389099
GW16202MH | LUX PLATE 2P METAL CHIC BLUE | RAMKA LUX 2M METAL SZYKOWNY NIEBIESKI | 41.6 | 1 | NR | 40.9 | 1 | NR | 1.711% | OFFICIAL | 1DM03G01F1612ET100 | 40 | 1DM | BUILDING | 03G | CHORUSMART DOM.RANG. | 01F | BASIC CHORUSMART | 6 | 6 | NR | 430.588 | CCM | 147.833 | 133.05 | G | 8011564768079 | 8011564910768 | 8011564910768 | 85389099
GW16202ML | LUX PLATE 2P METAL GUNBARREL GREY | RAMKA LUX 2M METAL SZARY METALICZNY | 41.6 | 1 | NR | 40.9 | 1 | NR | 1.711% | OFFICIAL | 1DM03G01F1612ES100 | 40 | 1DM | BUILDING | 03G | CHORUSMART DOM.RANG. | 01F | BASIC CHORUSMART | 6 | 6 | NR | 430.588 | CCM | 149.5 | 134.55 | G | 8011564750951 | 8011564703155 | 8011564703155 | 85389099
GW16202MP | LUX PLATE 2P METAL PEARLY BRONZE | RAMKA LUX 2M METAL PERŁOWY BRĄZ | 41.6 | 1 | NR | 40.9 | 1 | NR | 1.711% | OFFICIAL | 1DM03G01F1612EV100 | 40 | 1DM | BUILDING | 03G | CHORUSMART DOM.RANG. | 01F | BASIC CHORUSMART | 6 | 6 | NR | 430.588 | CCM | 147.667 | 132.9 | G | 0 | 0 | 0 | 0
GW16202MR | LUX PLATE 2P METAL GLAMOUR RED | RAMKA LUX 2M METAL CZERWIEŃ GLAMOUR | 41.6 | 1 | NR | 40.9 | 1 | NR | 1.711% | OFFICIAL | 1DM03G01F1612EX100 | 40 | 1DM | BUILDING | 03G | CHORUSMART DOM.RANG. | 01F | BASIC CHORUSMART | 6 | 6 | NR | 430.588 | CCM | 147.5 | 132.75 | G | 8011564768116 | 8011564910805 | 8011564910805 | 85389099
GW16202MS | LUX PLATE 2P METAL BRUSHED ALUMINIUM | RAMKA LUX 2M METAL ALUMINIUM SZCZOTK. | 41.6 | 1 | NR | 40.9 | 1 | NR | 1.711% | OFFICIAL | 1DM03G01F1612EU100 | 40 | 1DM | BUILDING | 03G | CHORUSMART DOM.RANG. | 01F | BASIC CHORUSMART | 6 | 6 | NR | 430.588 | CCM | 146.368 | 132.051 | G | 0 | 0 | 0 | 0
GW16202WS | LUX PLATE 2M METAL BRUSHED ALUMIN. LAVY | RAMKA LUX 2P METAL. ALUM. SZCZ. LAVY | 41.6 | 1 | NR | 40.9 | 1 | NR | 1.711% | OFFICIAL | 1DM03G01F1612EU100 | 30 | 1DM | BUILDING | 03G | CHORUSMART DOM.RANG. | 01F | BASIC CHORUSMART | 6 | 6 | NR | 430.588 | CCM | 148.635 | 137.947 | G | 8034035058691 | 8034035447983 | 8034035447983 | 85389099
GW16203MD | LUX PLATE 3P METAL OXIDISED FINISH | RAMKA LUX 3M METAL WYKOŃCZENIE OKSYD. | 41.6 | 1 | NR | 40.9 | 1 | NR | 1.711% | OFFICIAL | 1DM03G01F1612ES100 | 40 | 1DM | BUILDING | 03G | CHORUSMART DOM.RANG. | 01F | BASIC CHORUSMART | 6 | 6 | NR | 430.588 | CCM | 131 | 117.9 | G | 8011564751002 | 8011564703209 | 8011564703209 | 85389099
GW16203MH | LUX PLATE 3P METAL BLUE CHIC | RAMKA LUX 3M METAL CHIC NIEBIESKI | 41.6 | 1 | NR | 40.9 | 1 | NR | 1.711% | OFFICIAL | 1DM03G01F1612ET100 | 40 | 1DM | BUILDING | 03G | CHORUSMART DOM.RANG. | 01F | BASIC CHORUSMART | 6 | 6 | NR | 430.588 | CCM | 130.833 | 117.75 | G | 8011564768086 | 8011564910775 | 8011564910775 | 85389099
GW16203ML | LUX PLATE 3P METAL GUNBARREL GREY | RAMKA LUX 3M METAL SZARY METALICZNY | 41.6 | 1 | NR | 40.9 | 1 | NR | 1.711% | OFFICIAL | 1DM03G01F1612ES100 | 40 | 1DM | BUILDING | 03G | CHORUSMART DOM.RANG. | 01F | BASIC CHORUSMART | 6 | 6 | NR | 430.588 | CCM | 136.453 | 122.136 | G | 8011564750968 | 8011564703162 | 8011564703162 | 85389099
GW16203MP | LUX PLATE 3P METAL BRONZE PEARL | RAMKA LUX 3M METAL PERŁOWY BRĄZ | 41.6 | 1 | NR | 40.9 | 1 | NR | 1.711% | OFFICIAL | 1DM03G01F1612EV100 | 40 | 1DM | BUILDING | 03G | CHORUSMART DOM.RANG. | 01F | BASIC CHORUSMART | 6 | 6 | NR | 430.588 | CCM | 130.167 | 117.15 | G | 8011564768208 | 8011564910898 | 8011564910898 | 85389099
GW16203MS | LUX PLATE 3P METAL BRUSHED ALUMINIUM | RAMKA LUX 3M METAL ALUMINIUM SZCZOTK. | 41.6 | 1 | NR | 40.9 | 1 | NR | 1.711% | OFFICIAL | 1DM03G01F1612EU100 | 40 | 1DM | BUILDING | 03G | CHORUSMART DOM.RANG. | 01F | BASIC CHORUSMART | 6 | 6 | NR | 430.588 | CCM | 133.167 | 119.85 | G | 0 | 0 | 0 | 0
GW16203WS | LUX PLATE 3M METAL BRUSHED ALUMIN. LAVY | RAMKA LUX 3M METAL. ALUM. SZCZOTK. LAVY | 41.6 | 1 | NR | 40.9 | 1 | NR | 1.711% | OFFICIAL | 1DM03G01F1612EU100 | 30 | 1DM | BUILDING | 03G | CHORUSMART DOM.RANG. | 01F | BASIC CHORUSMART | 6 | 6 | NR | 430.588 | CCM | 127.929 | 112.274 | G | 8034035058806 | 8034035447990 | 8034035447990 | 85389099
GW10251AB | S. OUT. 2M 2P+E 16A DE AB | GNIAZDO 2M 2P+T 16A NIEM. CZERW. AB | 11.9 | 1 | NR | 11.7 | 1 | NR | 1.709% | OFFICIAL | 1DM03G01F1350FR100 | 30 | 1DM | BUILDING | 03G | CHORUSMART DOM.RANG. | 01F | BASIC CHORUSMART | 6 | 12 | NR | 234.69 | CCM | 49.811 | 41.682 | G | 8034035079733 | 8034035462559 | 8034035462566 | 85366990
GW10286 | S. OUTLET 1M 2P+E 15A USA WHITE | GNIAZDO 1M 2P+E 15A USA BIAŁE | 5.95 | 1 | NR | 5.85 | 1 | NR | 1.709% | OFFICIAL | 1DM03G01F1512A4100 | 30 | 1DM | BUILDING | 03G | CHORUSMART DOM.RANG. | 01F | BASIC CHORUSMART | 12 | 48 | NR | 84.164 | CCM | 29.667 | 26.7 | G | 8011564258259 | 8011564602557 | 8011564602564 | 85366990
GW10602 | RINGER, 230VAC-50Hz 8VA 1M WHITE | DZWONEK, 230VAC-50Hz 8VA 1M BIAŁY | 23.8 | 1 | NR | 23.4 | 1 | NR | 1.709% | OFFICIAL | 1DM03G01F1512AC100 | 30 | 1DM | BUILDING | 03G | CHORUSMART DOM.RANG. | 01F | BASIC CHORUSMART | 1 | 24 | NR | 117.199 | CCM | 65.417 | 58.875 | G | 8011564259485 | 8011564259485 | 8011564604322 | 85318040
GW10913 | BACKLIT ELECTRONIC BUS PUSH-BUTTON 1M W | PODŚWIET. PRZYCISK INTERF. MAGISTR. 1M B | 23.8 | 1 | NR | 23.4 | 1 | NR | 1.709% | OFFICIAL | 1DM03G01F1512AE100 | 30 | 1DM | BUILDING | 03G | CHORUSMART DOM.RANG. | 01F | BASIC CHORUSMART | 1 | 12 | NR | 134.761 | CCM | 30.333 | 27.3 | G | 8011564705067 | 8011564705067 | 8011564676138 | 85365080
GW11602 | RINGER, 230VAC-50Hz 8VA 1M IVORY | DZWONEK, 230VAC-50Hz 8VA 1M KOŚĆ SŁON. | 23.8 | 1 | NR | 23.4 | 1 | NR | 1.709% | OFFICIAL | 1DM03G01F1522AD100 | 30 | 1DM | BUILDING | 03G | CHORUSMART DOM.RANG. | 01F | BASIC CHORUSMART | 1 | 24 | NR | 158.172 | CCM | 52.441 | 49.381 | G | 8011564259287 | 8011564259287 | 8011564604124 | 85318040
GW12001 | 1-WAY SWITCH, 1M 1P 16AX BLACK | ŁĄCZNIK POJ., 1M 1P 16AX CZARNY | 5.95 | 1 | NR | 5.85 | 1 | NR | 1.709% | OFFICIAL | 1DM03G01F1532AI100 | 30 | 1DM | BUILDING | 03G | CHORUSMART DOM.RANG. | 01F | BASIC CHORUSMART | 12 | 96 | NR | 63.225 | CCM | 22.92 | 18.704 | G | 8011564265233 | 8011564612129 | 8011564612136 | 85365080
GW13001 | 1-WAY SWITCH, 1M 1P 16AX BEIGE | PRZYCISK 1M 1P 16AX BEŻ | 5.95 | 1 | NR | 5.85 | 1 | NR | 1.709% | OFFICIAL | 1DM03G01F1330AO100 | 30 | 1DM | BUILDING | 03G | CHORUSMART DOM.RANG. | 01F | BASIC CHORUSMART | 12 | 96 | NR | 63.225 | CCM | 23.272 | 18.802 | G | 8034035071652 | 8034035454196 | 8034035454202 | 85365080
GW15001 | 1-WAY SWITCH, 1M 1P 16AX WHITE | PRZYC.1M 1P 16AX BIAŁY | 5.95 | 1 | NR | 5.85 | 1 | NR | 1.709% | OFFICIAL | 1DM03G01F1310A6100 | 30 | 1DM | BUILDING | 03G | CHORUSMART DOM.RANG. | 01F | BASIC CHORUSMART | 12 | 96 | NR | 63.225 | CCM | 30.361 | 18.804 | G | 8034035074356 | 8034035457937 | 8034035457944 | 85365080
GW10703 | TIMED THERMOSTAT FL-MOUNTING 2M 230VAC W | TERMOSTAT Z TIMEREM PODTYNK. 2M 230VAC B | 238 | 1 | NR | 234 | 1 | NR | 1.709% | OFFICIAL | 1DM03G01F1512AE100 | 40 | 1DM | BUILDING | 03G | CHORUSMART DOM.RANG. | 01F | BASIC CHORUSMART | 1 | 2 | NR | 2019.938 | CCM | 158.5 | 140 | G | 8011564261761 | 8011564261761 | 8011564607729 | 90321020
GW16206MC | LUX PLATE 6-GANG CHROME | RAMKA LUX 6 MODUŁÓW CHROM | 71.5 | 1 | NR | 70.3 | 1 | NR | 1.707% | OFFICIAL | 1DM03G01F1612E6100 | 40 | 1DM | BUILDING | 03G | CHORUSMART DOM.RANG. | 01F | BASIC CHORUSMART | 6 | 6 | NR | 470.313 | CCM | 94.833 | 85.35 | G | 8011564272828 | 8011564621589 | 8011564621589 | 85389099
GW16206MO | LUX PLATE 6-GANG GOLD | RAMKA LUX 6 MODUŁÓW ZŁOTO | 71.5 | 1 | NR | 70.3 | 1 | NR | 1.707% | OFFICIAL | 1DM03G01F1612E8100 | 40 | 1DM | BUILDING | 03G | CHORUSMART DOM.RANG. | 01F | BASIC CHORUSMART | 6 | 6 | NR | 470.313 | CCM | 97.5 | 87.75 | G | 8011564272866 | 8011564621626 | 8011564621626 | 85389099
GW12422 | CONNECTOR RJ45 1M CAT.5E FTP CHORUS B | GNIAZDO RJ45 1M KAT.5E FTP CHORUS CZ | 29.8 | 1 | NR | 29.3 | 1 | NR | 1.706% | OFFICIAL | 1DM03G01F1532AQ100 | 30 | 1DM | BUILDING | 03G | CHORUSMART DOM.RANG. | 01F | BASIC CHORUSMART | 1 | 24 | NR | 229.206 | CCM | 32.917 | 29.625 | G | 8011564269118 | 8011564269118 | 8011564617766 | 85366930
GW12436 | CONNECTOR RJ45 2M CAT.5E FTP BLACK | GNIAZDO RJ45 2M KAT.5E FTP CZARNE | 29.8 | 1 | NR | 29.3 | 1 | NR | 1.706% | OFFICIAL | 1DM03G01F1532AQ100 | 40 | 1DM | BUILDING | 03G | CHORUSMART DOM.RANG. | 01F | BASIC CHORUSMART | 1 | 24 | NR | 229.206 | CCM | 31.146 | 24.934 | G | 8011564823891 | 8011564823891 | 8011564965911 | 85366930
GW13422 | CONNECTOR RJ45 1M CAT.5E FTP CHORUS B | GNIAZDO RJ45 1M KAT.5E FTP BEŻ | 29.8 | 1 | NR | 29.3 | 1 | NR | 1.706% | OFFICIAL | 1DM03G01F1330AW100 | 30 | 1DM | BUILDING | 03G | CHORUSMART DOM.RANG. | 01F | BASIC CHORUSMART | 1 | 24 | NR | 229.206 | CCM | 28.855 | 27.966 | G | 8034035073083 | 8034035073083 | 8034035456725 | 85366930
GW13436 | CONNECTOR RJ45 2M CAT.5E FTP BEIGE | GNIAZDO RJ45 2M CAT.5E FTP BEŻ | 29.8 | 1 | NR | 29.3 | 1 | NR | 1.706% | OFFICIAL | 1DM03G01F1330AW100 | 40 | 1DM | BUILDING | 03G | CHORUSMART DOM.RANG. | 01F | BASIC CHORUSMART | 1 | 24 | NR | 229.206 | CCM | 34.622 | 32.773 | G | 8034035073151 | 8034035073151 | 8034035456800 | 85366930
GW14102 | REV.SWITCH 2M 1P 16AX ILL LOC TITANIUM | ŁĄCZN.KRZYŻ.2M 1P 16AX PODŚW BLOK TYTAN | 29.8 | 1 | NR | 29.3 | 1 | NR | 1.706% | OFFICIAL | 1DM03G01F1552B0100 | 30 | 1DM | BUILDING | 03G | CHORUSMART DOM.RANG. | 01F | BASIC CHORUSMART | 6 | 12 | NR | 215.294 | CCM | 45.917 | 41.325 | G | 8011564265752 | 8011564613058 | 8011564613041 | 85365080
GW14103 | REV.SWITCH 2M 1P 16AX ILL SIG TITANIUM | ŁĄCZN.KRZYŻ.2M 1P 16AX PODŚW SYG TYTAN | 29.8 | 1 | NR | 29.3 | 1 | NR | 1.706% | OFFICIAL | 1DM03G01F1552B0100 | 30 | 1DM | BUILDING | 03G | CHORUSMART DOM.RANG. | 01F | BASIC CHORUSMART | 6 | 12 | NR | 215.294 | CCM | 45.667 | 41.1 | G | 8011564265776 | 8011564613096 | 8011564613089 | 85365080
GW15422 | CONNECTOR RJ45 1M CAT.5E FTP CHORUS W | GNIAZDO RJ45 1M CAT.5E FTP BIAŁY | 29.8 | 1 | NR | 29.3 | 1 | NR | 1.706% | OFFICIAL | 1DM03G01F1310AE100 | 30 | 1DM | BUILDING | 03G | CHORUSMART DOM.RANG. | 01F | BASIC CHORUSMART | 1 | 24 | NR | 229.206 | CCM | 28.855 | 27.966 | G | 8034035075780 | 8034035075780 | 8034035460463 | 85366930
GW15436 | CONNECTOR RJ45 2M CAT.5E FTP WHITE | GNIAZDO RJ45 2M CAT.5E FTP BIAŁY | 29.8 | 1 | NR | 29.3 | 1 | NR | 1.706% | OFFICIAL | 1DM03G01F1310AE100 | 40 | 1DM | BUILDING | 03G | CHORUSMART DOM.RANG. | 01F | BASIC CHORUSMART | 1 | 24 | NR | 229.206 | CCM | 34.622 | 32.773 | G | 8034035075858 | 8034035075858 | 8034035460548 | 85366930
GW10042 | 1-WAY SWITCH, 3M 1P 16AX ILL LOC WHITE | ŁĄCZNIK POJ. 3M 1P 16AX PODŚW BLOK BIAŁ | 8.95 | 1 | NR | 8.8 | 1 | NR | 1.705% | OFFICIAL | 1DM03G01F1512A0100 | 40 | 1DM | BUILDING | 03G | CHORUSMART DOM.RANG. | 01F | BASIC CHORUSMART | 4 | 12 | NR | 336.656 | CCM | 43.333 | 26.732 | G | 8011564257429 | 8011564601130 | 8011564601147 | 85365080
GW10043 | 1-WAY SWITCH, 3M 1P 16AX ILL SIG WHITE | ŁĄCZNIK POJ. 3M 1P 16AX PODŚW SYG BIAŁY | 8.95 | 1 | NR | 8.8 | 1 | NR | 1.705% | OFFICIAL | 1DM03G01F1512A0100 | 40 | 1DM | BUILDING | 03G | CHORUSMART DOM.RANG. | 01F | BASIC CHORUSMART | 4 | 12 | NR | 336.656 | CCM | 44.083 | 39.675 | G | 8011564257436 | 8011564601154 | 8011564601161 | 85365080
GW10081 | 2-WAY SWITCH, 3M 1P 16AX WHITE | ŁĄCZNIK SCHODOWY, 3M 1P 16AX BIAŁY | 8.95 | 1 | NR | 8.8 | 1 | NR | 1.705% | OFFICIAL | 1DM03G01F1512A0100 | 40 | 1DM | BUILDING | 03G | CHORUSMART DOM.RANG. | 01F | BASIC CHORUSMART | 4 | 12 | NR | 336.656 | CCM | 46.667 | 30.411 | G | 8011564257450 | 8011564601178 | 8011564601185 | 85365080
GW10140 | P-BUTTON 1M 1P NO+NO 10A INTERLOCK WHITE | PRZYCISK, 1M 1P NO+NO 10A BLOKADA BIAŁY | 8.95 | 1 | NR | 8.8 | 1 | NR | 1.705% | OFFICIAL | 1DM03G01F1512A0100 | 30 | 1DM | BUILDING | 03G | CHORUSMART DOM.RANG. | 01F | BASIC CHORUSMART | 12 | 24 | NR | 117.345 | CCM | 17.167 | 15.45 | G | 8011564260795 | 8011564606647 | 8011564606654 | 85365080
GW10377 | TV/SAT SOCKET 2M DIRECT F.CONN F WHITE | GNIAZDO TV/SAT 2M BEZP ZŁ. ŻEŃSKIE F BIA | 8.95 | 1 | NR | 8.8 | 1 | NR | 1.705% | OFFICIAL | 1DM03G01F1512A8100 | 30 | 1DM | BUILDING | 03G | CHORUSMART DOM.RANG. | 01F | BASIC CHORUSMART | 1 | 24 | NR | 229.206 | CCM | 31.566 | 25.354 | G | 8011564823730 | 8011564823730 | 8011564965720 | 85366910
GW11140 | P-BUTTON 1M 1P NO+NO 10A INTERLOCK IVORY | PRZYCISK 1M 1P NO+NO 10A BLOKADA KOŚĆ SŁ | 8.95 | 1 | NR | 8.8 | 1 | NR | 1.705% | OFFICIAL | 1DM03G01F1522A1100 | 30 | 1DM | BUILDING | 03G | CHORUSMART DOM.RANG. | 01F | BASIC CHORUSMART | 12 | 24 | NR | 107.647 | CCM | 29.709 | 23.405 | G | 8011564260856 | 8011564606760 | 8011564606777 | 85365080
GW12078F | DOUBLE 2-WAY SWITCH, 2M 1P 16AX R.W. B | PODW.ŁĄCZ. SCHOD. 2M 1P 16AX ZAC. CZARN | 23.9 | 1 | NR | 23.5 | 1 | NR | 1.702% | OFFICIAL | 1DM03G01F1532AK100 | 30 | 1DM | BUILDING | 03G | CHORUSMART DOM.RANG. | 01F | BASIC CHORUSMART | 6 | 24 | NR | 277.888 | CCM | 52.583 | 47.325 | G | 8011564269385 | 8011564618077 | 8011564618084 | 85365080
GW12159F | P-BUTTON+2-WAY SW, 2M 1P NO 16AX R.W. B | PRZYC.+ŁĄCZ.SCHOD.2M 1P NO 16AX ZAC. CZ | 23.9 | 1 | NR | 23.5 | 1 | NR | 1.702% | OFFICIAL | 1DM03G01F1532AK100 | 30 | 1DM | BUILDING | 03G | CHORUSMART DOM.RANG. | 01F | BASIC CHORUSMART | 6 | 24 | NR | 277.888 | CCM | 50.958 | 45.863 | G | 8011564269392 | 8011564618091 | 8011564618107 | 85365080
GW12160F | DOUBLE PUSH-BUTTON, 2M 1P NO 16A R.W. B | PODW. PRZYCISK, 2M 1P NO 16A ZAC. CZARNY | 23.9 | 1 | NR | 23.5 | 1 | NR | 1.702% | OFFICIAL | 1DM03G01F1532AK100 | 30 | 1DM | BUILDING | 03G | CHORUSMART DOM.RANG. | 01F | BASIC CHORUSMART | 6 | 24 | NR | 277.888 | CCM | 49.792 | 44.813 | G | 8011564269408 | 8011564618114 | 8011564618121 | 85365080
GW13078F | DOUBLE 2-WAY SWITCH, 2M 1P 16AX R.W. B | PODW. Ł. SCHOD.2M 1P 16AX KAB. SZ. BE | 23.9 | 1 | NR | 23.5 | 1 | NR | 1.702% | OFFICIAL | 1DM03G01F1330AQ100 | 30 | 1DM | BUILDING | 03G | CHORUSMART DOM.RANG. | 01F | BASIC CHORUSMART | 6 | 24 | NR | 277.888 | CCM | 48.071 | 46.625 | G | 8034035071997 | 8034035454844 | 8034035454851 | 85365080
GW13159F | P-BUTTON+2-WAY SW, 2M 1P NO 16AX R.W. B | PRZYCISK+ŁĄCZ. SCHOD. 2M 1P NA 16AX BEŻ | 23.9 | 1 | NR | 23.5 | 1 | NR | 1.702% | OFFICIAL | 1DM03G01F1330AQ100 | 30 | 1DM | BUILDING | 03G | CHORUSMART DOM.RANG. | 01F | BASIC CHORUSMART | 6 | 24 | NR | 277.888 | CCM | 57.847 | 44.266 | G | 8034035072369 | 8034035455568 | 8034035455575 | 85365080
GW13160F | DOUBLE PUSH-BUTTON, 2M 1P NO 16A R.W. B | PODW. PRZYCISK 2M 1P NA 16A BEŻ | 23.9 | 1 | NR | 23.5 | 1 | NR | 1.702% | OFFICIAL | 1DM03G01F1330AQ100 | 30 | 1DM | BUILDING | 03G | CHORUSMART DOM.RANG. | 01F | BASIC CHORUSMART | 6 | 24 | NR | 277.888 | CCM | 55.016 | 41.435 | G | 8034035072376 | 8034035455582 | 8034035455599 | 85365080
GW14298 | 2M+E 16A D7MM 2M IND/S.AFR.ST.SOCKET TI. | GNIAZDO 2M+E 16A D7MM 2M NIEZ./ST RPA TY | 23.9 | 1 | NR | 23.5 | 1 | NR | 1.702% | OFFICIAL | 1DM03G01F1552B4100 | 30 | 1DM | BUILDING | 03G | CHORUSMART DOM.RANG. | 01F | BASIC CHORUSMART | 6 | 48 | NR | 177.443 | CCM | 71.895 | 71.895 | G | 8011564421813 | 8011564647145 | 8011564647152 | 85366990
GW15078F | DOUBLE 2-WAY SWITCH, 2M 1P 16AX R.W. W | PODW. SCHOD.2M 1P 16AX K.SZ.IDO B. | 23.9 | 1 | NR | 23.5 | 1 | NR | 1.702% | OFFICIAL | 1DM03G01F1310A8100 | 30 | 1DM | BUILDING | 03G | CHORUSMART DOM.RANG. | 01F | BASIC CHORUSMART | 6 | 24 | NR | 277.888 | CCM | 48.071 | 46.625 | G | 8034035074691 | 8034035458583 | 8034035458590 | 85365080
GW15159F | P-BUTTON+2-WAY SW, 2M 1P NO 16AX R.W. W | PRZYCISK+ŁĄCZ.SCHOD. 2M 1P NA 16AX BIAŁY | 23.9 | 1 | NR | 23.5 | 1 | NR | 1.702% | OFFICIAL | 1DM03G01F1310A8100 | 30 | 1DM | BUILDING | 03G | CHORUSMART DOM.RANG. | 01F | BASIC CHORUSMART | 6 | 24 | NR | 277.888 | CCM | 50 | 45 | G | 8034035075063 | 8034035459306 | 8034035459313 | 85365080
GW15160F | DOUBLE PUSH-BUTTON, 2M 1P NO 16A R.W. W | PODW. PRZYCISK 2M 1P NA 16A BIAŁY | 23.9 | 1 | NR | 23.5 | 1 | NR | 1.702% | OFFICIAL | 1DM03G01F1310A8100 | 30 | 1DM | BUILDING | 03G | CHORUSMART DOM.RANG. | 01F | BASIC CHORUSMART | 6 | 24 | NR | 277.888 | CCM | 55.016 | 41.435 | G | 8034035075070 | 8034035459320 | 8034035459337 | 85365080
GW16204YT | LUX PLATE 4M TITANIUM MONOCHROME | RAMKA LUX 4M TYTANOWA MONOCHROM. | 23.9 | 1 | NR | 23.5 | 1 | NR | 1.702% | OFFICIAL | 1DM03G01F1612E2100 | 30 | 1DM | BUILDING | 03G | CHORUSMART DOM.RANG. | 01F | BASIC CHORUSMART | 1 | 12 | NR | 458.413 | CCM | 61.572 | 50.994 | G | 8034035077654 | 8034035462429 | 8034035462429 | 85389099
GW10381 | TV+FM SOCKET, 2M WHITE | GNIAZDO TV+FM 2M BIAŁE | 29.9 | 1 | NR | 29.4 | 1 | NR | 1.701% | OFFICIAL | 1DM03G01F1512A8100 | 30 | 1DM | BUILDING | 03G | CHORUSMART DOM.RANG. | 01F | BASIC CHORUSMART | 1 | 24 | NR | 229.206 | CCM | 79.175 | 74.292 | G | 8011564257627 | 8011564257627 | 8011564601512 | 85366910
GW11381 | TV+FM SOCKET, 2M IVORY | GNIAZDO TV+FM 2M KOŚĆ SŁONIOWA | 29.9 | 1 | NR | 29.4 | 1 | NR | 1.701% | OFFICIAL | 1DM03G01F1522A9100 | 30 | 1DM | BUILDING | 03G | CHORUSMART DOM.RANG. | 01F | BASIC CHORUSMART | 1 | 24 | NR | 229.206 | CCM | 82.051 | 75.672 | G | 8011564257726 | 8011564257726 | 8011564601611 | 85366910
GW10072F | 2-WAY SWITCH, 2M 1P 16AX ILL LOC R.W. W | ŁĄCZ. SCHOD. 2M 1P 16AX PODŚ BLOK ZAC.B | 12 | 1 | NR | 11.8 | 1 | NR | 1.695% | OFFICIAL | 1DM03G01F1512A2100 | 30 | 1DM | BUILDING | 03G | CHORUSMART DOM.RANG. | 01F | BASIC CHORUSMART | 6 | 24 | NR | 277.888 | CCM | 43.292 | 38.962 | G | 8011564257399 | 8011564601086 | 8011564601093 | 85365080
GW10073F | 2-WAY SWITCH, 2M 1P 16AX ILL SIG R.W. W | ŁĄCZ. SCHOD. 2M 1P 16AX PODŚW SYG ZAC.B | 12 | 1 | NR | 11.8 | 1 | NR | 1.695% | OFFICIAL | 1DM03G01F1512A2100 | 30 | 1DM | BUILDING | 03G | CHORUSMART DOM.RANG. | 01F | BASIC CHORUSMART | 6 | 24 | NR | 277.888 | CCM | 43.458 | 39.113 | G | 8011564258914 | 8011564603721 | 8011564603738 | 85365080
GW10140AB | P-BUTTON 1M 1P NO+NO 10A INTERLOCK AB | PRZYCISK 1M 1P NA+NA 10A BLOKADA AB | 12 | 1 | NR | 11.8 | 1 | NR | 1.695% | OFFICIAL | 1DM03G01F1350FN100 | 30 | 1DM | BUILDING | 03G | CHORUSMART DOM.RANG. | 01F | BASIC CHORUSMART | 12 | 24 | NR | 117.345 | CCM | 38.276 | 23.066 | G | 8034035071423 | 8034035453878 | 8034035453885 | 85365080
GW10447 | DUAL USB CHARGER A+A TYPE 5V 3A 1M WHITE | DUAL USB CHARGER A+A TYPE 5V 3A 1M WHITE | 30 | 1 | NR | 29.5 | 1 | NR | 1.695% | OFFICIAL | 1DM03G01F1512A8100 | 40 | 1DM | BUILDING | 03G | CHORUSMART DOM.RANG. | 01F | BASIC CHORUSMART | 10 | 300 | NR | 151.585 | CCM | 51.333 | 41.4 | G | 8034035088605 | 8034035466724 | 8034035466731 | 85044090
GW10449 | DUAL USB CHARGER A+C TYPE 5V 3A 1M WHITE | DUAL USB CHARGER A+C TYPE 5V 3A 1M WHITE | 30 | 1 | NR | 29.5 | 1 | NR | 1.695% | OFFICIAL | 1DM03G01F1512A8100 | 30 | 1DM | BUILDING | 03G | CHORUSMART DOM.RANG. | 01F | BASIC CHORUSMART | 10 | 300 | NR | 151.585 | CCM | 46 | 41.4 | G | 8034035088650 | 8034035466823 | 8034035466830 | 85044090
GW10450 | DOUBLE USB POWER SUPPLY 1M WHITE | PODWÓJNE GNIAZDO ZASILANIA USB 1M BIAŁE | 30 | 1 | NR | 29.5 | 1 | NR | 1.695% | OFFICIAL | 1DM03G01F1512A8100 | 40 | 1DM | BUILDING | 03G | CHORUSMART DOM.RANG. | 01F | BASIC CHORUSMART | 10 | 300 | NR | 151.585 | CCM | 46 | 46 | G | 8011564873742 | 8011564873742 | 8011564998827 | 85044090
GW11195 | BLANKING MODULE 1M IVORY | MODUŁ ZAŚLEPIAJĄCY 1M KOŚĆ SŁONIOWA | 1.2 | 1 | NR | 1.18 | 1 | NR | 1.695% | OFFICIAL | 1DM03G01F1522A1100 | 30 | 1DM | BUILDING | 03G | CHORUSMART DOM.RANG. | 01F | BASIC CHORUSMART | 10 | 200 | NR | 31.122 | CCM | 6.844 | 6.07 | G | 8011564262294 | 8011564608573 | 8011564608580 | 85389099
GW11450 | DOUBLE USB POWER SUPPLY 1M IVORY | PODWÓJNE GNIAZDO ZASILANIA USB 1M BIAŁE | 30 | 1 | NR | 29.5 | 1 | NR | 1.695% | OFFICIAL | 1DM03G01F1522A9100 | 40 | 1DM | BUILDING | 03G | CHORUSMART DOM.RANG. | 01F | BASIC CHORUSMART | 10 | 300 | NR | 151.585 | CCM | 45.473 | 35.473 | G | 8034035020742 | 8034035020742 | 8034035428425 | 85044090
GW12042 | 1-WAY SWITCH, 3M 1P 16AX ILL LOC BLACK | ŁĄCZNIK POJ.3M 1P 16AX PODŚ BLOK CZARNY | 12 | 1 | NR | 11.8 | 1 | NR | 1.695% | OFFICIAL | 1DM03G01F1532AI100 | 40 | 1DM | BUILDING | 03G | CHORUSMART DOM.RANG. | 01F | BASIC CHORUSMART | 4 | 12 | NR | 336.656 | CCM | 44.167 | 26.652 | G | 8011564266186 | 8011564614017 | 8011564614024 | 85365080
GW12043 | 1-WAY SWITCH, 3M 1P 16AX ILL SIG BLACK | ŁĄCZNIK POJ.3M 1P 16AX PODŚ SYG CZARNY | 12 | 1 | NR | 11.8 | 1 | NR | 1.695% | OFFICIAL | 1DM03G01F1532AI100 | 40 | 1DM | BUILDING | 03G | CHORUSMART DOM.RANG. | 01F | BASIC CHORUSMART | 4 | 12 | NR | 336.656 | CCM | 44.167 | 26.608 | G | 8011564266193 | 8011564614031 | 8011564614048 | 85365080
GW13042 | 1-WAY SWITCH, 3M 1P 16AX ILL LOC BEIGE | PRZYCISK 3M 1P 16AX OŚW.LOK.BEŻ | 12 | 1 | NR | 11.8 | 1 | NR | 1.695% | OFFICIAL | 1DM03G01F1330AO100 | 40 | 1DM | BUILDING | 03G | CHORUSMART DOM.RANG. | 01F | BASIC CHORUSMART | 4 | 12 | NR | 336.656 | CCM | 46.212 | 27.384 | G | 8034035071867 | 8034035454592 | 8034035454608 | 85365080
GW13043 | 1-WAY SWITCH, 3M 1P 16AX ILL SIG BEIGE | PRZYCISK 3M 1P 16AX OŚW.SYGN.BEŻ | 12 | 1 | NR | 11.8 | 1 | NR | 1.695% | OFFICIAL | 1DM03G01F1330AO100 | 40 | 1DM | BUILDING | 03G | CHORUSMART DOM.RANG. | 01F | BASIC CHORUSMART | 4 | 12 | NR | 336.656 | CCM | 46.462 | 27.185 | G | 8034035071874 | 8034035454615 | 8034035454622 | 85365080
GW15042 | 1-WAY SWITCH, 3M 1P 16AX ILL LOC WHITE | PRZYC.3M 1P 16AX OŚW.LOK.BIAŁY | 12 | 1 | NR | 11.8 | 1 | NR | 1.695% | OFFICIAL | 1DM03G01F1310A6100 | 40 | 1DM | BUILDING | 03G | CHORUSMART DOM.RANG. | 01F | BASIC CHORUSMART | 4 | 12 | NR | 336.656 | CCM | 46.212 | 27.384 | G | 8034035074561 | 8034035458330 | 8034035458347 | 85365080
GW15043 | 1-WAY SWITCH, 3M 1P 16AX ILL SIG WHITE | PRZYC.3M 1P 16AX OŚW.SYGN.BIAŁY | 12 | 1 | NR | 11.8 | 1 | NR | 1.695% | OFFICIAL | 1DM03G01F1310A6100 | 40 | 1DM | BUILDING | 03G | CHORUSMART DOM.RANG. | 01F | BASIC CHORUSMART | 4 | 12 | NR | 336.656 | CCM | 46.462 | 27.185 | G | 8034035074578 | 8034035458354 | 8034035458361 | 85365080
GW16202XB | LUX PLATE 2P METAL WHITE MONOCHROME | RAMKA LUX 2M METAL BIAŁY MONOCHROM | 30 | 1 | NR | 29.5 | 1 | NR | 1.695% | OFFICIAL | 1DM03G01F1612EP100 | 40 | 1DM | BUILDING | 03G | CHORUSMART DOM.RANG. | 01F | BASIC CHORUSMART | 6 | 6 | NR | 430.588 | CCM | 147.5 | 132.75 | G
GW16202XT | LUX PLATE 2P METAL TITANIUM MONOCHROME | RAMKA LUX 2M METAL TYTAN MONOCHROM | 30 | 1 | NR | 29.5 | 1 | NR | 1.695% | OFFICIAL | 1DM03G01F1612EN100 | 40 | 1DM | BUILDING | 03G | CHORUSMART DOM.RANG. | 01F | BASIC CHORUSMART | 6 | 6 | NR | 430.588 | CCM | 146.333 | 131.7 | G
GW16203XB | LUX PLATE 3P METAL WHITE MONOCHROME | RAMKA LUX 3M METAL BIAŁY MONOCHROM | 30 | 1 | NR | 29.5 | 1 | NR | 1.695% | OFFICIAL | 1DM03G01F1612EP100 | 40 | 1DM | BUILDING | 03G | CHORUSMART DOM.RANG. | 01F | BASIC CHORUSMART | 6 | 6 | NR | 430.588 | CCM | 129.833 | 116.85 | G
GW16203XT | LUX PLATE 3P METAL TITANIUM MONOCHROME | RAMKA LUX 3M METAL TYTAN MONOCHROM | 30 | 1 | NR | 29.5 | 1 | NR | 1.695% | OFFICIAL | 1DM03G01F1612EN100 | 40 | 1DM | BUILDING | 03G | CHORUSMART DOM.RANG. | 01F | BASIC CHORUSMART | 6 | 6 | NR | 430.588 | CCM | 138.57 | 118.653 | G
GW12566 | ROT ELEC REG 2-WAY SWITCH 1M BL | POKRĘT. ŚCIEMN. UNIWER. CZARNE | 72.2 | 1 | NR | 71 | 1 | NR | 1.69% | OFFICIAL | 1DM03G01F1532AW100 | 40 | 1DM | BUILDING | 03G | CHORUSMART DOM.RANG. | 01F | BASIC CHORUSMART | 1 | 12 | NR | 161.828 | CCM | 75.528 | 51.029 | G | 8011564895140 | 8011564895140 | 8011564917750 | 85365080
GW13566 | ROT ELEC REG 2-WAY SWITCH 1M BE | POKR. ŚCIEM. UNIWERSALNE BEŻ | 72.2 | 1 | NR | 71 | 1 | NR | 1.69% | OFFICIAL | 1DM03G01F1330FE100 | 40 | 1DM | BUILDING | 03G | CHORUSMART DOM.RANG. | 01F | BASIC CHORUSMART | 1 | 12 | NR | 161.828 | CCM | 46.569 | 40.979 | G | 8034035073533 | 8034035073533 | 8034035457326 | 85365080
GW15566 | ROT ELEC REG 2-WAY SWITCH 1M WH | ŚCIEMN. UNIWER. OBR. BIAŁY | 72.2 | 1 | NR | 71 | 1 | NR | 1.69% | OFFICIAL | 1DM03G01F1310AK100 | 40 | 1DM | BUILDING | 03G | CHORUSMART DOM.RANG. | 01F | BASIC CHORUSMART | 1 | 12 | NR | 161.828 | CCM | 46.569 | 40.979 | G | 8034035076237 | 8034035076237 | 8034035461064 | 85365080
GW14035F | 1-WAY SWITCH 2M 2P 16AX ILL SIG R.W. T | ŁĄCZNIK POJ.2M 2P 16AX PODŚ SYG ZAC.TYT | 30.1 | 1 | NR | 29.6 | 1 | NR | 1.689% | OFFICIAL | 1DM03G01F1552B2100 | 30 | 1DM | BUILDING | 03G | CHORUSMART DOM.RANG. | 01F | BASIC CHORUSMART | 6 | 24 | NR | 277.888 | CCM | 47.75 | 42.975 | G | 8011564265493 | 8011564612563 | 8011564612570 | 85365080
GW16123MC | ONE INT. PLATE, 2+2G H CHROME | RAMKA ONE INTERNATIONAL 2+2 M POZ. CHROM | 30.1 | 1 | NR | 29.6 | 1 | NR | 1.689% | OFFICIAL | 1DM03G01F1592DI100 | 40 | 1DM | BUILDING | 03G | CHORUSMART DOM.RANG. | 01F | BASIC CHORUSMART | 6 | 6 | NR | 470.313 | CCM | 44.833 | 40.35 | G | 8011564271067 | 8011564620926 | 8011564620926 | 85389099
GW16123MO | ONE INT. PLATE, 2+2G H GOLD | RAMKA ONE INTERNATIONAL 2+2 M POZ. ZŁOTY | 30.1 | 1 | NR | 29.6 | 1 | NR | 1.689% | OFFICIAL | 1DM03G01F1592DK100 | 40 | 1DM | BUILDING | 03G | CHORUSMART DOM.RANG. | 01F | BASIC CHORUSMART | 6 | 6 | NR | 470.313 | CCM | 45 | 40.5 | G | 8011564272224 | 8011564620988 | 8011564620988 | 85389099
GW16124MC | ONE INT. PLATE, 2+2G V 71 CHROME | RAMKA ONE INTERNATI. 2+2M PION 71 CHROM | 30.1 | 1 | NR | 29.6 | 1 | NR | 1.689% | OFFICIAL | 1DM03G01F1592DI100 | 40 | 1DM | BUILDING | 03G | CHORUSMART DOM.RANG. | 01F | BASIC CHORUSMART | 6 | 6 | NR | 470.313 | CCM | 44.833 | 40.35 | G | 8011564271074 | 8011564620933 | 8011564620933 | 85389099
GW16124MO | ONE INT. PLATE, 2+2G V 71 GOLD | RAMKA ONE INTERNATI. 2+2M PION 71 ZŁOTY | 30.1 | 1 | NR | 29.6 | 1 | NR | 1.689% | OFFICIAL | 1DM03G01F1592DK100 | 40 | 1DM | BUILDING | 03G | CHORUSMART DOM.RANG. | 01F | BASIC CHORUSMART | 6 | 6 | NR | 470.313 | CCM | 46 | 41.4 | G | 8011564272231 | 8011564620995 | 8011564620995 | 85389099
GW16423MC | GEO INT. PLATE, 2+2G H CHROME | RAMKA GEO INTER. 2+2M POZ. CHROM | 30.1 | 1 | NR | 29.6 | 1 | NR | 1.689% | OFFICIAL | 1DM03G01F1562D3100 | 40 | 1DM | BUILDING | 03G | CHORUSMART DOM.RANG. | 01F | BASIC CHORUSMART | 6 | 6 | NR | 673.313 | CCM | 144.026 | 131.576 | G | 8011564767294 | 8011564909984 | 8011564909984 | 85389099
GW16423MO | GEO INT. PLATE, 2+2G H GOLD | RAMKA GEO INTER. 2+2 M POZ. ZŁOTY | 30.1 | 1 | NR | 29.6 | 1 | NR | 1.689% | OFFICIAL | 1DM03G01F1562D3100 | 40 | 1DM | BUILDING | 03G | CHORUSMART DOM.RANG. | 01F | BASIC CHORUSMART | 6 | 6 | NR | 673.313 | CCM | 144.026 | 131.576 | G | 8011564767300 | 8011564909991 | 8011564909991 | 85389099
GW16424MC | GEO INT. PLATE, 2+2G V 71 CHROME | RAMKA GEO INTER. 2+2M PION 71 CHROM | 30.1 | 1 | NR | 29.6 | 1 | NR | 1.689% | OFFICIAL | 1DM03G01F1562D3100 | 40 | 1DM | BUILDING | 03G | CHORUSMART DOM.RANG. | 01F | BASIC CHORUSMART | 6 | 6 | NR | 673.313 | CCM | 144.026 | 131.576 | G | 8011564767393 | 8011564910089 | 8011564910089 | 85389099
GW16424MO | GEO INT. PLATE, 2+2G V 71 GOLD | RAMKA GEO INTER. 2+2M PION 71 ZŁOTY | 30.1 | 1 | NR | 29.6 | 1 | NR | 1.689% | OFFICIAL | 1DM03G01F1562D3100 | 40 | 1DM | BUILDING | 03G | CHORUSMART DOM.RANG. | 01F | BASIC CHORUSMART | 6 | 6 | NR | 673.313 | CCM | 144.026 | 131.576 | G | 8011564767409 | 8011564910096 | 8011564910096 | 85389099
GW14007 | 1-WAY SW. 1M 2P 25AX HEAVY DUTY TITANIUM | ŁĄCZNIK POJ. 1M 2P 25AX WYTRZ TYTAN | 54.3 | 1 | NR | 53.4 | 1 | NR | 1.685% | OFFICIAL | 1DM03G01F1552B0100 | 30 | 1DM | BUILDING | 03G | CHORUSMART DOM.RANG. | 01F | BASIC CHORUSMART | 12 | 24 | NR | 80.914 | CCM | 34.375 | 30.938 | G | 8011564265370 | 8011564612327 | 8011564612334 | 85365080
GW12406 | TELEPHONE CONNECTOR BRITISH ST BLACK | GNIAZDO TELEFONICZNE BRYTYJSKI ST CZARNE | 9.05 | 1 | NR | 8.9 | 1 | NR | 1.685% | OFFICIAL | 1DM03G01F1532AQ100 | 30 | 1DM | BUILDING | 03G | CHORUSMART DOM.RANG. | 01F | BASIC CHORUSMART | 1 | 24 | NR | 158.172 | CCM | 24.583 | 22.125 | G | 8011564269088 | 8011564269088 | 8011564617735 | 85366930
GW13406 | TELEPHONE CONNECTOR BRITISH ST BEIGE | GN. TELEFONICZNE ST. ANG. BEŻ | 9.05 | 1 | NR | 8.9 | 1 | NR | 1.685% | OFFICIAL | 1DM03G01F1330AW100 | 30 | 1DM | BUILDING | 03G | CHORUSMART DOM.RANG. | 01F | BASIC CHORUSMART | 1 | 24 | NR | 117.199 | CCM | 24.354 | 20.844 | G | 8034035073052 | 8034035073052 | 8034035456695 | 85366930
GW14641 | TRANSPARENT INDICATOR LAMP 1/2M TITANIUM | PRZEŹROCZYSTA LAMPKA WSKAŹNIKOWA 1/2M T | 9.05 | 1 | NR | 8.9 | 1 | NR | 1.685% | OFFICIAL | 1DM03G01F1552BC100 | 30 | 1DM | BUILDING | 03G | CHORUSMART DOM.RANG. | 01F | BASIC CHORUSMART | 2 | 48 | NR | 40.457 | CCM | 9.313 | 8.381 | G | 8011564268609 | 8011564617148 | 8011564617131 | 85308000
GW14642 | GREEN INDICATOR LAMP 1/2M TITANIUM | ZIELONA LAMPKA WSKAŹNIKOWA 1/2M TYTAN | 9.05 | 1 | NR | 8.9 | 1 | NR | 1.685% | OFFICIAL | 1DM03G01F1552BC100 | 30 | 1DM | BUILDING | 03G | CHORUSMART DOM.RANG. | 01F | BASIC CHORUSMART | 2 | 48 | NR | 40.457 | CCM | 9.292 | 8.362 | G | 8011564268616 | 8011564617162 | 8011564617155 | 85308000
GW14643 | RED INDICATOR LAMP 1/2M TITANIUM | CZERWONA LAMPKA WSKAŹNIKOWA 1/2M TYTAN | 9.05 | 1 | NR | 8.9 | 1 | NR | 1.685% | OFFICIAL | 1DM03G01F1552BC100 | 30 | 1DM | BUILDING | 03G | CHORUSMART DOM.RANG. | 01F | BASIC CHORUSMART | 2 | 48 | NR | 40.457 | CCM | 9.292 | 8.362 | G | 8011564268623 | 8011564617179 | 8011564617186 | 85308000
GW14644 | AMBER INDICATOR LAMP 1/2M TITANIUM | BURSZTYN. LAMPKA WSKAŹNIKOWA 1/2M TYTAN | 9.05 | 1 | NR | 8.9 | 1 | NR | 1.685% | OFFICIAL | 1DM03G01F1552BC100 | 30 | 1DM | BUILDING | 03G | CHORUSMART DOM.RANG. | 01F | BASIC CHORUSMART | 2 | 48 | NR | 40.457 | CCM | 9.333 | 8.4 | G | 8011564268630 | 8011564617209 | 8011564617193 | 85308000
GW15406 | TELEPHONE CONNECTOR BRITISH ST WHITE | WŁ. TELEFONICZNY ST.ANG. BIAŁY | 9.05 | 1 | NR | 8.9 | 1 | NR | 1.685% | OFFICIAL | 1DM03G01F1310AE100 | 30 | 1DM | BUILDING | 03G | CHORUSMART DOM.RANG. | 01F | BASIC CHORUSMART | 1 | 24 | NR | 117.199 | CCM | 24.354 | 20.844 | G | 8034035075759 | 8034035075759 | 8034035460432 | 85366930
GW16204XL | LUX PLATE 4M METAL SATIN NAT.BEIGE MONO. | RAMKA LUX 4M METAL NAT.BEŻ SAT.MONOCH | 30.2 | 1 | NR | 29.7 | 1 | NR | 1.684% | OFFICIAL | 1DM03G01F1612EP100 | 30 | 1DM | BUILDING | 03G | CHORUSMART DOM.RANG. | 01F | BASIC CHORUSMART | 1 | 6 | NR | 469.379 | CCM | 134.144 | 118.489 | G | 8034035070389 | 8034035453304 | 8034035453304 | 85389099
GW16204XM | LUX PLATE 4M METAL SATIN BLACK MONOCHR. | RAMKA LUX 4M METAL CZAR. SATYNA MONOCH | 30.2 | 1 | NR | 29.7 | 1 | NR | 1.684% | OFFICIAL | 1DM03G01F1612ER100 | 30 | 1DM | BUILDING | 03G | CHORUSMART DOM.RANG. | 01F | BASIC CHORUSMART | 1 | 6 | NR | 469.379 | CCM | 134.144 | 118.189 | G | 8034035070396 | 8034035453311 | 8034035453311 | 85389099
GW16204XW | LUX PLATE 4M METAL SATIN WHITE MONOCHR. | RAMKA LUX 4M METAL BIAŁY SAT.MONOCHR | 30.2 | 1 | NR | 29.7 | 1 | NR | 1.684% | OFFICIAL | 1DM03G01F1612EP100 | 30 | 1DM | BUILDING | 03G | CHORUSMART DOM.RANG. | 01F | BASIC CHORUSMART | 1 | 6 | NR | 469.379 | CCM | 133.844 | 117.989 | G | 8034035070402 | 8034035453328 | 8034035453328 | 85389099
GW14006 | 1-WAY SWITCH, 1M 2P 10AX+KEY, TITANIUM | ŁĄCZNIK POJ., 1M 2P 10AX+PRZYCISK TYTAN | 66.5 | 1 | NR | 65.4 | 1 | NR | 1.682% | OFFICIAL | 1DM03G01F1552B0100 | 30 | 1DM | BUILDING | 03G | CHORUSMART DOM.RANG. | 01F | BASIC CHORUSMART | 1 | 12 | NR | 161.828 | CCM | 60.666 | 53.504 | G | 8011564265363 | 8011564265363 | 8011564612310 | 85365080
GW14054 | 2-WAY SWITCH 1M 1P 10AX+KEY, TITANIUM | ŁĄCZ. SCHOD., 1M 1P 10AX+PRZYCISK TYTAN | 66.5 | 1 | NR | 65.4 | 1 | NR | 1.682% | OFFICIAL | 1DM03G01F1552B0100 | 30 | 1DM | BUILDING | 03G | CHORUSMART DOM.RANG. | 01F | BASIC CHORUSMART | 1 | 12 | NR | 161.828 | CCM | 61.25 | 54.025 | G | 8011564265578 | 8011564265578 | 8011564612716 | 85365080
GW14145 | PUSH-BUTTON 1M 2P NO 10A+KEY TITANIUM | PRZYCISK, 1M 2P NO 10A+KLAWISZ TYTAN | 66.5 | 1 | NR | 65.4 | 1 | NR | 1.682% | OFFICIAL | 1DM03G01F1552B0100 | 30 | 1DM | BUILDING | 03G | CHORUSMART DOM.RANG. | 01F | BASIC CHORUSMART | 1 | 12 | NR | 161.828 | CCM | 60.5 | 53.509 | G | 8011564265974 | 8011564265974 | 8011564613478 | 85365080
GW10112 | REV.SWITCH, 3M 1P 16AX ILL LOC WHITE | ŁĄCZNIK KRZYŻ.3M 1P 16AX PODŚW BLOK BIA | 24.2 | 1 | NR | 23.8 | 1 | NR | 1.681% | OFFICIAL | 1DM03G01F1512A0100 | 40 | 1DM | BUILDING | 03G | CHORUSMART DOM.RANG. | 01F | BASIC CHORUSMART | 4 | 12 | NR | 336.656 | CCM | 52.083 | 33.23 | G | 8011564259850 | 8011564604780 | 8011564604797 | 85365080
GW10113 | REV.SWITCH, 3M 1P 16AX ILL SIG WHITE | ŁĄCZNIK KRZYŻ.3M 1P 16AX PODŚW SYG BIAŁY | 24.2 | 1 | NR | 23.8 | 1 | NR | 1.681% | OFFICIAL | 1DM03G01F1512A0100 | 40 | 1DM | BUILDING | 03G | CHORUSMART DOM.RANG. | 01F | BASIC CHORUSMART | 4 | 12 | NR | 336.656 | CCM | 52 | 33.256 | G | 8011564259867 | 8011564604803 | 8011564604810 | 85365080
GW12102F | REV.SWITCH 2M 1P 16AX ILL LOC R.W. BLACK | ŁĄCZ.KRZYŻ.2M 1P 16AX PODŚ.BLOK ZAC CZAR | 30.3 | 1 | NR | 29.8 | 1 | NR | 1.678% | OFFICIAL | 1DM03G01F1532AK100 | 30 | 1DM | BUILDING | 03G | CHORUSMART DOM.RANG. | 01F | BASIC CHORUSMART | 6 | 12 | NR | 215.294 | CCM | 52.667 | 47.4 | G | 8011564268784 | 8011564617384 | 8011564617391 | 85365080
GW12103F | REV.SWITCH 2M 1P 16AX ILL SIG R.W. BLACK | ŁĄCZN.KRZYŻ.2M 1P 16AX PODŚ.SYG ZAC CZAR | 30.3 | 1 | NR | 29.8 | 1 | NR | 1.678% | OFFICIAL | 1DM03G01F1532AK100 | 30 | 1DM | BUILDING | 03G | CHORUSMART DOM.RANG. | 01F | BASIC CHORUSMART | 6 | 12 | NR | 215.294 | CCM | 52.583 | 47.325 | G | 8011564268814 | 8011564617438 | 8011564617445 | 85365080
GW13102F | REV-SWITCH 2M 1P 16AX ILL LOC R.W. BEIGE | ŁĄCZ. KRZ.2M 1P 16AX OŚW.LOK.K.SZ.IDO BE | 30.3 | 1 | NR | 29.8 | 1 | NR | 1.678% | OFFICIAL | 1DM03G01F1330AQ100 | 30 | 1DM | BUILDING | 03G | CHORUSMART DOM.RANG. | 01F | BASIC CHORUSMART | 6 | 12 | NR | 234.69 | CCM | 46.495 | 41.775 | G | 8034035072093 | 8034035455049 | 8034035455056 | 85365080
GW13103F | REV.SWITCH 2M 1P 16AX ILL SIG R.W. BEIGE | ŁĄCZ. KRZ.2M 1P 16AX OŚW.SYGN.K.SZ.BE | 30.3 | 1 | NR | 29.8 | 1 | NR | 1.678% | OFFICIAL | 1DM03G01F1330AQ100 | 30 | 1DM | BUILDING | 03G | CHORUSMART DOM.RANG. | 01F | BASIC CHORUSMART | 6 | 12 | NR | 234.69 | CCM | 46.432 | 41.505 | G | 8034035072116 | 8034035455087 | 8034035455094 | 85365080
GW15102F | REV-SWITCH 2M 1P 16AX ILL LOC R.W. WHITE | ŁĄCZ. KRZ.2M 1P 16AX OŚW.LOK.K.SZ.IDO B. | 30.3 | 1 | NR | 29.8 | 1 | NR | 1.678% | OFFICIAL | 1DM03G01F1310A8100 | 30 | 1DM | BUILDING | 03G | CHORUSMART DOM.RANG. | 01F | BASIC CHORUSMART | 6 | 12 | NR | 234.69 | CCM | 46.495 | 41.775 | G | 8034035074790 | 8034035458781 | 8034035458798 | 85365080
GW15103F | REV.SWITCH 2M 1P 16AX ILL SIG R.W. WHITE | ŁĄCZ. KRZ.2M 1P 16AX OŚW.SYGN.K.SZ..B. | 30.3 | 1 | NR | 29.8 | 1 | NR | 1.678% | OFFICIAL | 1DM03G01F1310A8100 | 30 | 1DM | BUILDING | 03G | CHORUSMART DOM.RANG. | 01F | BASIC CHORUSMART | 6 | 12 | NR | 234.69 | CCM | 46.432 | 41.505 | G | 8034035074813 | 8034035458828 | 8034035458835 | 85365080
GW10383AB | TV+SAT 2M SOCKET AB | GNIAZDO TV+SAT 2M AB | 36.4 | 1 | NR | 35.8 | 1 | NR | 1.676% | OFFICIAL | 1DM03G01F1350I4100 | 30 | 1DM | BUILDING | 03G | CHORUSMART DOM.RANG. | 01F | BASIC CHORUSMART | 1 | 24 | NR | 229.206 | CCM | 85.91 | 77.953 | G | 8034035071546 | 8034035071546 | 8034035454073 | 85366910
GW10561 | ROTATING ELEC REGULATOR 1M 100-500W W | ELEKTRYCZNE POKRĘTŁO REG. 1M 100-500W B | 36.4 | 1 | NR | 35.8 | 1 | NR | 1.676% | OFFICIAL | 1DM03G01F1512AE100 | 40 | 1DM | BUILDING | 03G | CHORUSMART DOM.RANG. | 01F | BASIC CHORUSMART | 1 | 12 | NR | 161.828 | CCM | 61.25 | 52.912 | G
GW16226CA | LUX INT. PLATE 2+2+2G H.AQUAMARINE GLAS | RAMK. LUX INTERN. 2+2+2M POZ.SZKŁ.AKWAM. | 243 | 1 | NR | 239 | 1 | NR | 1.674% | OFFICIAL | 1DM03G01F1632FZ100 | 40 | 1DM | BUILDING | 03G | CHORUSMART DOM.RANG. | 01F | BASIC CHORUSMART | 1 | 12 | NR | 1058.5 | CCM | 260.083 | 260.083 | G | 8011564420571 | 8011564420571 | 8011564420571 | 85389099
GW16226CG | LUX INT. PLATE 2+2+2G HORIZ.ICE GLAS | RAMK. LUX INTERN. 2+2+2M POZ.SZKŁ.SZRON. | 243 | 1 | NR | 239 | 1 | NR | 1.674% | OFFICIAL | 1DM03G01F1632FX100 | 40 | 1DM | BUILDING | 03G | CHORUSMART DOM.RANG. | 01F | BASIC CHORUSMART | 1 | 8 | NR | 2065 | CCM | 257.083 | 250 | G | 8011564420588 | 8011564420588 | 8011564420588 | 85389099
GW16226CO | LUX INT. PLATE 2+2+2G HORIZ.OCHRE GLASS | RAMK. LUX INTERN. 2+2+2M POZ.SZKŁ.OCHRA | 243 | 1 | NR | 239 | 1 | NR | 1.674% | OFFICIAL | 1DM03G01F1632G1100 | 40 | 1DM | BUILDING | 03G | CHORUSMART DOM.RANG. | 01F | BASIC CHORUSMART | 1 | 12 | NR | 1058.5 | CCM | 257.333 | 257.333 | G | 8011564420595 | 8011564420595 | 8011564420595 | 85389099
GW16226MA | LUX INT. PLATE 2+2+2G H.BLACK ALUMINIUM | RAMK. LUX INTERN. 2+2+2M POZ.CZARN.ALU | 243 | 1 | NR | 239 | 1 | NR | 1.674% | OFFICIAL | 1DM03G01F1632FT100 | 40 | 1DM | BUILDING | 03G | CHORUSMART DOM.RANG. | 01F | BASIC CHORUSMART | 1 | 8 | NR | 2065 | CCM | 254.583 | 229.125 | G | 8011564420601 | 8011564420601 | 8011564420601 | 85389099
GW16226MF | LUX INT. PLATE 2+2+2G HORIZ.OXIDISED IRO | RAMK. LUX INTERN.2+2+2M POZ.OKSYD.ŻEL. | 243 | 1 | NR | 239 | 1 | NR | 1.674% | OFFICIAL | 1DM03G01F1632FV100 | 40 | 1DM | BUILDING | 03G | CHORUSMART DOM.RANG. | 01F | BASIC CHORUSMART | 1 | 8 | NR | 2065 | CCM | 462.5 | 416.25 | G | 8011564420618 | 8011564420618 | 8011564420618 | 85389099
GW16227CA | LUX INT. PLATE 2+2+2G V.AQUAMARINE GLAS | RAMK. LUX INTERN. 2+2+2M PIO.SZKŁ.AKWAM. | 243 | 1 | NR | 239 | 1 | NR | 1.674% | OFFICIAL | 1DM03G01F1632FZ100 | 40 | 1DM | BUILDING | 03G | CHORUSMART DOM.RANG. | 01F | BASIC CHORUSMART | 1 | 12 | NR | 1058.5 | CCM | 259.25 | 233.325 | G | 8011564420632 | 8011564420632 | 8011564420632 | 85389099
GW16227CG | LUX INT. PLATE 2+2+2G V.ICE GLAS | RAMK. LUX INTERN. 2+2+2M PIO.SZKŁ.SZRON. | 243 | 1 | NR | 239 | 1 | NR | 1.674% | OFFICIAL | 1DM03G01F1632FX100 | 40 | 1DM | BUILDING | 03G | CHORUSMART DOM.RANG. | 01F | BASIC CHORUSMART | 1 | 8 | NR | 2065 | CCM | 257.583 | 231.825 | G | 8011564420649 | 8011564420649 | 8011564420649 | 85389099
GW16227CO | LUX INT. PLATE 2+2+2G V.OCHRE GLASS | RAMK. LUX INTERN. 2+2+2M PION SZKŁ.OCHRA | 243 | 1 | NR | 239 | 1 | NR | 1.674% | OFFICIAL | 1DM03G01F1632G1100 | 40 | 1DM | BUILDING | 03G | CHORUSMART DOM.RANG. | 01F | BASIC CHORUSMART | 1 | 12 | NR | 1058.5 | CCM | 255.75 | 230.175 | G | 8011564420656 | 8011564420656 | 8011564420656 | 85389099
GW16227MA | LUX INT. PLATE 2+2+2G V.BLACK ALUMINIUM | RAMK. LUX INTERN. 2+2+2M PION CZARN.ALU | 243 | 1 | NR | 239 | 1 | NR | 1.674% | OFFICIAL | 1DM03G01F1632FT100 | 40 | 1DM | BUILDING | 03G | CHORUSMART DOM.RANG. | 01F | BASIC CHORUSMART | 1 | 12 | NR | 1058.5 | CCM | 258 | 232 | G | 8011564420663 | 8011564420663 | 8011564420663 | 85389099
GW16227MF | LUX INT. PLATE 2+2+2G V.OXIDISED IRON | RAMK. LUX INTERN. 2+2+2M PION OKS.ŻELAZO | 243 | 1 | NR | 239 | 1 | NR | 1.674% | OFFICIAL | 1DM03G01F1632FV100 | 40 | 1DM | BUILDING | 03G | CHORUSMART DOM.RANG. | 01F | BASIC CHORUSMART | 1 | 12 | NR | 1058.5 | CCM | 464.75 | 418.275 | G | 0 | 0 | 0 | 0
GW10466 | MCB 1P+N C6 3KA 230V AC 1M WHITE | WYŁ. RÓŻ-PR.1P+N C6 3KA 230V AC 1M BIAŁY | 60.8 | 1 | NR | 59.8 | 1 | NR | 1.672% | OFFICIAL | 1DM03G01F1512AA100 | 30 | 1DM | BUILDING | 03G | CHORUSMART DOM.RANG. | 01F | BASIC CHORUSMART | 1 | 12 | NR | 134.761 | CCM | 72.5 | 70.849 | G | 8011564262683 | 8011564262683 | 8011564609020 | 85362010
GW10467 | MCB 1P+N C10 3KA 230V AC 1M W | WYŁ. RÓŻN-PR.1P+N C10 3KA 230V AC 1M BIA | 60.8 | 1 | NR | 59.8 | 1 | NR | 1.672% | OFFICIAL | 1DM03G01F1512AA100 | 30 | 1DM | BUILDING | 03G | CHORUSMART DOM.RANG. | 01F | BASIC CHORUSMART | 1 | 12 | NR | 134.761 | CCM | 71.667 | 70.227 | G | 8011564262690 | 8011564262690 | 8011564609037 | 85362010
GW10468 | MCB 1P+N C16 3KA 230V AC 1M W | WYŁ. RÓŻN-PR.1P+N C16 3KA 230V AC 1M BIA | 60.8 | 1 | NR | 59.8 | 1 | NR | 1.672% | OFFICIAL | 1DM03G01F1512AA100 | 30 | 1DM | BUILDING | 03G | CHORUSMART DOM.RANG. | 01F | BASIC CHORUSMART | 1 | 12 | NR | 134.761 | CCM | 70.833 | 63.75 | G | 8011564262706 | 8011564262706 | 8011564609044 | 85362010
GW10567 | ROT ELEC REG 2-WAY SWITCH 1M 100-500W W | EL.POKR.REG ŁĄCZ.SCHOD. 1M 100-500W B | 60.8 | 1 | NR | 59.8 | 1 | NR | 1.672% | OFFICIAL | 1DM03G01F1512AE100 | 30 | 1DM | BUILDING | 03G | CHORUSMART DOM.RANG. | 01F | BASIC CHORUSMART | 1 | 12 | NR | 161.828 | CCM | 40 | 36.91 | G | 8011564261099 | 8011564261099 | 8011564607149 | 85365080
GW11567 | ROT ELEC REG 2-WAY SWITCH 1M 100-500W IV | EL.POKR.REG ŁĄCZNIK SCH.1M 100-500W KS | 60.8 | 1 | NR | 59.8 | 1 | NR | 1.672% | OFFICIAL | 1DM03G01F1522AF100 | 30 | 1DM | BUILDING | 03G | CHORUSMART DOM.RANG. | 01F | BASIC CHORUSMART | 1 | 12 | NR | 161.828 | CCM | 67.164 | 60.208 | G | 8011564261228 | 8011564261228 | 8011564607279 | 85365080
GW14423 | CONNECTOR RJ45 1M CAT.6 UTP CHORUS T | GNIAZDO RJ45 1M KAT.6 UTP CHORUS TYTAN | 30.4 | 1 | NR | 29.9 | 1 | NR | 1.672% | OFFICIAL | 1DM03G01F1552B8100 | 30 | 1DM | BUILDING | 03G | CHORUSMART DOM.RANG. | 01F | BASIC CHORUSMART | 1 | 24 | NR | 229.206 | CCM | 40.417 | 36.375 | G | 8011564267299 | 8011564267299 | 8011564615496 | 85366930
GW14435 | CONNECTOR RJ45 2M CAT.6 UTP TITANIUM | GNIAZDO RJ45 2M KAT.6 UTP TYTAN | 30.4 | 1 | NR | 29.9 | 1 | NR | 1.672% | OFFICIAL | 1DM03G01F1552B8100 | 40 | 1DM | BUILDING | 03G | CHORUSMART DOM.RANG. | 01F | BASIC CHORUSMART | 1 | 24 | NR | 229.206 | CCM | 31.146 | 24.934 | G | 8011564823877 | 8011564823877 | 8011564965898 | 85366930
GW12382 | TV+FM+SAT SOCKET 2M BLACK | GNIAZDO TV+FM+SAT, 2M CZARNE | 36.5 | 1 | NR | 35.9 | 1 | NR | 1.671% | OFFICIAL | 1DM03G01F1532AQ100 | 30 | 1DM | BUILDING | 03G | CHORUSMART DOM.RANG. | 01F | BASIC CHORUSMART | 1 | 24 | NR | 229.206 | CCM | 85.167 | 77.692 | G | 8011564269026 | 8011564269026 | 8011564617674 | 85366910
GW13382 | TV+FM+SAT SOCKET, 2M BEIGE | GNIAZDO TV+Ż SAT 2M BEŻ | 36.5 | 1 | NR | 35.9 | 1 | NR | 1.671% | OFFICIAL | 1DM03G01F1330AW100 | 30 | 1DM | BUILDING | 03G | CHORUSMART DOM.RANG. | 01F | BASIC CHORUSMART | 1 | 24 | NR | 229.206 | CCM | 83.402 | 77.63 | G | 8034035072987 | 8034035072987 | 8034035456602 | 85366910
GW15382 | TV+FM+SAT SOCKET, 2M WHITE | GNIAZDO TV+FM+SAT 2M BIAŁY | 36.5 | 1 | NR | 35.9 | 1 | NR | 1.671% | OFFICIAL | 1DM03G01F1310AE100 | 30 | 1DM | BUILDING | 03G | CHORUSMART DOM.RANG. | 01F | BASIC CHORUSMART | 1 | 24 | NR | 229.206 | CCM | 83.402 | 77.63 | G | 8034035075681 | 8034035075681 | 8034035460340 | 85366910
GW12198 | BLANKING MODULE, 2M, BLACK | MODUŁ ZAŚLEPIAJĄCY 2M CZARNY | 3.05 | 1 | NR | 3 | 1 | NR | 1.667% | OFFICIAL | 1DM03G01F1532AI100 | 30 | 1DM | BUILDING | 03G | CHORUSMART DOM.RANG. | 01F | BASIC CHORUSMART | 1 | 48 | NR | 114.603 | CCM | 14.937 | 11.594 | G | 8011564266643 | 8011564266643 | 8011564614086 | 85389099
GW13198 | BLANKING MODULE 2M BEIGE | MODUŁ ZAŚLEP. 2M BEŻ | 3.05 | 1 | NR | 3 | 1 | NR | 1.667% | OFFICIAL | 1DM03G01F1330AO100 | 30 | 1DM | BUILDING | 03G | CHORUSMART DOM.RANG. | 01F | BASIC CHORUSMART | 1 | 48 | NR | 114.603 | CCM | 14.3 | 11.877 | G | 8034035072550 | 8034035072550 | 8034035455933 | 85389099
GW15198 | BLANKING MODULE 2M WHITE | MODUŁ ZAŚLEP. 2M BIAŁY | 3.05 | 1 | NR | 3 | 1 | NR | 1.667% | OFFICIAL | 1DM03G01F1310A6100 | 30 | 1DM | BUILDING | 03G | CHORUSMART DOM.RANG. | 01F | BASIC CHORUSMART | 1 | 48 | NR | 114.603 | CCM | 14.3 | 11.877 | G | 8034035075254 | 8034035075254 | 8034035459672 | 85389099
GW10424AB | CONNECTOR RJ45 1M CAT.6 FTP CHORUS AB | GNIAZDO RJ45 1M KAT.6 FTP AB | 36.6 | 1 | NR | 36 | 1 | NR | 1.667% | OFFICIAL | 1DM03G01F1350I4100 | 30 | 1DM | BUILDING | 03G | CHORUSMART DOM.RANG. | 01F | BASIC CHORUSMART | 1 | 24 | NR | 229.206 | CCM | 28.855 | 20.346 | G | 8034035071577 | 8034035071577 | 8034035454103 | 85366930
GW16204XA | LUX PLATE 4-GANG MET. ALUMIN.MONOCHROM | RAMKA LUX 4 MOD. MET. ALU.MONOCHROM | 42.8 | 1 | NR | 42.1 | 1 | NR | 1.663% | OFFICIAL | 1DM03G01F1612EP100 | 30 | 1DM | BUILDING | 03G | CHORUSMART DOM.RANG. | 01F | BASIC CHORUSMART | 6 | 6 | NR | 430.588 | CCM | 129.992 | 119.66 | G | 8011564870277 | 8011564996120 | 8011564996120 | 85389099
GW10914 | DOUBLE ELECTRONIC PUSH-BUTTON 1M W | PODWÓJNY PRZYCISK ELEKTRONICZNY 1M B | 30.6 | 1 | NR | 30.1 | 1 | NR | 1.661% | OFFICIAL | 1DM03G01F1512AE100 | 30 | 1DM | BUILDING | 03G | CHORUSMART DOM.RANG. | 01F | BASIC CHORUSMART | 1 | 12 | NR | 161.828 | CCM | 44.167 | 39.75 | G | 8011564705074 | 8011564705074 | 8011564676145 | 85365080
GW14078F | DOUBLE 2-WAY SWITCH 2M 1P 16AX R.W. T | PODW.ŁĄCZ. SCHOD. 2M 1P 16AX ZAC. TYTAN | 30.6 | 1 | NR | 30.1 | 1 | NR | 1.661% | OFFICIAL | 1DM03G01F1552B2100 | 30 | 1DM | BUILDING | 03G | CHORUSMART DOM.RANG. | 01F | BASIC CHORUSMART | 6 | 24 | NR | 277.888 | CCM | 52.042 | 46.838 | G | 8011564265653 | 8011564612860 | 8011564612877 | 85365080
GW14159F | PUSH-BUTTON+2-WAY SWITCH 2M 1P NO 16AX T | PRZYC.+ŁĄCZ.SCHOD. 2M 1P NO 16AX TYTAN | 30.6 | 1 | NR | 30.1 | 1 | NR | 1.661% | OFFICIAL | 1DM03G01F1552B2100 | 30 | 1DM | BUILDING | 03G | CHORUSMART DOM.RANG. | 01F | BASIC CHORUSMART | 6 | 24 | NR | 277.888 | CCM | 50.75 | 45.675 | G | 8011564265998 | 8011564613515 | 8011564613508 | 85365080
GW14160F | DOUBLE PUSH-BUTTON 2M 1P NO 16A TITANIUM | PRZYCISK PODWÓJNY, 2M 1P NO 16A TYTAN | 30.6 | 1 | NR | 30.1 | 1 | NR | 1.661% | OFFICIAL | 1DM03G01F1552B2100 | 30 | 1DM | BUILDING | 03G | CHORUSMART DOM.RANG. | 01F | BASIC CHORUSMART | 6 | 24 | NR | 277.888 | CCM | 49.208 | 44.288 | G | 8011564266001 | 8011564613539 | 8011564613522 | 85365080
GW16702VT | WATERTIGHT PLATE 2-GANG IP55 TITANIUM | ZAŚLEPKA DO RAMKI, 2 MOD. IP55 TYTAN | 30.6 | 1 | NR | 30.1 | 1 | NR | 1.661% | OFFICIAL | 1DM03G01F1672BK100 | 30 | 1DM | BUILDING | 03G | CHORUSMART DOM.RANG. | 01F | BASIC CHORUSMART | 1 | 12 | NR | 972.675 | CCM | 114.678 | 101.02 | G | 8011564762749 | 8011564762749 | 8011564906228 | 85389099
GW14204 | S. OUTLET 2M 2P+E 16A D.AMP IT/GE STD T. | GNIAZDO 2M 2P+E 16A D.AMP WŁ/N STD TYTAN | 18.4 | 1 | NR | 18.1 | 1 | NR | 1.657% | OFFICIAL | 1DM03G01F1552B4100 | 30 | 1DM | BUILDING | 03G | CHORUSMART DOM.RANG. | 01F | BASIC CHORUSMART | 6 | 48 | NR | 177.443 | CCM | 47.292 | 42.562 | G | 8011564266315 | 8011564614239 | 8011564614222 | 85366990
GW14906 | TOUCH COMMAND DUPLICATOR 1M TITAN | DOTYKOWY DUPLIKATOR POLECEŃ 1M TYTAN | 67.5 | 1 | NR | 66.4 | 1 | NR | 1.657% | OFFICIAL | 1DM03G01F1552BE100 | 40 | 1DM | BUILDING | 03G | CHORUSMART DOM.RANG. | 01F | BASIC CHORUSMART | 1 | 12 | NR | 709.772 | CCM | 32.394 | 16.902 | G | 0 | 0 | 0 | 0
GW12726 | CALL RELAY, 1M 1P 12V AC/DC BLACK | PRZEKAŹNIK DZWONKA 1M 1P 12V AC/DC CZARN | 43 | 1 | NR | 42.3 | 1 | NR | 1.655% | OFFICIAL | 1DM03G01F1532AI100 | 30 | 1DM | BUILDING | 03G | CHORUSMART DOM.RANG. | 01F | BASIC CHORUSMART | 1 | 12 | NR | 161.828 | CCM | 42.5 | 33.097 | G | 8011564268401 | 8011564268401 | 8011564616844 | 85364190
GW13726 | CALL RELAY 1M 1G 12V AC/DC BEIGE | PRZEKAŹNIK WYWOŁ. 1M 1P 12V ac/dc BEŻ | 43 | 1 | NR | 42.3 | 1 | NR | 1.655% | OFFICIAL | 1DM03G01F1330AO100 | 30 | 1DM | BUILDING | 03G | CHORUSMART DOM.RANG. | 01F | BASIC CHORUSMART | 1 | 12 | NR | 161.828 | CCM | 33.785 | 33.688 | G | 8034035073953 | 8034035073953 | 8034035457753 | 85364190
GW15726 | CALL RELAY 1M 1G 12V AC/DC WHITE | PRZEKAŹNIK ROZMOWY 1M 1P 12V ac/dc BIAŁY | 43 | 1 | NR | 42.3 | 1 | NR | 1.655% | OFFICIAL | 1DM03G01F1310A6100 | 30 | 1DM | BUILDING | 03G | CHORUSMART DOM.RANG. | 01F | BASIC CHORUSMART | 1 | 12 | NR | 161.828 | CCM | 33.785 | 33.688 | G | 8034035076657 | 8034035076657 | 8034035461491 | 85364190
GW10246 | SOCKET OUTLET 2M 2P 16A FR ST WHITE | GNIAZDO 2M 2P 16A FR ST BIAŁE | 6.15 | 1 | NR | 6.05 | 1 | NR | 1.653% | OFFICIAL | 1DM03G01F1512A4100 | 30 | 1DM | BUILDING | 03G | CHORUSMART DOM.RANG. | 01F | BASIC CHORUSMART | 1 | 24 | NR | 229.206 | CCM | 41.292 | 37.163 | G | 8011564257962 | 8011564257962 | 8011564651814 | 85366990
GW10296 | S. OUTLET 2M 2P+E 13A UK WHITE | GNIAZDO 2M 2P+E 13A BRYTYJSKIE BIAŁE | 12.3 | 1 | NR | 12.1 | 1 | NR | 1.653% | OFFICIAL | 1DM03G01F1512A4100 | 30 | 1DM | BUILDING | 03G | CHORUSMART DOM.RANG. | 01F | BASIC CHORUSMART | 6 | 48 | NR | 177.443 | CCM | 69.104 | 62.194 | G | 8011564257986 | 8011564602038 | 8011564602045 | 85366990
GW11246 | SOCKET OUTLET 2M 2P 16A FR ST IVORY | GNIAZDO 2M 2P 16A FR ST KOŚĆ SŁONIOWA | 6.15 | 1 | NR | 6.05 | 1 | NR | 1.653% | OFFICIAL | 1DM03G01F1522A5100 | 30 | 1DM | BUILDING | 03G | CHORUSMART DOM.RANG. | 01F | BASIC CHORUSMART | 1 | 24 | NR | 229.206 | CCM | 39.323 | 35.444 | G | 8011564258068 | 8011564602199 | 8011564602205 | 85366990
GW12140 | P-BUTTON 1M 1P NO+NO 10A INTERLOCK BLACK | PRZYCISK 1M 1P NO+NO 10A BLOKADA CZARNY | 12.3 | 1 | NR | 12.1 | 1 | NR | 1.653% | OFFICIAL | 1DM03G01F1532AI100 | 30 | 1DM | BUILDING | 03G | CHORUSMART DOM.RANG. | 01F | BASIC CHORUSMART | 12 | 24 | NR | 107.647 | CCM | 17.25 | 15.525 | G | 8011564269590 | 8011564618497 | 8011564618503 | 85365080
GW13140 | P-BUTTON 1M 1P NO+NO 10A INTERLOCK BEIGE | PRZYCISK 1M 1P NA+NA 10A BLOKADA BE | 12.3 | 1 | NR | 12.1 | 1 | NR | 1.653% | OFFICIAL | 1DM03G01F1330AO100 | 30 | 1DM | BUILDING | 03G | CHORUSMART DOM.RANG. | 01F | BASIC CHORUSMART | 12 | 24 | NR | 117.345 | CCM | 32.979 | 23.076 | G | 8034035072277 | 8034035455391 | 8034035455407 | 85365080
GW14021 | 1-WAY SWITCH, 1/2M 1P 10AX TITANIUM | ŁĄCZNIK POJEDNYNCZY, 1/2M 1P 10AX TYTAN | 12.3 | 1 | NR | 12.1 | 1 | NR | 1.653% | OFFICIAL | 1DM03G01F1552B0100 | 30 | 1DM | BUILDING | 03G | CHORUSMART DOM.RANG. | 01F | BASIC CHORUSMART | 6 | 24 | NR | 67.38 | CCM | 17.167 | 15.45 | G | 8011564265387 | 8034035468445 | 8011564612358 | 85365080
GW14031 | 1-WAY SWITCH, 2M 1P 16AX TITANIUM | ŁĄCZNIK POJ., 2M 1P 16AX TYTAN | 12.3 | 1 | NR | 12.1 | 1 | NR | 1.653% | OFFICIAL | 1DM03G01F1552B0100 | 30 | 1DM | BUILDING | 03G | CHORUSMART DOM.RANG. | 01F | BASIC CHORUSMART | 6 | 24 | NR | 168.328 | CCM | 35.75 | 32.175 | G | 8011564265400 | 8011564612389 | 8011564612396 | 85365080
GW14281 | SOCKET 2M 2P+E 16A ISRAELI ST TITANIUM | GNIAZDO, 2M 2P+E 16A ST IZRAELSKI TYTAN | 12.3 | 1 | NR | 12.1 | 1 | NR | 1.653% | OFFICIAL | 1DM03G01F1552B4100 | 30 | 1DM | BUILDING | 03G | CHORUSMART DOM.RANG. | 01F | BASIC CHORUSMART | 1 | 24 | NR | 229.206 | CCM | 45.125 | 40.613 | G | 8011564266407 | 8011564266407 | 8011564651869 | 85366990
GW14915 | UNIVERSAL ELECTRONIC PUSH-BUTTON 1M T | UNIWERSALNY PRZYCISK ELEKTRONICZNY 1M T | 12.3 | 1 | NR | 12.1 | 1 | NR | 1.653% | OFFICIAL | 1DM03G01F1552BE100 | 30 | 1DM | BUILDING | 03G | CHORUSMART DOM.RANG. | 01F | BASIC CHORUSMART | 1 | 12 | NR | 134.761 | CCM | 21.38 | 16.888 | G | 8011564764149 | 8011564764149 | 8011564906822 | 85365080
GW15140 | P-BUTTON 1M 1P NO+NO 10A INTERLOCK WHITE | PRZYCISK 1M 1P NA+NA 10A BLOKADA B. | 12.3 | 1 | NR | 12.1 | 1 | NR | 1.653% | OFFICIAL | 1DM03G01F1310A6100 | 30 | 1DM | BUILDING | 03G | CHORUSMART DOM.RANG. | 01F | BASIC CHORUSMART | 12 | 24 | NR | 117.345 | CCM | 32.979 | 23.076 | G | 8034035074974 | 8034035459139 | 8034035459146 | 85365080
GW16703TN | WATERTIGHT PLATE 3-GANG IP55 BLACK | ZAŚLEPKA DO RAMKI, 3 MOD. IP55 CZARNA | 12.3 | 1 | NR | 12.1 | 1 | NR | 1.653% | OFFICIAL | 1DM03G01F1672BK100 | 30 | 1DM | BUILDING | 03G | CHORUSMART DOM.RANG. | 01F | BASIC CHORUSMART | 1 | 12 | NR | 972.675 | CCM | 114.583 | 103.125 | G | 8011564275096 | 8011564275096 | 8011564623002 | 85389099
GW16712TB | PLATES FOR PROFILES/PANELS 2-GANG WHITE | RAMKI DO PROFILI/PANELI 2 MODUŁY BIAŁE | 6.15 | 1 | NR | 6.05 | 1 | NR | 1.653% | OFFICIAL | 1DM03G01F1672BM100 | 30 | 1DM | BUILDING | 03G | CHORUSMART DOM.RANG. | 01F | BASIC CHORUSMART | 1 | 24 | NR | 1010.207 | CCM | 108.41 | 90 | G | 8011564275355 | 8011564275355 | 8011564906600 | 85389099
GW16712TN | PLATES FOR PROFILES/PANELS 2-GANG BLACK | RAMKI DO PROFILI/PANELI 2 MOD. CZARNE | 6.15 | 1 | NR | 6.05 | 1 | NR | 1.653% | OFFICIAL | 1DM03G01F1672BM100 | 30 | 1DM | BUILDING | 03G | CHORUSMART DOM.RANG. | 01F | BASIC CHORUSMART | 1 | 24 | NR | 962.813 | CCM | 112.667 | 46.216 | G | 8011564275362 | 8011564275362 | 8011564623279 | 85389099
GW10583 | ELECTRONIC TIMER 1M WHITE | TIMER ELEKTRONICZNY 1M BIAŁY | 123 | 1 | NR | 121 | 1 | NR | 1.653% | OFFICIAL | 1DM03G01F1512AE100 | 40 | 1DM | BUILDING | 03G | CHORUSMART DOM.RANG. | 01F | BASIC CHORUSMART | 1 | 2 | NR | 1410.938 | CCM | 125.401 | 120 | G | 0 | 0 | 0 | 0
GW16873 | PAINT PROTECTION COVER CHORUS 3G IT. | OSŁONA DO MALOWANIA CHORUS 3W INT. | 43.2 | 100 | NR | 42.5 | 100 | NR | 1.647% | OFFICIAL | 1DM03G01F1672BU100 | 30 | 1DM | BUILDING | 03G | CHORUSMART DOM.RANG. | 01F | BASIC CHORUSMART | 120 | 480 | NR | 30.848 | CCM | 4.525 | 4.073 | G | 8011564427037 | 8011564653474 | 8011564653481 | 85389099
GW10101 | REVERSING SWITCH, 2M 1P 16AX WHITE | ŁĄCZNIK KRZYŻ., 2M 1P 16AX BIAŁY | 18.6 | 1 | NR | 18.3 | 1 | NR | 1.639% | OFFICIAL | 1DM03G01F1512A0100 | 30 | 1DM | BUILDING | 03G | CHORUSMART DOM.RANG. | 01F | BASIC CHORUSMART | 6 | 12 | NR | 215.294 | CCM | 45.883 | 31.024 | G | 8011564259942 | 8011564604940 | 8011564604957 | 85365080
GW10297 | S. OUTLET 2M 2P+E 15A UK WHITE | GNIAZDO 2M 2P+E 15A BRYTYJSKIE BIAŁE | 12.4 | 1 | NR | 12.2 | 1 | NR | 1.639% | OFFICIAL | 1DM03G01F1512A4100 | 30 | 1DM | BUILDING | 03G | CHORUSMART DOM.RANG. | 01F | BASIC CHORUSMART | 6 | 48 | NR | 177.443 | CCM | 72.063 | 64.856 | G | 8011564257993 | 8011564602052 | 8011564602069 | 85366990
GW10401AB | TELEPHONE CONNECTOR RJ11 1M AB | GNIAZDO TELEFON. RJ11 1M AB | 18.6 | 1 | NR | 18.3 | 1 | NR | 1.639% | OFFICIAL | 1DM03G01F1350I4100 | 30 | 1DM | BUILDING | 03G | CHORUSMART DOM.RANG. | 01F | BASIC CHORUSMART | 1 | 24 | NR | 229.206 | CCM | 86.372 | 19.065 | G | 8034035071553 | 8034035071553 | 8034035454080 | 85366930
GW10606 | BUZZER, 12VAC-50Hz 8VA 1M WHITE | BRZĘCZYK, 12VAC-50Hz 8VA 1M BIAŁY | 18.6 | 1 | NR | 18.3 | 1 | NR | 1.639% | OFFICIAL | 1DM03G01F1512AC100 | 30 | 1DM | BUILDING | 03G | CHORUSMART DOM.RANG. | 01F | BASIC CHORUSMART | 1 | 24 | NR | 117.199 | CCM | 54.08 | 48.675 | G | 8011564259478 | 8011564259478 | 8011564604315 | 85318040
GW11101 | REVERSING SWITCH, 2M 1P 16AX IVORY | ŁĄCZNIK KRZYŻ., 2M 1P 16AX KOŚĆ SŁONIOWA | 18.6 | 1 | NR | 18.3 | 1 | NR | 1.639% | OFFICIAL | 1DM03G01F1522A1100 | 30 | 1DM | BUILDING | 03G | CHORUSMART DOM.RANG. | 01F | BASIC CHORUSMART | 6 | 12 | NR | 215.294 | CCM | 44.443 | 31.777 | G | 8011564260009 | 8011564605060 | 8011564605077 | 85365080
GW12298 | 2M+E 16A D7MM 2M IND/S.AFR.ST.SOCKET BL. | 2M+E 16A D7MM 2M NIEZ./ST RPA GNIAZDO CZ | 18.6 | 1 | NR | 18.3 | 1 | NR | 1.639% | OFFICIAL | 1DM03G01F1532AM100 | 30 | 1DM | BUILDING | 03G | CHORUSMART DOM.RANG. | 01F | BASIC CHORUSMART | 6 | 48 | NR | 177.443 | CCM | 71.666 | 61.374 | G | 8011564421820 | 8011564647169 | 8011564647176 | 85366990
GW12361 | TV SOCKET 1M DIR. MALE CONN. 9.5mm B | GNIAZDO TV 1 M BEZP. ZŁ. MĘSKIE 9,5mm C | 18.6 | 1 | NR | 18.3 | 1 | NR | 1.639% | OFFICIAL | 1DM03G01F1532AQ100 | 30 | 1DM | BUILDING | 03G | CHORUSMART DOM.RANG. | 01F | BASIC CHORUSMART | 1 | 48 | NR | 114.603 | CCM | 69.375 | 62.437 | G | 8011564266667 | 8011564266667 | 8011564614109 | 85366910
GW13298 | S. OUTLET 2M 2P+E 16A IND/S.AFR BEI | GNIAZDO 2P+T 16A D.7MM 2M ST.IND./S.AFR | 18.6 | 1 | NR | 18.3 | 1 | NR | 1.639% | OFFICIAL | 1DM03G01F1330AS100 | 30 | 1DM | BUILDING | 03G | CHORUSMART DOM.RANG. | 01F | BASIC CHORUSMART | 6 | 48 | NR | 177.443 | CCM | 70.796 | 59.485 | G | 8034035072772 | 8034035456329 | 8034035456336 | 85366990
GW13361 | TV SOCKET 1M DIR. MALE CONN 9.5mm B | GNIAZDO TV 1M BEZP. ZŁ. MĘSKIE 9,5mm BE | 18.6 | 1 | NR | 18.3 | 1 | NR | 1.639% | OFFICIAL | 1DM03G01F1330AW100 | 30 | 1DM | BUILDING | 03G | CHORUSMART DOM.RANG. | 01F | BASIC CHORUSMART | 1 | 48 | NR | 114.603 | CCM | 54.403 | 47.827 | G | 8034035072895 | 8034035072895 | 8034035456510 | 85366910
GW14628 | DOUBLE TRANSP INDICATOR LAMP, TITANIUM | PODWÓJNA PRZEŹR. LAMPKA WSKAŹNIK. TYTAN | 18.6 | 1 | NR | 18.3 | 1 | NR | 1.639% | OFFICIAL | 1DM03G01F1552BC100 | 30 | 1DM | BUILDING | 03G | CHORUSMART DOM.RANG. | 01F | BASIC CHORUSMART | 1 | 24 | NR | 80.914 | CCM | 16.29 | 13.004 | G | 8011564268524 | 8011564268524 | 8011564617032 | 85308000
GW14629 | DOUBLE RED/GRN INDICATOR LAMP, TITANIUM | PODWÓJNA CZERW/ZIEL. LAMPKA WSKAŹNIK.TYT | 18.6 | 1 | NR | 18.3 | 1 | NR | 1.639% | OFFICIAL | 1DM03G01F1552BC100 | 30 | 1DM | BUILDING | 03G | CHORUSMART DOM.RANG. | 01F | BASIC CHORUSMART | 1 | 24 | NR | 80.914 | CCM | 16.29 | 13.565 | G | 8011564268531 | 8011564268531 | 8011564617049 | 85308000
GW15298 | S. OUTLET 2M 2P+E 16A IND/S.AFR WH. | GNIAZDO 2P+T 16A D.7MM 2M ST.IND./S.AFR | 18.6 | 1 | NR | 18.3 | 1 | NR | 1.639% | OFFICIAL | 1DM03G01F1310AA100 | 30 | 1DM | BUILDING | 03G | CHORUSMART DOM.RANG. | 01F | BASIC CHORUSMART | 6 | 48 | NR | 177.443 | CCM | 70.796 | 59.485 | G | 8034035075476 | 8034035460067 | 8034035460074 | 85366990
GW15361 | TV SOCKET 1M DIR. MALE CONN 9.5mm W | GNIAZDO TV 1M DIR. CONN.M.9,5mm B. | 18.6 | 1 | NR | 18.3 | 1 | NR | 1.639% | OFFICIAL | 1DM03G01F1310AE100 | 30 | 1DM | BUILDING | 03G | CHORUSMART DOM.RANG. | 01F | BASIC CHORUSMART | 1 | 48 | NR | 114.603 | CCM | 54.403 | 47.817 | G | 8034035075599 | 8034035075599 | 8034035460258 | 85366910
GW16101AB | ONE PLATE 1M WHITE ANTIBACTERIAL | RAMKA ONE 1P BIAŁY ANTYBAKT. | 3.1 | 1 | NR | 3.05 | 1 | NR | 1.639% | OFFICIAL | 1DM03G01F1572HS100 | 30 | 1DM | BUILDING | 03G | CHORUSMART DOM.RANG. | 01F | BASIC CHORUSMART | 1 | 12 | NR | 235.156 | CCM | 30.361 | 25.946 | G | 8034035081644 | 8034035463495 | 8034035463495 | 85389099
GW16102AB | ONE PLATE 2M WHITE ANTIBACTERIAL | RAMKA ONE 2P BIAŁY ANTYBAKTER. | 3.1 | 1 | NR | 3.05 | 1 | NR | 1.639% | OFFICIAL | 1DM03G01F1572HS100 | 30 | 1DM | BUILDING | 03G | CHORUSMART DOM.RANG. | 01F | BASIC CHORUSMART | 1 | 12 | NR | 235.156 | CCM | 30.866 | 23.656 | G | 8034035081699 | 8034035463556 | 8034035463556 | 85389099
GW16103AB | ONE PLATE 3M WHITE ANTIBACTERIAL | RAMKA ONE 3P BIAŁY ANTYBAKTERYJNY | 3.1 | 1 | NR | 3.05 | 1 | NR | 1.639% | OFFICIAL | 1DM03G01F1572HS100 | 30 | 1DM | BUILDING | 03G | CHORUSMART DOM.RANG. | 01F | BASIC CHORUSMART | 1 | 12 | NR | 235.156 | CCM | 28.566 | 21.756 | G | 8034035081729 | 8034035463587 | 8034035463587 | 85389099
GW16123AB | ONE INT. PLATE 2+2M H. WHITE ANTIBACT. | RAMKA ONE PRZ.2+2P O.BIAŁY ANTUBAKT. | 6.2 | 1 | NR | 6.1 | 1 | NR | 1.639% | OFFICIAL | 1DM03G01F1592HU100 | 30 | 1DM | BUILDING | 03G | CHORUSMART DOM.RANG. | 01F | BASIC CHORUSMART | 1 | 12 | NR | 235.156 | CCM | 35.5 | 35 | G | 8034035069932 | 8034035453137 | 8034035453137 | 85389099
GW16124AB | ONE INT. PLATE 2+2M V. WHITE ANTIBACT. | RAMKA ONE PRZ.2+2P V.BIAŁY ANTYBAKTER. | 6.2 | 1 | NR | 6.1 | 1 | NR | 1.639% | OFFICIAL | 1DM03G01F1592HU100 | 30 | 1DM | BUILDING | 03G | CHORUSMART DOM.RANG. | 01F | BASIC CHORUSMART | 1 | 12 | NR | 235.156 | CCM | 35.5 | 35 | G | 8034035069949 | 8034035453144 | 8034035453144 | 85389099
GW16823 | INTERN. STD SUPPORT 2G W. LONG CLUTCHES | MIĘDZYN. ST POKRYWA M2 Z DŁUG.ZACISKAMI | 3.1 | 1 | NR | 3.05 | 1 | NR | 1.639% | OFFICIAL | 1DM03G01F1672BU100 | 30 | 1DM | BUILDING | 03G | CHORUSMART DOM.RANG. | 01F | BASIC CHORUSMART | 12 | 120 | NR | 231.038 | CCM | 27 | 24 | G | 8011564296442 | 8011564641679 | 8011564641686 | 85389099
GW14122 | 3-WAY SWITCH 1M 2P 10AX SYM.UP-DOWN TI. | ŁĄCZN. PODW. 1M 2P 10AX SYM.GÓRA-DÓŁ TY | 24.9 | 1 | NR | 24.5 | 1 | NR | 1.633% | OFFICIAL | 1DM03G01F1552B0100 | 30 | 1DM | BUILDING | 03G | CHORUSMART DOM.RANG. | 01F | BASIC CHORUSMART | 12 | 24 | NR | 107.647 | CCM | 38.532 | 32.476 | G | 8011564811553 | 8011564948365 | 8011564948372 | 85365080
GW12081 | 2-WAY SWITCH, 3M 1P 16AX BLACK | ŁĄCZ. SCHOD., 3M 1P 16AX CZARNY | 12.5 | 1 | NR | 12.3 | 1 | NR | 1.626% | OFFICIAL | 1DM03G01F1532AI100 | 40 | 1DM | BUILDING | 03G | CHORUSMART DOM.RANG. | 01F | BASIC CHORUSMART | 4 | 12 | NR | 336.656 | CCM | 41.85 | 29.097 | G | 8011564268425 | 8011564616868 | 8011564616875 | 85365080
GW12111 | REV.SWITCH, 3M 1P 16AX BLACK | ŁĄCZNIK KRZYŻ., 3M 1P 16AX CZARNY | 25 | 1 | NR | 24.6 | 1 | NR | 1.626% | OFFICIAL | 1DM03G01F1532AI100 | 40 | 1DM | BUILDING | 03G | CHORUSMART DOM.RANG. | 01F | BASIC CHORUSMART | 4 | 12 | NR | 336.656 | CCM | 51.667 | 32.566 | G | 8011564268463 | 8011564616936 | 8011564616943 | 85365080
GW12341 | SOCK. 2M 2P+E 16A+TERMINAL SPA.ST.BLACK | GNIAZDO 2M 2P+E 16A+ZŁĄCZA ST.SPA CZARNE | 12.5 | 1 | NR | 12.3 | 1 | NR | 1.626% | OFFICIAL | 1DM03G01F1532AM100 | 30 | 1DM | BUILDING | 03G | CHORUSMART DOM.RANG. | 01F | BASIC CHORUSMART | 6 | 12 | NR | 215.294 | CCM | 55.333 | 49.8 | G | 8011564280762 | 8011564627352 | 8011564627369 | 85366990
GW13081 | 2-WAY SWITCH, 3M 1P 16AX BEIGE | ŁĄCZ. SCHOD. 3M 1P 16AX BEŻ | 12.5 | 1 | NR | 12.3 | 1 | NR | 1.626% | OFFICIAL | 1DM03G01F1330AO100 | 40 | 1DM | BUILDING | 03G | CHORUSMART DOM.RANG. | 01F | BASIC CHORUSMART | 4 | 12 | NR | 336.656 | CCM | 60.206 | 30.094 | G | 8034035072000 | 8034035454868 | 8034035454875 | 85365080
GW13111 | REVERSING SWITCH, 3M 1P 16AX BEIGE | ŁĄCZN. KRZYŻ. 3M 1P 16AX BEŻ | 25 | 1 | NR | 24.6 | 1 | NR | 1.626% | OFFICIAL | 1DM03G01F1330AO100 | 40 | 1DM | BUILDING | 03G | CHORUSMART DOM.RANG. | 01F | BASIC CHORUSMART | 4 | 12 | NR | 336.656 | CCM | 57 | 34.104 | G | 8034035072123 | 8034035455100 | 8034035455117 | 85365080
GW13341 | S. OUT. 2M 2P+E 16A DE FRONT TERMINALS B | GNIAZDO 2M 2P+T 16A+ZACISK ST.SPA.BEŻ | 12.5 | 1 | NR | 12.3 | 1 | NR | 1.626% | OFFICIAL | 1DM03G01F1330AS100 | 30 | 1DM | BUILDING | 03G | CHORUSMART DOM.RANG. | 01F | BASIC CHORUSMART | 6 | 12 | NR | 234.69 | CCM | 579.378 | 38.908 | G | 8034035072888 | 8034035456497 | 8034035456503 | 85366990
GW15081 | 2-WAY SWITCH, 3M 1P 16AX WHITE | ŁĄCZ. SCHOD. 3M 1P 16AX BIAŁY | 12.5 | 1 | NR | 12.3 | 1 | NR | 1.626% | OFFICIAL | 1DM03G01F1310A6100 | 40 | 1DM | BUILDING | 03G | CHORUSMART DOM.RANG. | 01F | BASIC CHORUSMART | 4 | 12 | NR | 336.656 | CCM | 60.206 | 30.094 | G | 8034035074707 | 8034035458606 | 8034035458613 | 85365080
GW15111 | REVERSING SWITCH, 3M 1P 16AX WHITE | ŁĄCZN. KRZYŻ. 3M 1P 16AX BIAŁY | 25 | 1 | NR | 24.6 | 1 | NR | 1.626% | OFFICIAL | 1DM03G01F1310A6100 | 40 | 1DM | BUILDING | 03G | CHORUSMART DOM.RANG. | 01F | BASIC CHORUSMART | 4 | 12 | NR | 336.656 | CCM | 57 | 34.104 | G | 8034035074820 | 8034035458842 | 8034035458859 | 85365080
GW15341 | S. OUT. 2M 2P+E 16A DE FRONT TERMINALS W | GNIAZDO 2M 2P+T 16A+ZAC. ST.SPA.BIAŁY | 12.5 | 1 | NR | 12.3 | 1 | NR | 1.626% | OFFICIAL | 1DM03G01F1310AA100 | 30 | 1DM | BUILDING | 03G | CHORUSMART DOM.RANG. | 01F | BASIC CHORUSMART | 6 | 12 | NR | 234.69 | CCM | 579.519 | 38.908 | G | 8034035075582 | 8034035460234 | 8034035460241 | 85366990
GW16223TB | LUX INT. PLATE 2+2M H.WHITE | RAMK. LUX INTERN. 2+2M POZ.MLECZNOBIAŁA | 25 | 1 | NR | 24.6 | 1 | NR | 1.626% | OFFICIAL | 1DM03G01F1632EY100 | 30 | 1DM | BUILDING | 03G | CHORUSMART DOM.RANG. | 01F | BASIC CHORUSMART | 6 | 6 | NR | 470.313 | CCM | 93.333 | 84 | G | 8011564273368 | 8011564621640 | 8011564621640 | 85389099
GW16223TN | LUX INT. PLATE, 2+2G H TONER BLACK | RAMK. LUX INTERN. 2+2 M W POZ. CZARNY | 25 | 1 | NR | 24.6 | 1 | NR | 1.626% | OFFICIAL | 1DM03G01F1632F0100 | 30 | 1DM | BUILDING | 03G | CHORUSMART DOM.RANG. | 01F | BASIC CHORUSMART | 6 | 6 | NR | 470.313 | CCM | 93.167 | 83.85 | G | 8011564273429 | 8011564621701 | 8011564621701 | 85389099
GW16223YB | LUX INT. PLATE 2+2P O. MONOCHROME WHITE | RAMK. LUX INTERN. 2+2M O.MONOCHROM BIAŁA | 25 | 1 | NR | 24.6 | 1 | NR | 1.626% | OFFICIAL | 1DM03G01F1632F7100 | 30 | 1DM | BUILDING | 03G | CHORUSMART DOM.RANG. | 01F | BASIC CHORUSMART | 1 | 6 | NR | 470.313 | CCM | 78.097 | 66.168 | G | 8011564834552 | 8011564975132 | 8011564975132 | 85389099
GW16224TB | LUX INT. PLATE 2+2M V.WHITE | RAMK.LUX INTERN. 2+2M PION 71 ML.BIAŁA | 25 | 1 | NR | 24.6 | 1 | NR | 1.626% | OFFICIAL | 1DM03G01F1632EY100 | 30 | 1DM | BUILDING | 03G | CHORUSMART DOM.RANG. | 01F | BASIC CHORUSMART | 6 | 6 | NR | 470.313 | CCM | 92.167 | 82.95 | G | 8011564273375 | 8011564621657 | 8011564621657 | 85389099
GW16224TN | LUX INT. PLATE, 2+2G V 71 TONER BLACK | RAMK. LUX INTERN. 2+2M PION 71 CZARNY | 25 | 1 | NR | 24.6 | 1 | NR | 1.626% | OFFICIAL | 1DM03G01F1632F0100 | 30 | 1DM | BUILDING | 03G | CHORUSMART DOM.RANG. | 01F | BASIC CHORUSMART | 6 | 6 | NR | 470.313 | CCM | 91.5 | 82.35 | G | 8011564273436 | 8011564621718 | 8011564621718 | 85389099
GW16224YB | LUX INT. PLATE 2+2P V. MONOCHROME WHITE | RAMK. LUX INTERN. 2+2P PIO MONOCHR.BIAŁA | 25 | 1 | NR | 24.6 | 1 | NR | 1.626% | OFFICIAL | 1DM03G01F1632F7100 | 30 | 1DM | BUILDING | 03G | CHORUSMART DOM.RANG. | 01F | BASIC CHORUSMART | 1 | 6 | NR | 470.313 | CCM | 77.397 | 65.468 | G | 8011564834576 | 8011564975156 | 8011564975156 | 85389099
GW16514 | WATERTIGHT CONTAINERS, 4-GANG IP55 GREY | OBUDOWY WODOSZCZELNE, 4 MOD. IP55 SZARY | 12.5 | 1 | NR | 12.3 | 1 | NR | 1.626% | OFFICIAL | 1DM03G01F1692BY100 | 30 | 1DM | BUILDING | 03G | CHORUSMART DOM.RANG. | 01F | BASIC CHORUSMART | 1 | 30 | NR | 1378.221 | CCM | 209.6 | 188.64 | G | 8011564279322 | 8011564279322 | 8011564626720 | 85381000
GW10135 | PUSH-BUTTON, 1M 2P NO 16A ILL SIG WHITE | PRZYCISK, 1M 2P NO 16A PODŚW SYG BIAŁY | 9.4 | 1 | NR | 9.25 | 1 | NR | 1.622% | OFFICIAL | 1DM03G01F1512A0100 | 30 | 1DM | BUILDING | 03G | CHORUSMART DOM.RANG. | 01F | BASIC CHORUSMART | 12 | 24 | NR | 107.647 | CCM | 31.458 | 28.312 | G | 8011564260139 | 8011564605329 | 8011564605336 | 85365080
GW14123 | 3-WAY SWITCH 2M 1P 10AX UP-DOWN TITANIUM | ŁĄCZN. PODW. 2M 1P 10AX GÓRA-DÓŁ TYTAN | 25.1 | 1 | NR | 24.7 | 1 | NR | 1.619% | OFFICIAL | 1DM03G01F1552B0100 | 30 | 1DM | BUILDING | 03G | CHORUSMART DOM.RANG. | 01F | BASIC CHORUSMART | 6 | 24 | NR | 277.888 | CCM | 39.749 | 29.54 | G | 8011564894181 | 8011564918269 | 8011564918276 | 85365080
GW10136 | PUSH-BUTTON 1M 1P NO 16A PULL-CORD WHITE | PRZYCISK, 1M 1P NO 16A POCIĄGANY BIAŁY | 12.6 | 1 | NR | 12.4 | 1 | NR | 1.613% | OFFICIAL | 1DM03G01F1512A0100 | 30 | 1DM | BUILDING | 03G | CHORUSMART DOM.RANG. | 01F | BASIC CHORUSMART | 1 | 12 | NR | 161.828 | CCM | 37.83 | 34.05 | G | 8011564261839 | 8011564261839 | 8011564607835 | 85365080
GW10205 | S. OUT. 2M 2P+EARTH 16A P30 IT/DE ST WH | GNIAZDO 2M 2P+UZIEM 16A P30 ST WŁ/N BIA | 9.45 | 1 | NR | 9.3 | 1 | NR | 1.613% | OFFICIAL | 1DM03G01F1512A4100 | 30 | 1DM | BUILDING | 03G | CHORUSMART DOM.RANG. | 01F | BASIC CHORUSMART | 6 | 48 | NR | 177.443 | CCM | 51.75 | 46.575 | G | 8011564257948 | 8011564601956 | 8011564601963 | 85366990
GW11136 | PUSH-BUTTON 1M 1P NO 16A PULL-CORD IVORY | PRZYCISK, 1M 1P NO 16A POCIĄGANY KOŚĆ SŁ | 12.6 | 1 | NR | 12.4 | 1 | NR | 1.613% | OFFICIAL | 1DM03G01F1522A1100 | 30 | 1DM | BUILDING | 03G | CHORUSMART DOM.RANG. | 01F | BASIC CHORUSMART | 1 | 12 | NR | 161.828 | CCM | 35.675 | 31.219 | G | 8011564261846 | 8011564261846 | 8011564607842 | 85365080
GW12072 | 2-WAY SWITCH, 2M 1P 16AX ILL LOC BLACK | ŁĄCZ. SCHOD.2M 1P 16AX PODŚ BLOK CZARNY | 12.6 | 1 | NR | 12.4 | 1 | NR | 1.613% | OFFICIAL | 1DM03G01F1532AI100 | 30 | 1DM | BUILDING | 03G | CHORUSMART DOM.RANG. | 01F | BASIC CHORUSMART | 6 | 24 | NR | 168.328 | CCM | 39.25 | 27.882 | G | 8011564269361 | 8011564618039 | 8011564618046 | 85365080
GW12073 | 2-WAY SWITCH, 2M 1P 16AX ILL SIG BLACK | ŁĄCZ. SCHOD.2M 1P 16AX PODŚ SYG CZARNY | 12.6 | 1 | NR | 12.4 | 1 | NR | 1.613% | OFFICIAL | 1DM03G01F1532AI100 | 30 | 1DM | BUILDING | 03G | CHORUSMART DOM.RANG. | 01F | BASIC CHORUSMART | 6 | 24 | NR | 168.328 | CCM | 39.166 | 27.778 | G | 8011564269378 | 8011564618053 | 8011564618060 | 85365080
GW12241F | 2M 2P+E 16A GERM.SOCKET O.Q.WIRING BLACK | GNIAZ.2M 2P+E 16A NIEM. SZYB.PODŁ.CZARNE | 12.6 | 1 | NR | 12.4 | 1 | NR | 1.613% | OFFICIAL | 1DM03G01F1532AO100 | 30 | 1DM | BUILDING | 03G | CHORUSMART DOM.RANG. | 01F | BASIC CHORUSMART | 6 | 12 | NR | 215.294 | CCM | 52.417 | 47.175 | G | 8011564425033 | 8011564652057 | 8011564652064 | 85366990
GW12242 | GER STD S.-OUT 2M 2P+E 16A WITH COVER BL | GNIAZDO 2M 2P+E 16A NIEM STD Z POKRYW.CZ | 12.6 | 1 | NR | 12.4 | 1 | NR | 1.613% | OFFICIAL | 1DM03G01F1532AM100 | 30 | 1DM | BUILDING | 03G | CHORUSMART DOM.RANG. | 01F | BASIC CHORUSMART | 6 | 48 | NR | 177.443 | CCM | 56.679 | 44.069 | G | 8011564842038 | 8011564979130 | 8011564979147 | 85366990
GW12247F | 2M 2P+E 16A FRENCH SOCKET O.Q.WIR.BLACK | GNIAZD.2M 2P+E 16A FRAN.SZYB.PODŁ.CZARNE | 12.6 | 1 | NR | 12.4 | 1 | NR | 1.613% | OFFICIAL | 1DM03G01F1532AO100 | 30 | 1DM | BUILDING | 03G | CHORUSMART DOM.RANG. | 01F | BASIC CHORUSMART | 6 | 12 | NR | 215.294 | CCM | 52.083 | 46.875 | G | 8011564268845 | 8011564617483 | 8011564617490 | 85366990
GW12248 | 2M 2P+E 16A FRENCH SOCKET O.FR.TERM.BL. | GNIAZD.2M 2P+E 16A FRAN.ZACISK FRONT CZ | 12.6 | 1 | NR | 12.4 | 1 | NR | 1.613% | OFFICIAL | 1DM03G01F1532AM100 | 30 | 1DM | BUILDING | 03G | CHORUSMART DOM.RANG. | 01F | BASIC CHORUSMART | 6 | 12 | NR | 215.294 | CCM | 55.75 | 50.175 | G | 8011564292765 | 8011564638129 | 8011564638136 | 85366990
GW13072 | 2-WAY SWITCH, 2M 1P 16AX ILL LOC BEIGE | ŁĄCZN. SCHOD. 2M 1P 16AX OŚW.LOK.BEŻ | 12.6 | 1 | NR | 12.4 | 1 | NR | 1.613% | OFFICIAL | 1DM03G01F1330AO100 | 30 | 1DM | BUILDING | 03G | CHORUSMART DOM.RANG. | 01F | BASIC CHORUSMART | 6 | 24 | NR | 168.328 | CCM | 48.2 | 28.105 | G | 8034035071959 | 8034035454769 | 8034035454776 | 85365080
GW13073 | 2-WAY SWITCH, 2M 1P 16AX ILL SIG BEIGE | ŁĄCZ. SCHOD. 2M 1P 16AX OŚW.SYGN.BEŻ | 12.6 | 1 | NR | 12.4 | 1 | NR | 1.613% | OFFICIAL | 1DM03G01F1330AO100 | 30 | 1DM | BUILDING | 03G | CHORUSMART DOM.RANG. | 01F | BASIC CHORUSMART | 6 | 24 | NR | 168.328 | CCM | 48.341 | 28.042 | G | 8034035071973 | 8034035454806 | 8034035454813 | 85365080
GW13241F | S. OUT. 2M 2P+E 16A DE QUICK WIRING BE | GN.2M 2P+T 16A+MORS.K.SZ..ST.NIEM.CH.B | 12.6 | 1 | NR | 12.4 | 1 | NR | 1.613% | OFFICIAL | 1DM03G01F1330AU100 | 30 | 1DM | BUILDING | 03G | CHORUSMART DOM.RANG. | 01F | BASIC CHORUSMART | 6 | 12 | NR | 234.69 | CCM | 51.733 | 37.873 | G | 8034035072642 | 8034035456091 | 8034035456107 | 85366990
GW13242 | GER STD S.-OUT 2M 2P+E 16A WITH COVER BE | GNIAZDO 2M 2P+T 16A ST.NIEM. Z POK.BEŻ | 12.6 | 1 | NR | 12.4 | 1 | NR | 1.613% | OFFICIAL | 1DM03G01F1330AS100 | 30 | 1DM | BUILDING | 03G | CHORUSMART DOM.RANG. | 01F | BASIC CHORUSMART | 6 | 48 | NR | 177.443 | CCM | 53.368 | 44.445 | G | 8034035072659 | 8034035456114 | 8034035456121 | 85366990
GW13247F | S. OUTL. 2M 2P+E 16A FR QUICK WIRING BE | GN.2M 2P+T 16A K.SZ..ST.FRA.BEŻ | 12.6 | 1 | NR | 12.4 | 1 | NR | 1.613% | OFFICIAL | 1DM03G01F1330AU100 | 30 | 1DM | BUILDING | 03G | CHORUSMART DOM.RANG. | 01F | BASIC CHORUSMART | 6 | 12 | NR | 234.69 | CCM | 49.81 | 37.82 | G | 8034035072680 | 8034035456169 | 8034035456176 | 85366990
GW13248 | S. OUTL. 2M 2P+E 16A FR FRONT TERM. BE | GNIAZDO 2M 2P+T 16A+ZAC. PRZED.FRA.BEŻ | 12.6 | 1 | NR | 12.4 | 1 | NR | 1.613% | OFFICIAL | 1DM03G01F1330AS100 | 30 | 1DM | BUILDING | 03G | CHORUSMART DOM.RANG. | 01F | BASIC CHORUSMART | 6 | 12 | NR | 234.69 | CCM | 53.315 | 39.025 | G | 8034035072697 | 8034035456183 | 8034035456190 | 85366990
GW14002 | 1-WAY SWITCH 1M 1P 16AX ILL LOC TITANIUM | ŁĄCZNIK POJ. 1M 1P 16AX PODŚ BLOK TYTAN | 9.45 | 1 | NR | 9.3 | 1 | NR | 1.613% | OFFICIAL | 1DM03G01F1552B0100 | 30 | 1DM | BUILDING | 03G | CHORUSMART DOM.RANG. | 01F | BASIC CHORUSMART | 12 | 24 | NR | 80.914 | CCM | 24.67 | 18.988 | G | 8011564265325 | 8011564612235 | 8011564612242 | 85365080
GW14003 | 1-WAY SWITCH 1M 1P 16AX ILL SIG TITANIUM | ŁĄCZNIK POJ. 1M 1P 16AX PODŚW SYG TYTAN | 9.45 | 1 | NR | 9.3 | 1 | NR | 1.613% | OFFICIAL | 1DM03G01F1552B0100 | 30 | 1DM | BUILDING | 03G | CHORUSMART DOM.RANG. | 01F | BASIC CHORUSMART | 12 | 24 | NR | 80.914 | CCM | 24.583 | 18.964 | G | 8011564265332 | 8011564612259 | 8011564612266 | 85365080
GW14071F | 2-WAY SWITCH 2M 1P 16AX R.W. TITANIUM | ŁĄCZ. SCHOD., 2M 1P 16AX ZACISK. TYTAN | 18.9 | 1 | NR | 18.6 | 1 | NR | 1.613% | OFFICIAL | 1DM03G01F1552B2100 | 30 | 1DM | BUILDING | 03G | CHORUSMART DOM.RANG. | 01F | BASIC CHORUSMART | 6 | 24 | NR | 277.888 | CCM | 43.375 | 39.038 | G | 8011564265608 | 8011564612761 | 8011564612778 | 85365080
GW14082 | 2-WAY SWITCH 3M 1P 16AX ILL LOC TITANIUM | ŁĄCZ. SCHOD. 3M 1P 16AX PODŚ BLOK TYTAN | 18.9 | 1 | NR | 18.6 | 1 | NR | 1.613% | OFFICIAL | 1DM03G01F1552B0100 | 40 | 1DM | BUILDING | 03G | CHORUSMART DOM.RANG. | 01F | BASIC CHORUSMART | 4 | 12 | NR | 336.656 | CCM | 47.25 | 29.031 | G | 8011564265677 | 8011564612907 | 8011564612914 | 85365080
GW14083 | 2-WAY SWITCH 3M 1P 16AX ILL SIG TITANIUM | ŁĄCZ. SCHOD. 3M 1P 16AX PODŚW SYG TYTAN | 18.9 | 1 | NR | 18.6 | 1 | NR | 1.613% | OFFICIAL | 1DM03G01F1552B0100 | 40 | 1DM | BUILDING | 03G | CHORUSMART DOM.RANG. | 01F | BASIC CHORUSMART | 4 | 12 | NR | 336.656 | CCM | 47 | 42.3 | G | 8011564265691 | 8011564612938 | 8011564612921 | 85365080
GW14197 | BLANKING MODULE, 1/2M, TITANIUM | MODUŁ ZAŚLEPIAJĄCY 1/2M TYTAN | 3.15 | 1 | NR | 3.1 | 1 | NR | 1.613% | OFFICIAL | 1DM03G01F1552B0100 | 30 | 1DM | BUILDING | 03G | CHORUSMART DOM.RANG. | 01F | BASIC CHORUSMART | 4 | 48 | NR | 33.69 | CCM | 5.167 | 3.822 | G | 8011564266261 | 8011564614154 | 8011564614147 | 85389099
GW14392 | CHINESE STD 2P+E 16A CH/TI | CHIŃSKI STD 2P+E 16A CH/TYT | 12.6 | 1 | NR | 12.4 | 1 | NR | 1.613% | OFFICIAL | 1DM03G01F1552B4100 | 30 | 1DM | BUILDING | 03G | CHORUSMART DOM.RANG. | 01F | BASIC CHORUSMART | 6 | 48 | NR | 177.443 | CCM | 47.64 | 36.558 | G | 8011564445062 | 8011564672420 | 8011564672437 | 85366990
GW14405 | TELEPHONE CONN. FRENCH ST 8-CONTACT 1M T | GNIAZDO TELEFON. ST.FRANC 8-STYK. 1M T | 18.9 | 1 | NR | 18.6 | 1 | NR | 1.613% | OFFICIAL | 1DM03G01F1552B8100 | 40 | 1DM | BUILDING | 03G | CHORUSMART DOM.RANG. | 01F | BASIC CHORUSMART | 1 | 24 | NR | 158.172 | CCM | 34.958 | 31.462 | G | 0 | 0 | 0 | 0
GW15072 | 2-WAY SWITCH, 2M 1P 16AX ILL LOC WHITE | ŁĄCZ. SCHOD. 2M 1P 16AX OŚW.LOK.BIAŁY | 12.6 | 1 | NR | 12.4 | 1 | NR | 1.613% | OFFICIAL | 1DM03G01F1310A6100 | 30 | 1DM | BUILDING | 03G | CHORUSMART DOM.RANG. | 01F | BASIC CHORUSMART | 6 | 24 | NR | 168.328 | CCM | 48.2 | 28.105 | G | 8034035074653 | 8034035458507 | 8034035458514 | 85365080
GW15073 | 2-WAY SWITCH, 2M 1P 16AX ILL SIG WHITE | ŁĄCZ. SCHOD. 2M 1P 16AX OŚW.SYGN.BIAŁY | 12.6 | 1 | NR | 12.4 | 1 | NR | 1.613% | OFFICIAL | 1DM03G01F1310A6100 | 30 | 1DM | BUILDING | 03G | CHORUSMART DOM.RANG. | 01F | BASIC CHORUSMART | 6 | 24 | NR | 168.328 | CCM | 48.341 | 28.042 | G | 8034035074677 | 8034035458545 | 8034035458552 | 85365080
GW15241F | S. OUT. 2M 2P+E 16A DE QUICK WIRING WH | GN.2M 2P+T 16A+MORS.K.SZ..ST.NIEM.CH.B | 12.6 | 1 | NR | 12.4 | 1 | NR | 1.613% | OFFICIAL | 1DM03G01F1310AC100 | 30 | 1DM | BUILDING | 03G | CHORUSMART DOM.RANG. | 01F | BASIC CHORUSMART | 6 | 12 | NR | 234.69 | CCM | 51.733 | 37.873 | G | 8034035075346 | 8034035459832 | 8034035459849 | 85366990
GW15242 | GER STD S.-OUT 2M 2P+E 16A WITH COVER WH | GNIAZDO 2M 2P+T 16A ST.NIEM. Z OBUDOWĄ | 12.6 | 1 | NR | 12.4 | 1 | NR | 1.613% | OFFICIAL | 1DM03G01F1310AA100 | 30 | 1DM | BUILDING | 03G | CHORUSMART DOM.RANG. | 01F | BASIC CHORUSMART | 6 | 48 | NR | 177.443 | CCM | 53.368 | 44.445 | G | 8034035075353 | 8034035459856 | 8034035459863 | 85366990
GW15247F | S. OUTL. 2M 2P+E 16A FR QUICK WIRING WH | GN.2M 2P+T 16A K.SZ.ST.FRA.BIAŁY | 12.6 | 1 | NR | 12.4 | 1 | NR | 1.613% | OFFICIAL | 1DM03G01F1310AC100 | 30 | 1DM | BUILDING | 03G | CHORUSMART DOM.RANG. | 01F | BASIC CHORUSMART | 6 | 12 | NR | 234.69 | CCM | 49.81 | 37.98 | G | 8034035075384 | 8034035459900 | 8034035459917 | 85366990
GW15248 | S. OUTL. 2M 2P+E 16A FR FRONT TERM. WH | GNIAZDO 2M 2P+T 16A+MORS.PRZ.ST.FRA.BIAN | 12.6 | 1 | NR | 12.4 | 1 | NR | 1.613% | OFFICIAL | 1DM03G01F1310AA100 | 30 | 1DM | BUILDING | 03G | CHORUSMART DOM.RANG. | 01F | BASIC CHORUSMART | 6 | 12 | NR | 234.69 | CCM | 53.475 | 39.025 | G | 8034035075391 | 8034035459924 | 8034035459931 | 85366990
GW16202XN | LUX PLATE 2P METAL BLACK MONOCHROME | RAMKA LUX 2M METAL CZARNY MONOCHROM | 31.5 | 1 | NR | 31 | 1 | NR | 1.613% | OFFICIAL | 1DM03G01F1612ER100 | 40 | 1DM | BUILDING | 03G | CHORUSMART DOM.RANG. | 01F | BASIC CHORUSMART | 6 | 6 | NR | 430.588 | CCM | 143.468 | 129.151 | G
GW16203XN | LUX PLATE 3P METAL BLACK MONOCHROME | RAMKA LUX 3M METAL CZARNY MONOCHROM | 31.5 | 1 | NR | 31 | 1 | NR | 1.613% | OFFICIAL | 1DM03G01F1612ER100 | 40 | 1DM | BUILDING | 03G | CHORUSMART DOM.RANG. | 01F | BASIC CHORUSMART | 6 | 6 | NR | 430.588 | CCM | 121.243 | 111.077 | G | 0 | 0 | 0 | 0
GW16204CA | LUX PLATE 4-GANG AQUAMARINE GLASS | RAMKA LUX 4 MODUŁY AKWAMARYN. SZKŁO | 126 | 1 | NR | 124 | 1 | NR | 1.613% | OFFICIAL | 1DM03G01F1612EC100 | 40 | 1DM | BUILDING | 03G | CHORUSMART DOM.RANG. | 01F | BASIC CHORUSMART | 1 | 16 | NR | 1032.5 | CCM | 156.9 | 140 | G | 8011564275201 | 8011564275201 | 8011564275201 | 85389099
GW16204CG | LUX PLATE 4-GANG ICED GLASS | RAMKA LUX 4 MODUŁY SZKŁO SZRONIONE | 126 | 1 | NR | 124 | 1 | NR | 1.613% | OFFICIAL | 1DM03G01F1612EA100 | 40 | 1DM | BUILDING | 03G | CHORUSMART DOM.RANG. | 01F | BASIC CHORUSMART | 1 | 16 | NR | 1032.5 | CCM | 156.25 | 140 | G | 0 | 0 | 0 | 0
GW16204CO | LUX PLATE 4-GANG OCHRE GLASS | RAMKA LUX 4 MODUŁY SZKŁO OCHRA | 126 | 1 | NR | 124 | 1 | NR | 1.613% | OFFICIAL | 1DM03G01F1612EE100 | 40 | 1DM | BUILDING | 03G | CHORUSMART DOM.RANG. | 01F | BASIC CHORUSMART | 1 | 16 | NR | 1032.5 | CCM | 156.25 | 140 | G | 8011564272972 | 8011564272972 | 8011564272972 | 85389099
GW16204LA | LUX PLATE 4-GANG MAPLE | RAMKA LUX 4 MODUŁY KLON | 126 | 1 | NR | 124 | 1 | NR | 1.613% | OFFICIAL | 1DM03G01F1612EM100 | 40 | 1DM | BUILDING | 03G | CHORUSMART DOM.RANG. | 01F | BASIC CHORUSMART | 1 | 16 | NR | 1032.5 | CCM | 103 | 90 | G | 8011564273139 | 8011564273139 | 8011564273139 | 85389099
GW16204LC | LUX PLATE 4-GANG CHERRY | RAMKA LUX 4 MODUŁY WIŚNIA | 126 | 1 | NR | 124 | 1 | NR | 1.613% | OFFICIAL | 1DM03G01F1612EQ100 | 40 | 1DM | BUILDING | 03G | CHORUSMART DOM.RANG. | 01F | BASIC CHORUSMART | 1 | 16 | NR | 1032.5 | CCM | 104.43 | 80 | G | 8011564273214 | 8011564273214 | 8011564273214 | 85389099
GW16204LW | LUX PLATE 4-GANG WENGE | RAMKA LUX 4 MODUŁY WENGE | 126 | 1 | NR | 124 | 1 | NR | 1.613% | OFFICIAL | 1DM03G01F1612EO100 | 40 | 1DM | BUILDING | 03G | CHORUSMART DOM.RANG. | 01F | BASIC CHORUSMART | 1 | 16 | NR | 1032.5 | CCM | 110.25 | 80 | G | 8011564273177 | 8011564273177 | 8011564273177 | 85389099
GW16703TB | WATERTIGHT PLATE 3-GANG IP55 WHITE | ZAŚLEPKA DO RAMKI, 3 MOD. IP55 BIAŁA | 12.6 | 1 | NR | 12.4 | 1 | NR | 1.613% | OFFICIAL | 1DM03G01F1672BK100 | 30 | 1DM | BUILDING | 03G | CHORUSMART DOM.RANG. | 01F | BASIC CHORUSMART | 1 | 24 | NR | 890.625 | CCM | 113.667 | 102.3 | G | 8011564275089 | 8011564275089 | 8011564622999 | 85389099
GW16704TB | WATERTIGHT PLATE 4-GANG IP55 WHITE | ZAŚLEPKA DO RAMKI, 4 MOD. IP55 BIAŁA | 18.9 | 1 | NR | 18.6 | 1 | NR | 1.613% | OFFICIAL | 1DM03G01F1672BK100 | 40 | 1DM | BUILDING | 03G | CHORUSMART DOM.RANG. | 01F | BASIC CHORUSMART | 1 | 24 | NR | 915 | CCM | 136.417 | 122.775 | G | 8011564275102 | 8011564275102 | 8011564623217 | 85389099
GW16704TN | WATERTIGHT PLATE 4-GANG IP55 BLACK | ZAŚLEPKA DO RAMKI, 4 MOD. IP55 CZARNA | 18.9 | 1 | NR | 18.6 | 1 | NR | 1.613% | OFFICIAL | 1DM03G01F1672BK100 | 40 | 1DM | BUILDING | 03G | CHORUSMART DOM.RANG. | 01F | BASIC CHORUSMART | 1 | 12 | NR | 1193.833 | CCM | 145.917 | 131.325 | G | 8011564275317 | 8011564275317 | 8011564623224 | 85389099
GW16724TB | BLANK PLATE 4-GANG WHITE | ZAŚLEPKA DO RAMKI, 4 MODUŁY BIAŁA | 6.3 | 1 | NR | 6.2 | 1 | NR | 1.613% | OFFICIAL | 1DM03G01F1672BS100 | 30 | 1DM | BUILDING | 03G | CHORUSMART DOM.RANG. | 01F | BASIC CHORUSMART | 1 | 24 | NR | 229.206 | CCM | 35.8 | 31.073 | G | 8011564275409 | 8011564275409 | 8011564623316 | 85389099
GW16724TN | BLANK PLATE 4-GANG BLACK | ZAŚLEPKA DO RAMKI, 4 MODUŁY CZARNA | 6.3 | 1 | NR | 6.2 | 1 | NR | 1.613% | OFFICIAL | 1DM03G01F1672BS100 | 30 | 1DM | BUILDING | 03G | CHORUSMART DOM.RANG. | 01F | BASIC CHORUSMART | 1 | 12 | NR | 235.156 | CCM | 37.33 | 29.879 | G | 8011564275416 | 8011564275416 | 8011564623323 | 85389099
GW16812 | SUPPORT, ITALIAN STANDARD, 12-GANG | WSPORNIK, STANDARD WŁOSKI 12 MODUŁÓW | 9.45 | 1 | NR | 9.3 | 1 | NR | 1.613% | OFFICIAL | 1DM03G01F1672BU100 | 30 | 1DM | BUILDING | 03G | CHORUSMART DOM.RANG. | 01F | BASIC CHORUSMART | 12 | 48 | NR | 875 | CCM | 74.063 | 66.656 | G | 8011564274822 | 8011564622821 | 8011564622838 | 85389099
GW10723 | LATCHING RELAY 4 SEQUENCES 1M 2P 10AX W | PRZEKAŹNIK BLOKUJ 4 SEKW. 1M 2P 10AX B | 31.6 | 1 | NR | 31.1 | 1 | NR | 1.608% | OFFICIAL | 1DM03G01F1512A0100 | 40 | 1DM | BUILDING | 03G | CHORUSMART DOM.RANG. | 01F | BASIC CHORUSMART | 1 | 12 | NR | 161.828 | CCM | 58.417 | 52.575 | G | 8011564261136 | 8011564261136 | 8011564607187 | 85364900
GW14606 | BUZZER, 12VAC-50Hz 8VA 1M TITANIUM | BRZĘCZYK, 12VAC-50Hz 8VA 1M TYTAN | 25.3 | 1 | NR | 24.9 | 1 | NR | 1.606% | OFFICIAL | 1DM03G01F1552BC100 | 30 | 1DM | BUILDING | 03G | CHORUSMART DOM.RANG. | 01F | BASIC CHORUSMART | 1 | 24 | NR | 158.172 | CCM | 54.08 | 48.675 | G | 8011564268289 | 8011564268289 | 8011564616721 | 85318040
GW10031F | 1-WAY SWITCH, 2M 1P 16AX R.WIRING WHITE | ŁĄCZNIK POJ., 2M 1P 16AX ZACISK. BIAŁY | 9.5 | 1 | NR | 9.35 | 1 | NR | 1.604% | OFFICIAL | 1DM03G01F1512A2100 | 30 | 1DM | BUILDING | 03G | CHORUSMART DOM.RANG. | 01F | BASIC CHORUSMART | 6 | 24 | NR | 277.888 | CCM | 41.833 | 37.65 | G | 8011564258730 | 8011564603516 | 8011564603523 | 85365080
GW10183 | PUSH-BUTTON, 3M 1P NO 16A ILL SIG WHITE | PRZYCISK, 3M 1P NO 16A PODŚW. SIG BIAŁY | 9.5 | 1 | NR | 9.35 | 1 | NR | 1.604% | OFFICIAL | 1DM03G01F1512A0100 | 40 | 1DM | BUILDING | 03G | CHORUSMART DOM.RANG. | 01F | BASIC CHORUSMART | 4 | 12 | NR | 336.656 | CCM | 43.833 | 39.45 | G | 8011564257504 | 8011564601277 | 8011564601284 | 85365080
GW10361AB | TV SOCKET 1M DIR. MALE CONN 9.5mm AB | GNIAZDO TV 1M BEZP. ZŁ.MĘSKIE 9,5mm AB | 19 | 1 | NR | 18.7 | 1 | NR | 1.604% | OFFICIAL | 1DM03G01F1350I4100 | 30 | 1DM | BUILDING | 03G | CHORUSMART DOM.RANG. | 01F | BASIC CHORUSMART | 1 | 48 | NR | 114.603 | CCM | 54.182 | 47.827 | G | 8034035071539 | 8034035071539 | 8034035454066 | 85366910
GW12401 | TELEPHONE CONNECTOR RJ11 1M BLACK | GNIAZDO TELEFONICZNE RJ11 1M CZARNE | 19 | 1 | NR | 18.7 | 1 | NR | 1.604% | OFFICIAL | 1DM03G01F1532AQ100 | 30 | 1DM | BUILDING | 03G | CHORUSMART DOM.RANG. | 01F | BASIC CHORUSMART | 1 | 24 | NR | 229.206 | CCM | 25 | 22.557 | G | 8011564269033 | 8011564269033 | 8011564617681 | 85366930
GW12409 | TELEPHONE CONNECTOR RJ11 2M BLACK | GNIAZDO TELEFONICZNE RJ11 2M CZARNE | 19 | 1 | NR | 18.7 | 1 | NR | 1.604% | OFFICIAL | 1DM03G01F1532AQ100 | 30 | 1DM | BUILDING | 03G | CHORUSMART DOM.RANG. | 01F | BASIC CHORUSMART | 1 | 24 | NR | 229.206 | CCM | 28.246 | 24.534 | G | 8011564823778 | 8011564823778 | 8011564965768 | 85366930
GW12424 | CONNECTOR RJ45 1M CAT.6 FTP CHORUS B | GNIAZDO RJ45 1M KAT.6 FTP CHORUS CZ | 38 | 1 | NR | 37.4 | 1 | NR | 1.604% | OFFICIAL | 1DM03G01F1532AQ100 | 30 | 1DM | BUILDING | 03G | CHORUSMART DOM.RANG. | 01F | BASIC CHORUSMART | 1 | 24 | NR | 229.206 | CCM | 52.25 | 41.397 | G | 8011564269132 | 8011564269132 | 8011564617780 | 85366930
GW12437 | CONNECTOR RJ45 2M CAT.6 FTP BLACK | GNIAZDO RJ45 2M KAT.6 FTP CZARNE | 38 | 1 | NR | 37.4 | 1 | NR | 1.604% | OFFICIAL | 1DM03G01F1532AQ100 | 40 | 1DM | BUILDING | 03G | CHORUSMART DOM.RANG. | 01F | BASIC CHORUSMART | 1 | 24 | NR | 229.206 | CCM | 31.146 | 24.934 | G | 8011564823921 | 8011564823921 | 8011564965942 | 85366930
GW12592 | INFRARED MOVEMENT DETECTOR, 2M BLACK | CZUJNIK RUCHU NA PODCZERWIEŃ 2M CZARNY | 190 | 1 | NR | 187 | 1 | NR | 1.604% | OFFICIAL | 1DM03G01F1532AI100 | 40 | 1DM | BUILDING | 03G | CHORUSMART DOM.RANG. | 01F | BASIC CHORUSMART | 1 | 2 | NR | 808.565 | CCM | 125 | 112.5 | G | 8011564269903 | 8011564269903 | 8011564618886 | 85365080
GW12662 | ANTI BLACK-OUT LAMP.1M BLACK | LAMPA PRZECIWZACIEMNIENIOWA 1M CZARNA | 38 | 1 | NR | 37.4 | 1 | NR | 1.604% | OFFICIAL | 1DM03G01F1532AU100 | 30 | 1DM | BUILDING | 03G | CHORUSMART DOM.RANG. | 01F | BASIC CHORUSMART | 1 | 12 | NR | 161.828 | CCM | 45.75 | 41.175 | G | 8011564294998 | 8011564294998 | 8011564640450 | 85131000
GW13401 | TELEPHONE CONNECTOR RJ11 1M BEIGE | GNIAZDO TELEFONICZNE RJ11 1M BEŻ | 19 | 1 | NR | 18.7 | 1 | NR | 1.604% | OFFICIAL | 1DM03G01F1330AW100 | 30 | 1DM | BUILDING | 03G | CHORUSMART DOM.RANG. | 01F | BASIC CHORUSMART | 1 | 24 | NR | 229.206 | CCM | 47.966 | 19.065 | G | 8034035073045 | 8034035073045 | 8034035456688 | 85366930
GW13409 | TELEPHONE CONNECTOR RJ11 2M BEIGE | GNIAZDO TELEFONICZNE RJ11 2M BEŻ | 19 | 1 | NR | 18.7 | 1 | NR | 1.604% | OFFICIAL | 1DM03G01F1330AW100 | 30 | 1DM | BUILDING | 03G | CHORUSMART DOM.RANG. | 01F | BASIC CHORUSMART | 1 | 24 | NR | 229.206 | CCM | 25.3 | 24.803 | G | 8034035073069 | 8034035073069 | 8034035456701 | 85366930
GW13424 | CONNECTOR RJ45 1M CAT.6 FTP CHORUS B | GNIAZDO RJ45 1M KAT.6 FTP BEŻ | 38 | 1 | NR | 37.4 | 1 | NR | 1.604% | OFFICIAL | 1DM03G01F1330AW100 | 30 | 1DM | BUILDING | 03G | CHORUSMART DOM.RANG. | 01F | BASIC CHORUSMART | 1 | 24 | NR | 229.206 | CCM | 28.855 | 20.346 | G | 8034035073106 | 8034035073106 | 8034035456749 | 85366930
GW13437 | CONNECTOR RJ45 2M CAT.6 FTP BEIGE | GNIAZDO RJ45 2M CAT.6 FTP BEŻ | 38 | 1 | NR | 37.4 | 1 | NR | 1.604% | OFFICIAL | 1DM03G01F1330AW100 | 40 | 1DM | BUILDING | 03G | CHORUSMART DOM.RANG. | 01F | BASIC CHORUSMART | 1 | 24 | NR | 229.206 | CCM | 42.162 | 25.153 | G | 8034035073168 | 8034035073168 | 8034035456817 | 85366930
GW13662 | ANTI BLACK-OUT LAMP.1M BEIGE | ŚWIATŁO OSTRZ. BLACK-OUT 1M BEŻ | 38 | 1 | NR | 37.4 | 1 | NR | 1.604% | OFFICIAL | 1DM03G01F1330FC100 | 30 | 1DM | BUILDING | 03G | CHORUSMART DOM.RANG. | 01F | BASIC CHORUSMART | 1 | 12 | NR | 161.828 | CCM | 67.157 | 30.459 | G | 8034035073847 | 8034035073847 | 8034035457678 | 85131000
GW14051 | 2-WAY SWITCH, 1M 1P 16AX TITANIUM | ŁĄCZ. SCHOD., 1M 1P 16AX TYTAN | 9.5 | 1 | NR | 9.35 | 1 | NR | 1.604% | OFFICIAL | 1DM03G01F1552B0100 | 30 | 1DM | BUILDING | 03G | CHORUSMART DOM.RANG. | 01F | BASIC CHORUSMART | 12 | 96 | NR | 63.225 | CCM | 26.14 | 21.724 | G | 8011564265547 | 8011564612655 | 8011564612662 | 85365080
GW14133 | P-BUTTON 1M 1P NO 16A ILL SIG TITANIUM | PRZYCISK, 1M 1P NO 16A PODŚW SYG TYTAN | 9.5 | 1 | NR | 9.35 | 1 | NR | 1.604% | OFFICIAL | 1DM03G01F1552B0100 | 30 | 1DM | BUILDING | 03G | CHORUSMART DOM.RANG. | 01F | BASIC CHORUSMART | 12 | 24 | NR | 80.914 | CCM | 24.5 | 19.108 | G | 8011564265851 | 8011564613256 | 8011564613249 | 85365080
GW14282 | SOCKET-OUTLET 1M 2P 10A ISRAELI STD TI. | GNIAZDO 1M 2P 10A STD IZRAELSKI TYTAN | 19 | 1 | NR | 18.7 | 1 | NR | 1.604% | OFFICIAL | 1DM03G01F1552B4100 | 30 | 1DM | BUILDING | 03G | CHORUSMART DOM.RANG. | 01F | BASIC CHORUSMART | 1 | 48 | NR | 114.603 | CCM | 32.132 | 30.276 | G | 8011564815131 | 8011564815131 | 8011564955127 | 85366990
GW14450 | DOUBLE USB POWER SUPPLY 1M TITAN | PODWÓJNE GNIAZDO ZASILANIA USB 1M TYTAN | 38 | 1 | NR | 37.4 | 1 | NR | 1.604% | OFFICIAL | 1DM03G01F1552B8100 | 40 | 1DM | BUILDING | 03G | CHORUSMART DOM.RANG. | 01F | BASIC CHORUSMART | 10 | 300 | NR | 151.585 | CCM | 46 | 46 | G | 0 | 0 | 0 | 0
GW14621 | TRANSPARENT INDICATOR LAMP 1M TITANIUM | PRZEŹROCZYSTA LAMPKA WSKAŹNIKOWA 1M TYT | 9.5 | 1 | NR | 9.35 | 1 | NR | 1.604% | OFFICIAL | 1DM03G01F1552BC100 | 30 | 1DM | BUILDING | 03G | CHORUSMART DOM.RANG. | 01F | BASIC CHORUSMART | 1 | 24 | NR | 80.914 | CCM | 16 | 12.071 | G | 8011564268418 | 8011564268418 | 8011564616851 | 85308000
GW14622 | GREEN INDICATOR LAMP 1M TITANIUM | ZIELONA LAMPKA WSKAŹNIKOWA 1M TYTAN | 9.5 | 1 | NR | 9.35 | 1 | NR | 1.604% | OFFICIAL | 1DM03G01F1552BC100 | 30 | 1DM | BUILDING | 03G | CHORUSMART DOM.RANG. | 01F | BASIC CHORUSMART | 1 | 24 | NR | 80.914 | CCM | 16 | 12.081 | G | 8011564268432 | 8011564268432 | 8011564616882 | 85308000
GW14623 | RED INDICATOR LAMP 1M TITANIUM | CZERWONA LAMPKA WSKAŹNIKOWA 1M TYTAN | 9.5 | 1 | NR | 9.35 | 1 | NR | 1.604% | OFFICIAL | 1DM03G01F1552BC100 | 30 | 1DM | BUILDING | 03G | CHORUSMART DOM.RANG. | 01F | BASIC CHORUSMART | 1 | 24 | NR | 80.914 | CCM | 16 | 12.622 | G | 8011564268470 | 8011564268470 | 8011564616950 | 85308000
GW14624 | AMBER INDICATOR LAMP 1M TITANIUM | BURSZTYNOWA LAMPKA WSKAŹNIKOWA 1M TYTAN | 9.5 | 1 | NR | 9.35 | 1 | NR | 1.604% | OFFICIAL | 1DM03G01F1552BC100 | 30 | 1DM | BUILDING | 03G | CHORUSMART DOM.RANG. | 01F | BASIC CHORUSMART | 1 | 24 | NR | 80.914 | CCM | 16 | 12.081 | G | 8011564268500 | 8011564268500 | 8011564617001 | 85308000
GW15401 | TELEPHONE CONNECTOR RJ11 1M WHITE | GNIAZDO TELEFONICZNE RJ11 1M BIAŁY | 19 | 1 | NR | 18.7 | 1 | NR | 1.604% | OFFICIAL | 1DM03G01F1310AE100 | 30 | 1DM | BUILDING | 03G | CHORUSMART DOM.RANG. | 01F | BASIC CHORUSMART | 1 | 24 | NR | 229.206 | CCM | 47.966 | 19.065 | G | 8034035075742 | 8034035075742 | 8034035460425 | 85366930
GW15409 | TELEPHONE CONNECTOR RJ11 2M WHITE | GNIAZDO TELEFONICZNE RJ11 2M BIAŁY | 19 | 1 | NR | 18.7 | 1 | NR | 1.604% | OFFICIAL | 1DM03G01F1310AE100 | 30 | 1DM | BUILDING | 03G | CHORUSMART DOM.RANG. | 01F | BASIC CHORUSMART | 1 | 24 | NR | 229.206 | CCM | 25.3 | 24.803 | G | 8034035075766 | 8034035075766 | 8034035460449 | 85366930
GW15424 | CONNECTOR RJ45 1M CAT.6 FTP CHORUS W | GNIAZDO RJ45 1M CAT.6 FTP BIAŁY | 38 | 1 | NR | 37.4 | 1 | NR | 1.604% | OFFICIAL | 1DM03G01F1310AE100 | 30 | 1DM | BUILDING | 03G | CHORUSMART DOM.RANG. | 01F | BASIC CHORUSMART | 1 | 24 | NR | 229.206 | CCM | 28.855 | 20.346 | G | 8034035075803 | 8034035075803 | 8034035460487 | 85366930
GW15437 | CONNECTOR RJ45 2M CAT.6 FTP WHITE | GNIAZDO RJ45 2M CAT.6 FTP BIAŁY | 38 | 1 | NR | 37.4 | 1 | NR | 1.604% | OFFICIAL | 1DM03G01F1310AE100 | 40 | 1DM | BUILDING | 03G | CHORUSMART DOM.RANG. | 01F | BASIC CHORUSMART | 1 | 24 | NR | 229.206 | CCM | 42.162 | 25.153 | G | 8034035075865 | 8034035075865 | 8034035460555 | 85366930
GW15662 | ANTI BLACK-OUT LAMP.1M WHITE | LAMPKA PRZECIW BLACK-OUT 1M BIAŁY | 38 | 1 | NR | 37.4 | 1 | NR | 1.604% | OFFICIAL | 1DM03G01F1310AI100 | 30 | 1DM | BUILDING | 03G | CHORUSMART DOM.RANG. | 01F | BASIC CHORUSMART | 1 | 12 | NR | 161.828 | CCM | 49.976 | 30.459 | G | 8034035076541 | 8034035076541 | 8034035461415 | 85131000
GW16204XB | LUX PLATE 4P METAL WHITE MONOCHROME | RAMKA LUX 4M METAL BIAŁY MONOCHROM | 38 | 1 | NR | 37.4 | 1 | NR | 1.604% | OFFICIAL | 1DM03G01F1612EP100 | 40 | 1DM | BUILDING | 03G | CHORUSMART DOM.RANG. | 01F | BASIC CHORUSMART | 6 | 6 | NR | 430.588 | CCM | 137.833 | 124.05 | G
GW16204XN | LUX PLATE 4P METAL BLACK MONOCHROME | RAMKA LUX 4M METAL CZARNY MONOCHROM | 38 | 1 | NR | 37.4 | 1 | NR | 1.604% | OFFICIAL | 1DM03G01F1612ER100 | 40 | 1DM | BUILDING | 03G | CHORUSMART DOM.RANG. | 01F | BASIC CHORUSMART | 6 | 6 | NR | 430.588 | CCM | 131.303 | 116.986 | G | 0 | 0 | 0 | 0
GW16204XT | LUX PLATE 4P METAL TITANIUM MONOCHROME | RAMKA LUX 4M METAL TYTAN MONOCHROM | 38 | 1 | NR | 37.4 | 1 | NR | 1.604% | OFFICIAL | 1DM03G01F1612EN100 | 40 | 1DM | BUILDING | 03G | CHORUSMART DOM.RANG. | 01F | BASIC CHORUSMART | 6 | 6 | NR | 430.588 | CCM | 141.833 | 127.65 | G
GW16302MC | ART PLATE 2-GANG CHROME | RAMKA ART 2 MODUŁY CHROM | 38 | 1 | NR | 37.4 | 1 | NR | 1.604% | OFFICIAL | 1DM03G01F1652G0100 | 40 | 1DM | BUILDING | 03G | CHORUSMART DOM.RANG. | 01F | BASIC CHORUSMART | 6 | 6 | NR | 430.588 | CCM | 78.167 | 70.35 | G
GW16302MO | ART PLATE 2-GANG GOLD | RAMKA ART 2 MODUŁY ZŁOTO | 38 | 1 | NR | 37.4 | 1 | NR | 1.604% | OFFICIAL | 1DM03G01F1652G2100 | 40 | 1DM | BUILDING | 03G | CHORUSMART DOM.RANG. | 01F | BASIC CHORUSMART | 6 | 6 | NR | 430.588 | CCM | 78.667 | 70.8 | G
GW16303MC | ART PLATE 3-GANG CHROME | RAMKA ART 3 MODUŁY CHROM | 38 | 1 | NR | 37.4 | 1 | NR | 1.604% | OFFICIAL | 1DM03G01F1652G0100 | 40 | 1DM | BUILDING | 03G | CHORUSMART DOM.RANG. | 01F | BASIC CHORUSMART | 6 | 6 | NR | 430.588 | CCM | 72.83 | 52.888 | G
GW16303MO | ART PLATE 3-GANG GOLD | RAMKA ART 3 MODUŁY ZŁOTO | 38 | 1 | NR | 37.4 | 1 | NR | 1.604% | OFFICIAL | 1DM03G01F1652G2100 | 40 | 1DM | BUILDING | 03G | CHORUSMART DOM.RANG. | 01F | BASIC CHORUSMART | 6 | 6 | NR | 430.588 | CCM | 73.67 | 52.888 | G
GW10195 | BLANKING MODULE 1M WHITE | MODUŁ ZAŚLEPIAJĄCY 1M BIAŁY | 1.27 | 1 | NR | 1.25 | 1 | NR | 1.6% | OFFICIAL | 1DM03G01F1512A0100 | 30 | 1DM | BUILDING | 03G | CHORUSMART DOM.RANG. | 01F | BASIC CHORUSMART | 10 | 200 | NR | 31.122 | CCM | 6.045 | 5.103 | G | 8011564262287 | 8011564901902 | 8011564608566 | 85389099
GW10581 | DLY/WKLY ELECTRONIC TIMER 1 CHANNEL 2M W | TIMER ELEKTR. 1 KANAŁ DZIEN./TYG. 2M B | 254 | 1 | NR | 250 | 1 | NR | 1.6% | OFFICIAL | 1DM03G01F1512AE100 | 30 | 1DM | BUILDING | 03G | CHORUSMART DOM.RANG. | 01F | BASIC CHORUSMART | 1 | 2 | NR | 2019.938 | CCM | 256.5 | 67.589 | G | 8011564262973 | 8011564262973 | 8011564609310 | 91070000
GW16703VT | WATERTIGHT PLATE 3-GANG IP55 TITANIUM | ZAŚLEPKA DO RAMKI, 3 MOD. IP55 TYTAN | 31.8 | 1 | NR | 31.3 | 1 | NR | 1.597% | OFFICIAL | 1DM03G01F1672BK100 | 30 | 1DM | BUILDING | 03G | CHORUSMART DOM.RANG. | 01F | BASIC CHORUSMART | 1 | 12 | NR | 972.675 | CCM | 112.917 | 101.625 | G | 8011564762756 | 8011564762756 | 8011564906235 | 85389099
GW12122 | 3-WAY SWITCH 1M 2P 10AX SYM.UP-DOWN BL. | ŁĄCZN. PODW. 1M 2P 10AX SYM.GÓRA-DÓŁ CZ | 19.1 | 1 | NR | 18.8 | 1 | NR | 1.596% | OFFICIAL | 1DM03G01F1532AI100 | 30 | 1DM | BUILDING | 03G | CHORUSMART DOM.RANG. | 01F | BASIC CHORUSMART | 12 | 24 | NR | 107.647 | CCM | 41.562 | 35.302 | G | 8011564811546 | 8011564948341 | 8011564948358 | 85365080
GW12392 | CHINESE STD 2P+E 16A CH/BK | CHIŃSKI STD 2P+E 16A CH/CZ | 9.55 | 1 | NR | 9.4 | 1 | NR | 1.596% | OFFICIAL | 1DM03G01F1532AM100 | 30 | 1DM | BUILDING | 03G | CHORUSMART DOM.RANG. | 01F | BASIC CHORUSMART | 6 | 48 | NR | 177.443 | CCM | 47.399 | 36.317 | G | 8011564445055 | 8011564672406 | 8011564672413 | 85366990
GW13122 | 3-WAY SWITCH 1M 2P 10AX SYM.UP-DOWN BE | PRZEŁĄCZNIK 1M 2P 10AX 6 ZACISKI BEŻ | 19.1 | 1 | NR | 18.8 | 1 | NR | 1.596% | OFFICIAL | 1DM03G01F1330AO100 | 30 | 1DM | BUILDING | 03G | CHORUSMART DOM.RANG. | 01F | BASIC CHORUSMART | 12 | 24 | NR | 117.345 | CCM | 42.72 | 34.973 | G | 8034035072161 | 8034035455186 | 8034035455193 | 85365080
GW13392 | CHINESE STD 2P+E 16A BEIGE | GNIAZDO ST. CHINY 2P+T 16A BEŻ | 9.55 | 1 | NR | 9.4 | 1 | NR | 1.596% | OFFICIAL | 1DM03G01F1330AS100 | 30 | 1DM | BUILDING | 03G | CHORUSMART DOM.RANG. | 01F | BASIC CHORUSMART | 6 | 48 | NR | 177.443 | CCM | 46.716 | 36.655 | G | 8034035073038 | 8034035456664 | 8034035456671 | 85366990
GW14039 | BADGE-OPERATED MECH.SWITCH 2M TITANIUM | ŁĄCZNIK MECH.OBSŁUG. KARTĄ 2M TYTAN | 19.1 | 1 | NR | 18.8 | 1 | NR | 1.596% | OFFICIAL | 1DM03G01F1552B0100 | 30 | 1DM | BUILDING | 03G | CHORUSMART DOM.RANG. | 01F | BASIC CHORUSMART | 1 | 6 | NR | 269.522 | CCM | 53 | 47.7 | G | 8011564439320 | 8011564439320 | 8011564667464 | 85389099
GW14611 | RINGER, 3 IND INPUTS 12V AC/DC 2M T | DZWONEK 3 WEJŚCIA NIEZAL. 12V AC/DC 2M T | 191 | 1 | NR | 188 | 1 | NR | 1.596% | OFFICIAL | 1DM03G01F1552BC100 | 40 | 1DM | BUILDING | 03G | CHORUSMART DOM.RANG. | 01F | BASIC CHORUSMART | 1 | 6 | NR | 269.522 | CCM | 73.333 | 50.733 | G | 8011564268340 | 8011564268340 | 8011564616783 | 85318040
GW15122 | 3-WAY SWITCH 1M 2P 10AX SYM.UP-DOWN WH | PRZEŁĄCZNIK 1M 2P 10AX 6 ZACISKI BIAŁY | 19.1 | 1 | NR | 18.8 | 1 | NR | 1.596% | OFFICIAL | 1DM03G01F1310A6100 | 30 | 1DM | BUILDING | 03G | CHORUSMART DOM.RANG. | 01F | BASIC CHORUSMART | 12 | 24 | NR | 117.345 | CCM | 42.72 | 34.973 | G | 8034035074868 | 8034035458927 | 8034035458934 | 85365080
GW15392 | CHINESE STD 2P+E 16A CH/WT | GNIAZDO ST.CHIN 2P+T 16A CH/WT | 9.55 | 1 | NR | 9.4 | 1 | NR | 1.596% | OFFICIAL | 1DM03G01F1310AA100 | 30 | 1DM | BUILDING | 03G | CHORUSMART DOM.RANG. | 01F | BASIC CHORUSMART | 6 | 48 | NR | 177.443 | CCM | 46.716 | 36.655 | G | 8034035075735 | 8034035460401 | 8034035460418 | 85366990
GW10721 | LATCHING RELAY 1M 1G 10AX 230V WHITE | PRZEKAŹNIK BLOKUJ 1M 1G 10AX 230V BIAŁY | 25.5 | 1 | NR | 25.1 | 1 | NR | 1.594% | OFFICIAL | 1DM03G01F1512A0100 | 30 | 1DM | BUILDING | 03G | CHORUSMART DOM.RANG. | 01F | BASIC CHORUSMART | 1 | 12 | NR | 161.828 | CCM | 33 | 29.7 | G | 8011564261129 | 8011564261129 | 8011564607170 | 85364900
GW12102 | REV.SWITCH, 2M 1P 16AX ILL LOC BLACK | ŁĄCZN.KRZYŻ.2M 1P 16AX PODŚW BLOK CZARNY | 25.5 | 1 | NR | 25.1 | 1 | NR | 1.594% | OFFICIAL | 1DM03G01F1532AI100 | 30 | 1DM | BUILDING | 03G | CHORUSMART DOM.RANG. | 01F | BASIC CHORUSMART | 6 | 12 | NR | 215.294 | CCM | 45.833 | 31.347 | G | 8011564268760 | 8011564617353 | 8011564617360 | 85365080
GW12103 | REV.SWITCH, 2M 1P 16AX ILL SIG BLACK | ŁĄCZN,KRZYŻ.2M 1P 16AX PODŚW SYG CZARNY | 25.5 | 1 | NR | 25.1 | 1 | NR | 1.594% | OFFICIAL | 1DM03G01F1532AI100 | 30 | 1DM | BUILDING | 03G | CHORUSMART DOM.RANG. | 01F | BASIC CHORUSMART | 6 | 12 | NR | 215.294 | CCM | 45.75 | 41.175 | G | 8011564268807 | 8011564617414 | 8011564617421 | 85365080
GW12372 | TV/SAT SOCKET 1M THROUGH 5dB F.CONN F B | GNIAZDO TV/SAT 1M PRZEPUST 5dB ZŁ.Ż F C | 25.5 | 1 | NR | 25.1 | 1 | NR | 1.594% | OFFICIAL | 1DM03G01F1532AQ100 | 30 | 1DM | BUILDING | 03G | CHORUSMART DOM.RANG. | 01F | BASIC CHORUSMART | 1 | 24 | NR | 158.172 | CCM | 70.833 | 63 | G | 8011564268968 | 8011564268968 | 8011564617612 | 85366910
GW12373 | TV/SAT SOCKET 1M THROUGH 10dB F.CONN F B | GNIAZDO TV/SAT 1M PRZEPUST 10dB ZŁ.Ż F C | 25.5 | 1 | NR | 25.1 | 1 | NR | 1.594% | OFFICIAL | 1DM03G01F1532AQ100 | 30 | 1DM | BUILDING | 03G | CHORUSMART DOM.RANG. | 01F | BASIC CHORUSMART | 1 | 24 | NR | 158.172 | CCM | 72.083 | 65 | G | 8011564268975 | 8011564268975 | 8011564617629 | 85366910
GW13102 | REV.SWITCH, 2M 1P 16AX ILL LOC BEIGE | ŁĄCZN. KRZYŻ. 2M 1P 16AX OŚW.LOK.BEŻ | 25.5 | 1 | NR | 25.1 | 1 | NR | 1.594% | OFFICIAL | 1DM03G01F1330AO100 | 30 | 1DM | BUILDING | 03G | CHORUSMART DOM.RANG. | 01F | BASIC CHORUSMART | 6 | 12 | NR | 234.69 | CCM | 57.12 | 32.167 | G | 8034035072086 | 8034035455025 | 8034035455032 | 85365080
GW13103 | REV.SWITCH, 2M 1P 16AX ILL SIG BEIGE | ŁĄCZN. KRZYŻ. 2M 1P 16AX OŚW.SYGN.BEŻ | 25.5 | 1 | NR | 25.1 | 1 | NR | 1.594% | OFFICIAL | 1DM03G01F1330AO100 | 30 | 1DM | BUILDING | 03G | CHORUSMART DOM.RANG. | 01F | BASIC CHORUSMART | 6 | 12 | NR | 234.69 | CCM | 57.27 | 32.104 | G | 8034035072109 | 8034035455063 | 8034035455070 | 85365080
GW13372 | TV/SAT SOCKET 1M THROUGH 5dB F.CONN F B | GNIAZDO TV/SAT 1M PRZEP.5dB C.F-DAM.BEŻ | 25.5 | 1 | NR | 25.1 | 1 | NR | 1.594% | OFFICIAL | 1DM03G01F1330AW100 | 30 | 1DM | BUILDING | 03G | CHORUSMART DOM.RANG. | 01F | BASIC CHORUSMART | 1 | 24 | NR | 117.199 | CCM | 63.961 | 53.004 | G | 8034035072949 | 8034035072949 | 8034035456565 | 85366910
GW13373 | TV/SAT SOCKET 1M THROUGH 10dB F.CONN F B | GNIAZDO TV/SAT 1M PRZEP.10dB C.F-DAM.BEŻ | 25.5 | 1 | NR | 25.1 | 1 | NR | 1.594% | OFFICIAL | 1DM03G01F1330AW100 | 30 | 1DM | BUILDING | 03G | CHORUSMART DOM.RANG. | 01F | BASIC CHORUSMART | 1 | 24 | NR | 117.199 | CCM | 56.96 | 49.354 | G | 8034035072956 | 8034035072956 | 8034035456572 | 85366910
GW14035 | 1-WAY SWITCH 2M 2P 16AX ILL SIG TITANIUM | ŁĄCZNIK POJ. 2M 2P 16AX PODŚW SYG TYTAN | 25.5 | 1 | NR | 25.1 | 1 | NR | 1.594% | OFFICIAL | 1DM03G01F1552B0100 | 30 | 1DM | BUILDING | 03G | CHORUSMART DOM.RANG. | 01F | BASIC CHORUSMART | 6 | 24 | NR | 168.328 | CCM | 42.708 | 38.437 | G | 8011564265486 | 8011564612549 | 8011564612556 | 85365080
GW14101 | REV.SWITCH 2M 1P 16AX TITANIUM | ŁĄCZNIK KRZYŻ., 2M 1P 16AX TYTAN | 25.5 | 1 | NR | 25.1 | 1 | NR | 1.594% | OFFICIAL | 1DM03G01F1552B0100 | 30 | 1DM | BUILDING | 03G | CHORUSMART DOM.RANG. | 01F | BASIC CHORUSMART | 6 | 12 | NR | 215.294 | CCM | 45.5 | 40 | G | 8011564265738 | 8011564613010 | 8011564613003 | 85365080
GW15102 | REV.SWITCH, 2M 1P 16AX ILL LOC WHITE | ŁĄCZN. KRZYŻ. 2M 1P 16AX OŚW.LOK.BIAŁY | 25.5 | 1 | NR | 25.1 | 1 | NR | 1.594% | OFFICIAL | 1DM03G01F1310A6100 | 30 | 1DM | BUILDING | 03G | CHORUSMART DOM.RANG. | 01F | BASIC CHORUSMART | 6 | 12 | NR | 234.69 | CCM | 45 | 32.167 | G | 8034035074783 | 8034035458767 | 8034035458774 | 85365080
GW15103 | REV.SWITCH, 2M 1P 16AX ILL SIG WHITE | ŁĄCZN. KRZYŻ. 2M 1P 16AX OŚW.SYGN.BIAŁY | 25.5 | 1 | NR | 25.1 | 1 | NR | 1.594% | OFFICIAL | 1DM03G01F1310A6100 | 30 | 1DM | BUILDING | 03G | CHORUSMART DOM.RANG. | 01F | BASIC CHORUSMART | 6 | 12 | NR | 234.69 | CCM | 45 | 32.104 | G | 8034035074806 | 8034035458804 | 8034035458811 | 85365080
GW15372 | TV/SAT SOCKET 1M THROUGH 5dB F.CONN F W | GNIAZDO TV/SAT 1M PRZ.5dB C.F-Ż.BIAŁY | 25.5 | 1 | NR | 25.1 | 1 | NR | 1.594% | OFFICIAL | 1DM03G01F1310AE100 | 30 | 1DM | BUILDING | 03G | CHORUSMART DOM.RANG. | 01F | BASIC CHORUSMART | 1 | 24 | NR | 117.199 | CCM | 63.961 | 53.004 | G | 8034035075643 | 8034035075643 | 8034035460302 | 85366910
GW15373 | TV/SAT SOCKET 1M THROUGH 10dB F.CONN F W | GNIAZDO TV/SAT 1M PRZ.10dB C.F-Ż.BIA. | 25.5 | 1 | NR | 25.1 | 1 | NR | 1.594% | OFFICIAL | 1DM03G01F1310AE100 | 30 | 1DM | BUILDING | 03G | CHORUSMART DOM.RANG. | 01F | BASIC CHORUSMART | 1 | 24 | NR | 117.199 | CCM | 56.96 | 49.354 | G | 8034035075650 | 8034035075650 | 8034035460319 | 85366910
GW16202VA | LUX PLATE 2-GANG SLATE | RAMKA LUX 2 MODUŁY ŁUPEK | 25.5 | 1 | NR | 25.1 | 1 | NR | 1.594% | OFFICIAL | 1DM03G01F1612E4100 | 30 | 1DM | BUILDING | 03G | CHORUSMART DOM.RANG. | 01F | BASIC CHORUSMART | 6 | 6 | NR | 430.588 | CCM | 76 | 68.4 | G | 8011564272750 | 8011564621510 | 8011564621510 | 85389099
GW16202VT | LUX PLATE 2-GANG TITANIUM | RAMKA LUX 2 MODUŁY TYTAN | 25.5 | 1 | NR | 25.1 | 1 | NR | 1.594% | OFFICIAL | 1DM03G01F1612E2100 | 30 | 1DM | BUILDING | 03G | CHORUSMART DOM.RANG. | 01F | BASIC CHORUSMART | 12 | 12 | NR | 458.413 | CCM | 73.5 | 62.208 | G | 8011564272712 | 8011564621473 | 8011564621473 | 85389099
GW16203VA | LUX PLATE 3-GANG SLATE | RAMKA LUX 3 MODUŁY ŁUPEK | 25.5 | 1 | NR | 25.1 | 1 | NR | 1.594% | OFFICIAL | 1DM03G01F1612E4100 | 30 | 1DM | BUILDING | 03G | CHORUSMART DOM.RANG. | 01F | BASIC CHORUSMART | 6 | 6 | NR | 430.588 | CCM | 71.33 | 57.314 | G | 8011564272767 | 8011564621527 | 8011564621527 | 85389099
GW16203VT | LUX PLATE 3-GANG TITANIUM | RAMKA LUX 3 MODUŁY TYTAN | 25.5 | 1 | NR | 25.1 | 1 | NR | 1.594% | OFFICIAL | 1DM03G01F1612E2100 | 30 | 1DM | BUILDING | 03G | CHORUSMART DOM.RANG. | 01F | BASIC CHORUSMART | 12 | 12 | NR | 458.413 | CCM | 67.5 | 60.75 | G | 8011564272729 | 8011564621480 | 8011564621480 | 85389099
GW16228CA | LUX INT. PLATE 2+2+2+2G H.AQUAMARINE GLA | RAMK. LUX INTERN. 2+2+2+2M POZ.SZKŁ.AKW. | 319 | 1 | NR | 314 | 1 | NR | 1.592% | OFFICIAL | 1DM03G01F1632FZ100 | 40 | 1DM | BUILDING | 03G | CHORUSMART DOM.RANG. | 01F | BASIC CHORUSMART | 1 | 8 | NR | 2065 | CCM | 321.875 | 289.688 | G | 8011564420694 | 8011564420694 | 8011564420694 | 85389099
GW16228CG | LUX INT. PLATE 2+2+2+2G HORIZ.ICE GLAS | RAMK. LUX INTERN. 2+2+2+2M POZ.SZKŁ.SZR. | 319 | 1 | NR | 314 | 1 | NR | 1.592% | OFFICIAL | 1DM03G01F1632FX100 | 40 | 1DM | BUILDING | 03G | CHORUSMART DOM.RANG. | 01F | BASIC CHORUSMART | 1 | 8 | NR | 2065 | CCM | 322.25 | 290.025 | G | 8011564420700 | 8011564420700 | 8011564420700 | 85389099
GW16228CO | LUX INT. PLATE 2+2+2+2G HORIZ.OCHRE GLAS | RAMK. LUX INTERN. 2+2+2+2M POZ.SZKŁ.OCH. | 319 | 1 | NR | 314 | 1 | NR | 1.592% | OFFICIAL | 1DM03G01F1632G1100 | 40 | 1DM | BUILDING | 03G | CHORUSMART DOM.RANG. | 01F | BASIC CHORUSMART | 1 | 8 | NR | 2065 | CCM | 334.625 | 301.163 | G | 8011564420717 | 8011564420717 | 8011564420717 | 85389099
GW16228MA | LUX INT. PLATE 2+2+2+2G H.BLACK ALUMINIU | RAMK. LUX INTERN. 2+2+2+2M POZ.CZARN.ALU | 319 | 1 | NR | 314 | 1 | NR | 1.592% | OFFICIAL | 1DM03G01F1632FT100 | 40 | 1DM | BUILDING | 03G | CHORUSMART DOM.RANG. | 01F | BASIC CHORUSMART | 1 | 8 | NR | 2065 | CCM | 322.25 | 290.025 | G | 8011564420724 | 8011564420724 | 8011564420724 | 85389099
GW16228MF | LUX INT. PLATE 2+2+2+2G HOR.OXIDISED IRO | RAMK. LUX INTERN.2+2+2+2M POZ.OKS.ŻEL. | 319 | 1 | NR | 314 | 1 | NR | 1.592% | OFFICIAL | 1DM03G01F1632FV100 | 40 | 1DM | BUILDING | 03G | CHORUSMART DOM.RANG. | 01F | BASIC CHORUSMART | 1 | 8 | NR | 2065 | CCM | 600.125 | 540.113 | G | 8011564420731 | 8011564420731 | 8011564420731 | 85389099
GW16229CA | LUX INT. PLATE 2+2+2+2G V.AQUAMARINE GLA | RAMK. LUX INTERN. 2+2+2+2M PIO.SZKŁ.AKW. | 319 | 1 | NR | 314 | 1 | NR | 1.592% | OFFICIAL | 1DM03G01F1632FZ100 | 40 | 1DM | BUILDING | 03G | CHORUSMART DOM.RANG. | 01F | BASIC CHORUSMART | 1 | 8 | NR | 2065 | CCM | 319.875 | 287.888 | G | 8011564420755 | 8011564420755 | 8011564420755 | 85389099
GW16229CG | LUX INT. PLATE 2+2+2+2G VER. ICE GLAS | RAMK. LUX INTERN. 2+2+2+2M PI. SZKŁ.SZR | 319 | 1 | NR | 314 | 1 | NR | 1.592% | OFFICIAL | 1DM03G01F1632FX100 | 40 | 1DM | BUILDING | 03G | CHORUSMART DOM.RANG. | 01F | BASIC CHORUSMART | 1 | 8 | NR | 2065 | CCM | 318.375 | 286.538 | G | 0 | 0 | 0 | 0
GW16229CO | LUX INT. PLATE 2+2+2+2G VER.OCHRE GLASS | RAMK. LUX INTERN.2+2+2+2M PIO SZKŁ.OCHRA | 319 | 1 | NR | 314 | 1 | NR | 1.592% | OFFICIAL | 1DM03G01F1632G1100 | 40 | 1DM | BUILDING | 03G | CHORUSMART DOM.RANG. | 01F | BASIC CHORUSMART | 1 | 8 | NR | 2065 | CCM | 317.625 | 285.863 | G | 8011564420779 | 8011564420779 | 8011564420779 | 85389099
GW16229MA | LUX INT. PLATE 2+2+2+2G V.BLACK ALUMINIU | RAMK. LUX INTERN. 2+2+2+2M PIO.CZARN.ALU | 319 | 1 | NR | 314 | 1 | NR | 1.592% | OFFICIAL | 1DM03G01F1632FT100 | 40 | 1DM | BUILDING | 03G | CHORUSMART DOM.RANG. | 01F | BASIC CHORUSMART | 1 | 8 | NR | 2065 | CCM | 337.75 | 303.975 | G | 8011564420786 | 8011564420786 | 8011564420786 | 85389099
GW16229MF | LUX INT. PLATE 2+2+2+2G V.OXIDISED IRON | RAMK. LUX INTERN. 2+2+2+2M PION OKS.ŻEL. | 319 | 1 | NR | 314 | 1 | NR | 1.592% | OFFICIAL | 1DM03G01F1632FV100 | 40 | 1DM | BUILDING | 03G | CHORUSMART DOM.RANG. | 01F | BASIC CHORUSMART | 1 | 8 | NR | 2065 | CCM | 602.375 | 542.138 | G | 0 | 0 | 0 | 0
GW10191 | P-BUTTON 2M 1P NO 10A ILL NAME PL. WHITE | PRZYCISK 2M 1P NO 10A PODŚW. TABL. BIAŁY | 12.8 | 1 | NR | 12.6 | 1 | NR | 1.587% | OFFICIAL | 1DM03G01F1512A0100 | 30 | 1DM | BUILDING | 03G | CHORUSMART DOM.RANG. | 01F | BASIC CHORUSMART | 6 | 24 | NR | 277.888 | CCM | 44.42 | 31.264 | G | 8011564261884 | 8011564607903 | 8011564607910 | 85365080
GW10192 | P-BUTTON 3M 1P NO 10A ILL NAME PL. WHITE | PRZYCISK 3M 1P NO 10A PODŚW. TABL. BIAŁY | 12.8 | 1 | NR | 12.6 | 1 | NR | 1.587% | OFFICIAL | 1DM03G01F1512A0100 | 30 | 1DM | BUILDING | 03G | CHORUSMART DOM.RANG. | 01F | BASIC CHORUSMART | 4 | 16 | NR | 416.831 | CCM | 62.625 | 56.362 | G | 8011564261907 | 8011564607941 | 8011564607958 | 85365080
GW12005 | 1-WAY SWITCH, 1M 2P 16AX ILL SIG BLACK | ŁĄCZNIK POJ.1M 2P 16AX PODŚ SYG CZARNY | 12.8 | 1 | NR | 12.6 | 1 | NR | 1.587% | OFFICIAL | 1DM03G01F1532AI100 | 30 | 1DM | BUILDING | 03G | CHORUSMART DOM.RANG. | 01F | BASIC CHORUSMART | 12 | 24 | NR | 107.647 | CCM | 30.54 | 24.357 | G | 8011564265271 | 8011564612204 | 8011564613713 | 85365080
GW12035 | 1-WAY SWITCH, 2M 2P 16AX ILL SIG BLACK | ŁĄCZNIK POJ.2M 2P 16AX PODŚ SYG CZARNY | 19.2 | 1 | NR | 18.9 | 1 | NR | 1.587% | OFFICIAL | 1DM03G01F1532AI100 | 30 | 1DM | BUILDING | 03G | CHORUSMART DOM.RANG. | 01F | BASIC CHORUSMART | 6 | 24 | NR | 168.328 | CCM | 42.083 | 30.118 | G | 8011564266162 | 8011564613874 | 8011564613881 | 85365080
GW12135 | PUSH-BUTTON 1M 2P NO 16A ILL SIG BLACK | PRZYCISK, 1M 2P NO 16A PODŚW SYG CZARNY | 12.8 | 1 | NR | 12.6 | 1 | NR | 1.587% | OFFICIAL | 1DM03G01F1532AI100 | 30 | 1DM | BUILDING | 03G | CHORUSMART DOM.RANG. | 01F | BASIC CHORUSMART | 12 | 24 | NR | 107.647 | CCM | 31.417 | 28.275 | G | 8011564269552 | 8011564618411 | 8011564618428 | 85365080
GW12371 | TV/SAT SOCKET 1M DIRECT F.CONN FEM B | GNIAZDO TV/SAT 1M BEZP ZŁ. ŻEŃSKIE F C | 19.2 | 1 | NR | 18.9 | 1 | NR | 1.587% | OFFICIAL | 1DM03G01F1532AQ100 | 30 | 1DM | BUILDING | 03G | CHORUSMART DOM.RANG. | 01F | BASIC CHORUSMART | 1 | 48 | NR | 114.603 | CCM | 68.333 | 61.5 | G | 8011564266674 | 8011564266674 | 8011564614611 | 85366910
GW13005 | 1-WAY SWITCH, 1M 2P 16AX ILL SIG BEIGE | PRZYCISK 1M 2P 16AX OŚW.SYGN.BEŻ | 12.8 | 1 | NR | 12.6 | 1 | NR | 1.587% | OFFICIAL | 1DM03G01F1330AO100 | 30 | 1DM | BUILDING | 03G | CHORUSMART DOM.RANG. | 01F | BASIC CHORUSMART | 12 | 24 | NR | 117.345 | CCM | 30.476 | 24.355 | G | 8034035071690 | 8034035454271 | 8034035454288 | 85365080
GW13035 | 1-WAY SWITCH, 2M 2P 16AX ILL SIG BEIGE | PRZYCISK 2M 2P 16AX OŚW.SYGN.BEŻ | 19.2 | 1 | NR | 18.9 | 1 | NR | 1.587% | OFFICIAL | 1DM03G01F1330AO100 | 30 | 1DM | BUILDING | 03G | CHORUSMART DOM.RANG. | 01F | BASIC CHORUSMART | 6 | 24 | NR | 168.328 | CCM | 52.985 | 30.472 | G | 8034035071829 | 8034035454523 | 8034035454530 | 85365080
GW13135 | PUSH-BUTTON, 1M 2P NO 16A ILL SIG BEIGE | PRZYCISK 1M 2P NA 16A OŚW.SYGN.BEŻ | 12.8 | 1 | NR | 12.6 | 1 | NR | 1.587% | OFFICIAL | 1DM03G01F1330AO100 | 30 | 1DM | BUILDING | 03G | CHORUSMART DOM.RANG. | 01F | BASIC CHORUSMART | 12 | 24 | NR | 117.345 | CCM | 31.727 | 24.248 | G | 8034035072222 | 8034035455308 | 8034035455315 | 85365080
GW13371 | TV/SAT SOCKET 1M DIRECT F.CONN F BEIGE | GNIAZDO TV/SAT 1M BEZP C.F-DAM.BEŻ | 19.2 | 1 | NR | 18.9 | 1 | NR | 1.587% | OFFICIAL | 1DM03G01F1330AW100 | 30 | 1DM | BUILDING | 03G | CHORUSMART DOM.RANG. | 01F | BASIC CHORUSMART | 1 | 48 | NR | 114.603 | CCM | 58.76 | 58.167 | G | 8034035072932 | 8034035072932 | 8034035456558 | 85366910
GW15005 | 1-WAY SWITCH, 1M 2P 16AX ILL SIG WHITE | PRZYC.1M 2P 16AX OŚW.SYGN.BIAŁY | 12.8 | 1 | NR | 12.6 | 1 | NR | 1.587% | OFFICIAL | 1DM03G01F1310A6100 | 30 | 1DM | BUILDING | 03G | CHORUSMART DOM.RANG. | 01F | BASIC CHORUSMART | 12 | 24 | NR | 117.345 | CCM | 30.476 | 24.355 | G | 8034035074394 | 8034035458019 | 8034035458026 | 85365080
GW15035 | 1-WAY SWITCH, 2M 2P 16AX ILL SIG WHITE | PRZYC.2M 2P 16AX OŚW.SYGN.BIAŁY | 19.2 | 1 | NR | 18.9 | 1 | NR | 1.587% | OFFICIAL | 1DM03G01F1310A6100 | 30 | 1DM | BUILDING | 03G | CHORUSMART DOM.RANG. | 01F | BASIC CHORUSMART | 6 | 24 | NR | 168.328 | CCM | 52.985 | 30.472 | G | 8034035074523 | 8034035458262 | 8034035458279 | 85365080
GW15135 | PUSH-BUTTON, 1M 2P NO 16A ILL SIG WHITE | PRZYCISK 1M 2P NA 16A OŚW.SYGN.BIAŁY | 12.8 | 1 | NR | 12.6 | 1 | NR | 1.587% | OFFICIAL | 1DM03G01F1310A6100 | 30 | 1DM | BUILDING | 03G | CHORUSMART DOM.RANG. | 01F | BASIC CHORUSMART | 12 | 24 | NR | 117.345 | CCM | 31.727 | 24.248 | G | 8034035074929 | 8034035459047 | 8034035459054 | 85365080
GW15371 | TV/SAT SOCKET 1M DIRECT F.CONN F WHITE | GNIAZDO TV/SAT 1M BEZP C.F-Ż.BIAŁY | 19.2 | 1 | NR | 18.9 | 1 | NR | 1.587% | OFFICIAL | 1DM03G01F1310AE100 | 30 | 1DM | BUILDING | 03G | CHORUSMART DOM.RANG. | 01F | BASIC CHORUSMART | 1 | 48 | NR | 114.603 | CCM | 58.76 | 58.167 | G | 8034035075636 | 8034035075636 | 8034035460296 | 85366910
GW12711 | LPG DETECTOR 2M 12V AC/DC BLACK | CZUJNIK LPG 2M 12V AC/DC CZARNY | 256 | 1 | NR | 252 | 1 | NR | 1.587% | OFFICIAL | 1DM03G01F1532AY100 | 30 | 1DM | BUILDING | 03G | CHORUSMART DOM.RANG. | 01F | BASIC CHORUSMART | 1 | 2 | NR | 2019.938 | CCM | 239 | 200 | G | 8011564267480 | 8011564267480 | 8011564615748 | 90271010
GW12712 | DETECTOR CH4 2M 12V AC/DC BLACK | CZUJNIK CH4 2M 12V AC/DC CZARNY | 256 | 1 | NR | 252 | 1 | NR | 1.587% | OFFICIAL | 1DM03G01F1532AY100 | 30 | 1DM | BUILDING | 03G | CHORUSMART DOM.RANG. | 01F | BASIC CHORUSMART | 1 | 2 | NR | 2019.938 | CCM | 250 | 59.298 | G | 8011564267497 | 8011564267497 | 8011564615755 | 90271010
GW13712 | CH4 DETECTOR 2M 12V AC/DC BEIGE | WYWOŁYWACZ CH4 2M 12V ac/dc BEŻ | 256 | 1 | NR | 252 | 1 | NR | 1.587% | OFFICIAL | 1DM03G01F1330FG100 | 30 | 1DM | BUILDING | 03G | CHORUSMART DOM.RANG. | 01F | BASIC CHORUSMART | 1 | 2 | NR | 2019.938 | CCM | 215.245 | 58.479 | G | 8034035073915 | 8034035073915 | 8034035457715 | 90271010
GW15712 | CH4 DETECTOR 2M 12V AC/DC WHITE | WYKRYWACZ CH4 2M 12V ac/dc BIAŁY | 256 | 1 | NR | 252 | 1 | NR | 1.587% | OFFICIAL | 1DM03G01F1310AM100 | 30 | 1DM | BUILDING | 03G | CHORUSMART DOM.RANG. | 01F | BASIC CHORUSMART | 1 | 2 | NR | 2019.938 | CCM | 215.794 | 59.028 | G | 8034035076619 | 8034035076619 | 8034035461453 | 90271010
GW14161 | PUSH-BUTTON 1/2M 1P NO 10A TITANIUM | PRZYCISK, 1/2M 1P NO 10A TYTAN | 12.9 | 1 | NR | 12.7 | 1 | NR | 1.575% | OFFICIAL | 1DM03G01F1552B0100 | 30 | 1DM | BUILDING | 03G | CHORUSMART DOM.RANG. | 01F | BASIC CHORUSMART | 6 | 24 | NR | 67.38 | CCM | 17.953 | 15.515 | G | 8011564266018 | 8011564613553 | 8011564613546 | 85365080
GW14171 | PUSH-BUTTON 2M 1P NO 16A TITANIUM | PRZYCISK, 2M 1P NO 16A TYTAN | 12.9 | 1 | NR | 12.7 | 1 | NR | 1.575% | OFFICIAL | 1DM03G01F1552B0100 | 30 | 1DM | BUILDING | 03G | CHORUSMART DOM.RANG. | 01F | BASIC CHORUSMART | 6 | 24 | NR | 168.328 | CCM | 35.667 | 32.1 | G | 8011564266032 | 8011564613591 | 8011564613584 | 85365080
GW16203PN | LUX PLATE 3-GANG BLACK LEATHER | RAMKA LUX 3 MODUŁY CZARNA SKÓRA | 129 | 1 | NR | 127 | 1 | NR | 1.575% | OFFICIAL | 1DM03G01F1612EG100 | 40 | 1DM | BUILDING | 03G | CHORUSMART DOM.RANG. | 01F | BASIC CHORUSMART | 1 | 16 | NR | 1032.5 | CCM | 133.75 | 120.375 | G | 0 | 0 | 0 | 0
GW16203PR | LUX PLATE 3-GANG RUBY LEATHER | RAMKA LUX 3 MODUŁY RUBINOWA SKÓRA | 129 | 1 | NR | 127 | 1 | NR | 1.575% | OFFICIAL | 1DM03G01F1612EK100 | 40 | 1DM | BUILDING | 03G | CHORUSMART DOM.RANG. | 01F | BASIC CHORUSMART | 1 | 16 | NR | 1032.5 | CCM | 134.375 | 120.937 | G | 0 | 0 | 0 | 0
GW10341 | S. OUT. 2M 2P+E 16A DE FRONT TERMINALS W | GNIAZDO 2M 2P+E 16A NIE ZACISKI FRONT B | 9.7 | 1 | NR | 9.55 | 1 | NR | 1.571% | OFFICIAL | 1DM03G01F1512A4100 | 30 | 1DM | BUILDING | 03G | CHORUSMART DOM.RANG. | 01F | BASIC CHORUSMART | 6 | 12 | NR | 234.69 | CCM | 55.667 | 50.1 | G | 8011564280755 | 8011564627338 | 8011564627345 | 85366990
GW10491 | FUSE HOLDER 16A 250V AC 1M WHITE | UCHWYT BEZPIECZNIKA 16A 250V AC 1M BIAŁY | 9.7 | 1 | NR | 9.55 | 1 | NR | 1.571% | OFFICIAL | 1DM03G01F1512AA100 | 30 | 1DM | BUILDING | 03G | CHORUSMART DOM.RANG. | 01F | BASIC CHORUSMART | 1 | 12 | NR | 134.761 | CCM | 30 | 27 | G | 8011564262898 | 8011564262898 | 8011564609235 | 85361050
GW11242 | GER STD S.-OUT 2M 2P+E 16A WITH COVER IV | GNIAZDO 2M 2P+T 16A NIEM. Z K.KOŚĆ SŁ. | 9.7 | 1 | NR | 9.55 | 1 | NR | 1.571% | OFFICIAL | 1DM03G01F1522A5100 | 30 | 1DM | BUILDING | 03G | CHORUSMART DOM.RANG. | 01F | BASIC CHORUSMART | 6 | 48 | NR | 177.443 | CCM | 54.358 | 44.729 | G | 8011564870413 | 8011564996311 | 8011564996328 | 85366990
GW12161 | PUSH-BUTTON 1/2M 1P NO 10A BLACK | PRZYCISK, 1/2M 1P NO 10A CZARNY | 9.7 | 1 | NR | 9.55 | 1 | NR | 1.571% | OFFICIAL | 1DM03G01F1532AI100 | 30 | 1DM | BUILDING | 03G | CHORUSMART DOM.RANG. | 01F | BASIC CHORUSMART | 6 | 24 | NR | 67.38 | CCM | 17.208 | 15.488 | G | 8011564269415 | 8011564618138 | 8011564618145 | 85365080
GW12171 | PUSH-BUTTON 2M 1P NO 16A BLACK | PRZYCISK, 2M 1P NO 16A CZARNY | 9.7 | 1 | NR | 9.55 | 1 | NR | 1.571% | OFFICIAL | 1DM03G01F1532AI100 | 30 | 1DM | BUILDING | 03G | CHORUSMART DOM.RANG. | 01F | BASIC CHORUSMART | 6 | 24 | NR | 168.328 | CCM | 35.66 | 24.572 | G | 8011564269439 | 8011564618176 | 8011564618183 | 85365080
GW13161 | PUSH-BUTTON, 1/2M 1P NO 10A BEIGE | PRZYCISK 1/2M 1P NA 10A BEŻ | 9.7 | 1 | NR | 9.55 | 1 | NR | 1.571% | OFFICIAL | 1DM03G01F1330AO100 | 30 | 1DM | BUILDING | 03G | CHORUSMART DOM.RANG. | 01F | BASIC CHORUSMART | 6 | 24 | NR | 67.38 | CCM | 55.016 | 12.905 | G | 8034035072383 | 8034035455605 | 8034035455612 | 85365080
GW13171 | PUSH-BUTTON, 2M 1P NO 16A BEIGE | PRZYCISK 2M 1P NA 16A BEŻ | 9.7 | 1 | NR | 9.55 | 1 | NR | 1.571% | OFFICIAL | 1DM03G01F1330AO100 | 30 | 1DM | BUILDING | 03G | CHORUSMART DOM.RANG. | 01F | BASIC CHORUSMART | 6 | 24 | NR | 168.328 | CCM | 35.993 | 24.746 | G | 8034035072406 | 8034035455643 | 8034035455650 | 85365080
GW14132 | P-BUTTON 1M 1P NO 16A ILL LOC TITANIUM | PRZYCISK, 1M 1P NO 16A PODŚW BLOK TYTAN | 9.7 | 1 | NR | 9.55 | 1 | NR | 1.571% | OFFICIAL | 1DM03G01F1552B0100 | 30 | 1DM | BUILDING | 03G | CHORUSMART DOM.RANG. | 01F | BASIC CHORUSMART | 12 | 24 | NR | 80.914 | CCM | 24.79 | 19.132 | G | 8011564265844 | 8011564613232 | 8011564613225 | 85365080
GW14203 | SOCKET 1M 2P+E 16A D.AM P17-11 IT ST T | GNIAZDO 1M 2P+E 16A D.AM P17-11 ST WŁ T | 9.7 | 1 | NR | 9.55 | 1 | NR | 1.571% | OFFICIAL | 1DM03G01F1552B4100 | 30 | 1DM | BUILDING | 03G | CHORUSMART DOM.RANG. | 01F | BASIC CHORUSMART | 12 | 96 | NR | 88.721 | CCM | 32.292 | 29.062 | G | 8011564266308 | 8011564614215 | 8011564614208 | 85366990
GW15161 | PUSH-BUTTON, 1/2M 1P NO 10A WHITE | PRZYCISK 1/2M 1P NA 10A BIAŁY | 9.7 | 1 | NR | 9.55 | 1 | NR | 1.571% | OFFICIAL | 1DM03G01F1310A6100 | 30 | 1DM | BUILDING | 03G | CHORUSMART DOM.RANG. | 01F | BASIC CHORUSMART | 6 | 24 | NR | 67.38 | CCM | 55.016 | 12.905 | G | 8034035075087 | 8034035459344 | 8034035459351 | 85365080
GW15171 | PUSH-BUTTON, 2M 1P NO 16A WHITE | PRZYCISK 2M 1P NA 16A BIAŁY | 9.7 | 1 | NR | 9.55 | 1 | NR | 1.571% | OFFICIAL | 1DM03G01F1310A6100 | 30 | 1DM | BUILDING | 03G | CHORUSMART DOM.RANG. | 01F | BASIC CHORUSMART | 6 | 24 | NR | 168.328 | CCM | 35.993 | 24.746 | G | 8034035075100 | 8034035459382 | 8034035459399 | 85365080
GW10171F | PUSH-BUTTON, 2M 1P NO 16A R.W. WHITE | PRZYCISK, 2M 1P NO 16A ZACISK BIAŁY | 9.75 | 1 | NR | 9.6 | 1 | NR | 1.562% | OFFICIAL | 1DM03G01F1512A2100 | 30 | 1DM | BUILDING | 03G | CHORUSMART DOM.RANG. | 01F | BASIC CHORUSMART | 6 | 24 | NR | 277.888 | CCM | 41.333 | 37.2 | G | 8011564258600 | 8011564603257 | 8011564603264 | 85365080
GW10241F | S. OUT. 2M 2P+E 16A DE QUICK WIRING WH | GNIAZ.2M 2P+E 16A NIEM.SZYBKI MONTAŻ BIA | 9.75 | 1 | NR | 9.6 | 1 | NR | 1.562% | OFFICIAL | 1DM03G01F1512A2100 | 30 | 1DM | BUILDING | 03G | CHORUSMART DOM.RANG. | 01F | BASIC CHORUSMART | 6 | 12 | NR | 215.294 | CCM | 52.25 | 47.025 | G | 8011564425019 | 8011564652019 | 8011564652026 | 85366990
GW10247F | S. OUTL. 2M 2P+E 16A FR QUICK WIRING WH | GNIAZDO 2M 2P+E 16A FR SZYBKI MONTAŻ BIA | 9.75 | 1 | NR | 9.6 | 1 | NR | 1.562% | OFFICIAL | 1DM03G01F1512A6100 | 30 | 1DM | BUILDING | 03G | CHORUSMART DOM.RANG. | 01F | BASIC CHORUSMART | 6 | 12 | NR | 215.294 | CCM | 52.5 | 47.25 | G | 8011564425309 | 8011564652545 | 8011564652552 | 85366990
GW10248 | S. OUTL. 2M 2P+E 16A FR FRONT TERM. WH | GNIAZDO 2M 2P+E 16A FR ZACIS. FRONT BIA | 9.75 | 1 | NR | 9.6 | 1 | NR | 1.562% | OFFICIAL | 1DM03G01F1512A4100 | 30 | 1DM | BUILDING | 03G | CHORUSMART DOM.RANG. | 01F | BASIC CHORUSMART | 6 | 12 | NR | 215.294 | CCM | 56 | 50.4 | G | 8011564292758 | 8011564638105 | 8011564638112 | 85366990
GW12131 | PUSH-BUTTON 1M 1P NO 16A BLACK | PRZYCISK, 1M 1P NO 16A CZARNY | 6.5 | 1 | NR | 6.4 | 1 | NR | 1.562% | OFFICIAL | 1DM03G01F1532AI100 | 30 | 1DM | BUILDING | 03G | CHORUSMART DOM.RANG. | 01F | BASIC CHORUSMART | 12 | 96 | NR | 63.225 | CCM | 23.1 | 18.857 | G | 8011564267190 | 8011564615540 | 8011564615557 | 85365080
GW12137 | PUSH-BUTTON 1M 1P NC 16A BLACK | PRZYCISK, 1M 1P NC 16A CZARNY | 6.5 | 1 | NR | 6.4 | 1 | NR | 1.562% | OFFICIAL | 1DM03G01F1532AI100 | 30 | 1DM | BUILDING | 03G | CHORUSMART DOM.RANG. | 01F | BASIC CHORUSMART | 12 | 24 | NR | 80.914 | CCM | 25.25 | 18.968 | G | 8011564269569 | 8011564618435 | 8011564618442 | 85365080
GW12201 | SOCKET, 1M 2P+E 10A P11 IT ST BLACK | GNIAZDO, 1M 2P+E 10A P11 ST WŁ CZARNE | 6.5 | 1 | NR | 6.4 | 1 | NR | 1.562% | OFFICIAL | 1DM03G01F1532AM100 | 30 | 1DM | BUILDING | 03G | CHORUSMART DOM.RANG. | 01F | BASIC CHORUSMART | 12 | 96 | NR | 88.721 | CCM | 32.292 | 29.062 | G | 8011564267206 | 8011564615564 | 8011564615571 | 85366990
GW12287 | SOCKET 1M 2P 15A EU/USA ST BLACK | GNIAZDO, 1M 2P 15A ST UE/USA CZARNE | 6.5 | 1 | NR | 6.4 | 1 | NR | 1.562% | OFFICIAL | 1DM03G01F1532AM100 | 30 | 1DM | BUILDING | 03G | CHORUSMART DOM.RANG. | 01F | BASIC CHORUSMART | 12 | 48 | NR | 84.164 | CCM | 26.167 | 23.55 | G | 8011564267183 | 8011564615526 | 8011564615533 | 85366990
GW13131 | PUSH-BUTTON, 1M 1P NO 16A BEIGE | PRZYCISK 1M 1P NA 16A BEŻ | 6.5 | 1 | NR | 6.4 | 1 | NR | 1.562% | OFFICIAL | 1DM03G01F1330AO100 | 30 | 1DM | BUILDING | 03G | CHORUSMART DOM.RANG. | 01F | BASIC CHORUSMART | 12 | 96 | NR | 63.225 | CCM | 22.953 | 18.672 | G | 8034035072185 | 8034035455223 | 8034035455230 | 85365080
GW13137 | PUSH-BUTTON, 1M 1P NC 16A BEIGE | PRZYCISK 1M 1P NC 16A BEŻ | 6.5 | 1 | NR | 6.4 | 1 | NR | 1.562% | OFFICIAL | 1DM03G01F1330AO100 | 30 | 1DM | BUILDING | 03G | CHORUSMART DOM.RANG. | 01F | BASIC CHORUSMART | 12 | 24 | NR | 80.914 | CCM | 38.217 | 18.684 | G | 8034035072246 | 8034035455339 | 8034035455346 | 85365080
GW13201 | S. OUT. 1M 2P+E 10A P11 IT BEIGE | GNIAZDO 1M 2P+T 10A P11 ST.ITA.BEŻ | 6.5 | 1 | NR | 6.4 | 1 | NR | 1.562% | OFFICIAL | 1DM03G01F1330AS100 | 30 | 1DM | BUILDING | 03G | CHORUSMART DOM.RANG. | 01F | BASIC CHORUSMART | 12 | 96 | NR | 88.721 | CCM | 32.657 | 27.834 | G | 8034035072574 | 8034035455957 | 8034035455964 | 85366990
GW13287 | S. OUTLET 1M 2P 15A EU/USA BEIGE | GNIAZDO 1M 2P 15A ST.EUROUSA BEŻ | 6.5 | 1 | NR | 6.4 | 1 | NR | 1.562% | OFFICIAL | 1DM03G01F1330AS100 | 30 | 1DM | BUILDING | 03G | CHORUSMART DOM.RANG. | 01F | BASIC CHORUSMART | 12 | 48 | NR | 84.164 | CCM | 29.561 | 20.889 | G | 8034035072734 | 8034035456244 | 8034035456251 | 85366990
GW15131 | PUSH-BUTTON, 1M 1P NO 16A WHITE | PRZYCISK 1M 1P NA 16A BIAŁY | 6.5 | 1 | NR | 6.4 | 1 | NR | 1.562% | OFFICIAL | 1DM03G01F1310A6100 | 30 | 1DM | BUILDING | 03G | CHORUSMART DOM.RANG. | 01F | BASIC CHORUSMART | 12 | 96 | NR | 63.225 | CCM | 42.767 | 18.671 | G | 8034035074882 | 8034035458965 | 8034035458972 | 85365080
GW15137 | PUSH-BUTTON, 1M 1P NC 16A WHITE | PRZYCISK 1M 1P NC 16A BIAŁY | 6.5 | 1 | NR | 6.4 | 1 | NR | 1.562% | OFFICIAL | 1DM03G01F1310A6100 | 30 | 1DM | BUILDING | 03G | CHORUSMART DOM.RANG. | 01F | BASIC CHORUSMART | 12 | 24 | NR | 80.914 | CCM | 38.277 | 18.684 | G | 8034035074943 | 8034035459078 | 8034035459085 | 85365080
GW15201 | S. OUT. 1M 2P+E 10A P11 IT WHITE | GNIAZDO 1M 2P+T 10A P11 ST.ITA.BIAŁY | 6.5 | 1 | NR | 6.4 | 1 | NR | 1.562% | OFFICIAL | 1DM03G01F1310AA100 | 30 | 1DM | BUILDING | 03G | CHORUSMART DOM.RANG. | 01F | BASIC CHORUSMART | 12 | 96 | NR | 88.721 | CCM | 32.657 | 27.834 | G | 8034035075278 | 8034035459696 | 8034035459702 | 85366990
GW15287 | S. OUTLET 1M 2P 15A EU/USA WHITE | GNIAZDO 1M 2P 15A ST. EUROUSA BIAŁY | 6.5 | 1 | NR | 6.4 | 1 | NR | 1.562% | OFFICIAL | 1DM03G01F1310AA100 | 30 | 1DM | BUILDING | 03G | CHORUSMART DOM.RANG. | 01F | BASIC CHORUSMART | 12 | 48 | NR | 84.164 | CCM | 29.561 | 20.889 | G | 8034035075438 | 8034035459986 | 8034035459993 | 85366990
GW16108VL | ONE PLATE 4+4M SATIN NATURAL BEIGE | RAMKA ONE 4+4P NATURAL. BEŻ SATYNA | 9.75 | 1 | NR | 9.6 | 1 | NR | 1.562% | OFFICIAL | 1DM03G01F1572HQ100 | 30 | 1DM | BUILDING | 03G | CHORUSMART DOM.RANG. | 01F | BASIC CHORUSMART | 1 | 6 | NR | 673.313 | CCM | 59.582 | 41.927 | G | 8034035081811 | 8034035463679 | 8034035463679 | 85389099
GW16108VW | ONE PLATE 4+4M SATIN WHITE | RAMKA ONE 4+4P BIAŁY SATYNA | 9.75 | 1 | NR | 9.6 | 1 | NR | 1.562% | OFFICIAL | 1DM03G01F1572HO100 | 30 | 1DM | BUILDING | 03G | CHORUSMART DOM.RANG. | 01F | BASIC CHORUSMART | 1 | 6 | NR | 673.313 | CCM | 61.667 | 41.927 | G | 8034035081828 | 8034035463686 | 8034035463686 | 85389099
GW16112TB | ONE PLATE 6+6M WHITE | RAMKA ONE 12 MODUŁÓW MLECZNOBIAŁA | 9.75 | 1 | NR | 9.6 | 1 | NR | 1.562% | OFFICIAL | 1DM03G01F1572CM100 | 30 | 1DM | BUILDING | 03G | CHORUSMART DOM.RANG. | 01F | BASIC CHORUSMART | 6 | 6 | NR | 916.825 | CCM | 74.833 | 67.35 | G | 8011564271166 | 8011564619869 | 8011564619869 | 85389099
GW16112VL | ONE PLATE 6+6M SATIN NATURAL BEIGE | RAMKA ONE 6+6P NATURAL. BEŻ SATYNA | 9.75 | 1 | NR | 9.6 | 1 | NR | 1.562% | OFFICIAL | 1DM03G01F1572HQ100 | 30 | 1DM | BUILDING | 03G | CHORUSMART DOM.RANG. | 01F | BASIC CHORUSMART | 1 | 6 | NR | 916.825 | CCM | 59.582 | 52.527 | G | 8034035081842 | 8034035463709 | 8034035463709 | 85389099
GW16112VW | ONE PLATE 6+6M SATIN WHITE | RAMKA ONE 6+6P BIAŁY SATYNA | 9.75 | 1 | NR | 9.6 | 1 | NR | 1.562% | OFFICIAL | 1DM03G01F1572HO100 | 30 | 1DM | BUILDING | 03G | CHORUSMART DOM.RANG. | 01F | BASIC CHORUSMART | 1 | 6 | NR | 916.825 | CCM | 72.667 | 53.517 | G | 8034035081859 | 8034035463716 | 8034035463716 | 85389099
GW16304PR | ART PLATE 4-GANG RUBY LEATHER | RAMKA ART 4 MODUŁY RUBINOWA SKÓRA | 130 | 1 | NR | 128 | 1 | NR | 1.562% | OFFICIAL | 1DM03G01F1652GK100 | 40 | 1DM | BUILDING | 03G | CHORUSMART DOM.RANG. | 01F | BASIC CHORUSMART | 1 | 12 | NR | 1376.667 | CCM | 211 | 189.9 | G
GW16825 | SUPPORT, FRENCH STANDARD, 6-GANG | WSPORNIK, STANDARD FRANCUSKI 6 MODUŁÓW | 3.25 | 1 | NR | 3.2 | 1 | NR | 1.562% | OFFICIAL | 1DM03G01F1672BU100 | 30 | 1DM | BUILDING | 03G | CHORUSMART DOM.RANG. | 01F | BASIC CHORUSMART | 12 | 48 | NR | 481.406 | CCM | 39.041 | 39 | G | 8011564422216 | 8011564647534 | 8011564647541 | 85389099
GW12196 | BLANKING MODULE, 1M, CABLE OUTPUT, BLACK | MODUŁ ZAŚLEPIAJĄCY 1M WYJŚCIE KABL CZARN | 6.55 | 1 | NR | 6.45 | 1 | NR | 1.55% | OFFICIAL | 1DM03G01F1532AI100 | 30 | 1DM | BUILDING | 03G | CHORUSMART DOM.RANG. | 01F | BASIC CHORUSMART | 1 | 48 | NR | 114.603 | CCM | 20.35 | 16 | G | 8011564266636 | 8011564266636 | 8011564614079 | 85389099
GW13196 | BLANKING MODULE 1M CABLE OUTPUT BEIGE | MODUŁ ZAŚLEP. 1M WYJŚCIE KAB. BEŻ | 6.55 | 1 | NR | 6.45 | 1 | NR | 1.55% | OFFICIAL | 1DM03G01F1330AO100 | 30 | 1DM | BUILDING | 03G | CHORUSMART DOM.RANG. | 01F | BASIC CHORUSMART | 1 | 48 | NR | 114.603 | CCM | 21.39 | 18.967 | G | 8034035072536 | 8034035072536 | 8034035455902 | 85389099
GW15196 | BLANKING MODULE 1M CABLE OUTPUT WHITE | MODUŁ ZAŚLEP. 1M WYJŚCIE KABLA BIAŁY | 6.55 | 1 | NR | 6.45 | 1 | NR | 1.55% | OFFICIAL | 1DM03G01F1310A6100 | 30 | 1DM | BUILDING | 03G | CHORUSMART DOM.RANG. | 01F | BASIC CHORUSMART | 1 | 48 | NR | 114.603 | CCM | 19.748 | 17.325 | G | 8034035075230 | 8034035075230 | 8034035459641 | 85389099
GW10541 | INTERCHANGEABLE BUTTON KEY, WHITE | PRZYCISK WYMIENNY, BIAŁY | 3.3 | 1 | NR | 3.25 | 1 | NR | 1.538% | OFFICIAL | 1DM03G01F1512A0100 | 30 | 1DM | BUILDING | 03G | CHORUSMART DOM.RANG. | 01F | BASIC CHORUSMART | 4 | 48 | NR | 33.69 | CCM | 3.145 | 2.883 | G | 8011564260467 | 8011564605985 | 8011564605992 | 85389099
GW10542 | INTERCHANGEABLE B.KEY WITH LABEL, WHITE | PRZYCISK WYMIENNY Z ETYKIETĄ, BIAŁY | 3.3 | 1 | NR | 3.25 | 1 | NR | 1.538% | OFFICIAL | 1DM03G01F1512A0100 | 40 | 1DM | BUILDING | 03G | CHORUSMART DOM.RANG. | 01F | BASIC CHORUSMART | 4 | 48 | NR | 33.69 | CCM | 3.625 | 3.263 | G | 8011564260474 | 8011564606005 | 8011564606012 | 85389099
GW10543 | INTERCHANGEABLE BUTTON KEY 'KEY', WHITE | PRZYCISK WYMIENNY „KLUCZ”, BIAŁY | 3.3 | 1 | NR | 3.25 | 1 | NR | 1.538% | OFFICIAL | 1DM03G01F1512A0100 | 30 | 1DM | BUILDING | 03G | CHORUSMART DOM.RANG. | 01F | BASIC CHORUSMART | 4 | 48 | NR | 33.69 | CCM | 3.145 | 2.893 | G | 8011564260481 | 8011564606029 | 8011564606036 | 85389099
GW10544 | INTERCHANGEABLE B.KEY 'RINGER', WHITE | PRZYCISK WYMIENNY „DZWONEK”, BIAŁY | 3.3 | 1 | NR | 3.25 | 1 | NR | 1.538% | OFFICIAL | 1DM03G01F1512A0100 | 30 | 1DM | BUILDING | 03G | CHORUSMART DOM.RANG. | 01F | BASIC CHORUSMART | 4 | 48 | NR | 33.69 | CCM | 3.145 | 2.893 | G | 8011564260498 | 8011564606043 | 8011564606050 | 85389099
GW10545 | INTERCHANGEABLE B.KEY 'V. ARROW', WHI | PRZYCISK WYMIENNY „STRZAŁKA PION” BIAŁY | 3.3 | 1 | NR | 3.25 | 1 | NR | 1.538% | OFFICIAL | 1DM03G01F1512A0100 | 30 | 1DM | BUILDING | 03G | CHORUSMART DOM.RANG. | 01F | BASIC CHORUSMART | 4 | 48 | NR | 33.69 | CCM | 3.145 | 2.893 | G | 8011564260504 | 8011564606067 | 8011564606074 | 85389099
GW10546 | INTERCHANGEABLE B.KEY 'H. ARROW', WHITE | PRZYCISK WYMIENNY „STRZAŁKA POZIOM” BIA | 3.3 | 1 | NR | 3.25 | 1 | NR | 1.538% | OFFICIAL | 1DM03G01F1512A0100 | 30 | 1DM | BUILDING | 03G | CHORUSMART DOM.RANG. | 01F | BASIC CHORUSMART | 4 | 48 | NR | 33.69 | CCM | 3.145 | 2.893 | G | 8011564260511 | 8011564606081 | 8011564606098 | 85389099
GW10547 | INTERCHANGEABLE DIFFUSER RED | KLOSZ WYMIENNY CZERWONY | 3.3 | 1 | NR | 3.25 | 1 | NR | 1.538% | OFFICIAL | 1DM03G01F1512A0100 | 30 | 1DM | BUILDING | 03G | CHORUSMART DOM.RANG. | 01F | BASIC CHORUSMART | 4 | 48 | NR | 33.69 | CCM | 2.583 | 2.325 | G | 8011564264816 | 8011564611610 | 8011564611627 | 85389099
GW10548 | INTERCHANGEABLE DIFFUSER GREEN | KLOSZ WYMIENNY ZIELONY | 3.3 | 1 | NR | 3.25 | 1 | NR | 1.538% | OFFICIAL | 1DM03G01F1512A0100 | 30 | 1DM | BUILDING | 03G | CHORUSMART DOM.RANG. | 01F | BASIC CHORUSMART | 4 | 48 | NR | 33.69 | CCM | 2.563 | 2.306 | G | 8011564264823 | 8011564611634 | 8011564611641 | 85389099
GW10549 | INTERCHANGEABLE DIFFUSER OPAL | KLOSZ WYMIENNY OPAL | 3.3 | 1 | NR | 3.25 | 1 | NR | 1.538% | OFFICIAL | 1DM03G01F1512A0100 | 30 | 1DM | BUILDING | 03G | CHORUSMART DOM.RANG. | 01F | BASIC CHORUSMART | 4 | 48 | NR | 33.69 | CCM | 2.583 | 2.325 | G | 8011564264830 | 8011564611658 | 8011564611665 | 85389099
GW10550 | INTERCHANGEABLE DIFFUSER AMBER | KLOSZ WYMIENNY BURSZTYNOWY | 3.3 | 1 | NR | 3.25 | 1 | NR | 1.538% | OFFICIAL | 1DM03G01F1512A0100 | 40 | 1DM | BUILDING | 03G | CHORUSMART DOM.RANG. | 01F | BASIC CHORUSMART | 4 | 48 | NR | 33.69 | CCM | 2.583 | 2.325 | G | 8011564272118 | 8011564620810 | 8011564620827 | 85389099
GW10886 | LED SIGNALLING UNIT, 3,3V BLUE | JEDNOSTKA SYGN. LED 3,3V NIEBIESKA | 3.3 | 1 | NR | 3.25 | 1 | NR | 1.538% | OFFICIAL | 1DM03G01F1672BI100 | 30 | 1DM | BUILDING | 03G | CHORUSMART DOM.RANG. | 01F | BASIC CHORUSMART | 50 | 50 | NR | 32.343 | CCM | 4.896 | 2.789 | G | 8011564801318 | 8011564941106 | 8011564941106 | 85308000
GW10887 | LED SIGNALLING UNIT, 3,3V WHITE | JEDNOSTKA SYGN. LED 3,3V BIAŁA | 3.3 | 1 | NR | 3.25 | 1 | NR | 1.538% | OFFICIAL | 1DM03G01F1672BI100 | 30 | 1DM | BUILDING | 03G | CHORUSMART DOM.RANG. | 01F | BASIC CHORUSMART | 50 | 50 | NR | 32.343 | CCM | 4.384 | 2.72 | G | 8011564801325 | 8011564941113 | 8011564941113 | 85308000
GW10888 | LED SIGNALLING UNIT, 3,3V RED | JEDNOSTKA SYGN. LED 3,3V CZERWONA | 3.3 | 1 | NR | 3.25 | 1 | NR | 1.538% | OFFICIAL | 1DM03G01F1672BI100 | 30 | 1DM | BUILDING | 03G | CHORUSMART DOM.RANG. | 01F | BASIC CHORUSMART | 50 | 50 | NR | 32.343 | CCM | 4.384 | 2.72 | G | 8011564801332 | 8011564941120 | 8011564941120 | 85308000
GW10889 | LED SIGNALLING UNIT, 3,3V GREEN | JEDNOSTKA SYGN. LED 3,3V ZIELONA | 3.3 | 1 | NR | 3.25 | 1 | NR | 1.538% | OFFICIAL | 1DM03G01F1672BI100 | 30 | 1DM | BUILDING | 03G | CHORUSMART DOM.RANG. | 01F | BASIC CHORUSMART | 50 | 50 | NR | 32.343 | CCM | 4.384 | 2.72 | G | 8011564801349 | 8011564941137 | 8011564941137 | 85308000
GW10890 | LED SIGNALLING UNIT, 3,3V AMBER | JEDNOSTKA SYGN. LED 3,3V BURSZTYNOWA | 3.3 | 1 | NR | 3.25 | 1 | NR | 1.538% | OFFICIAL | 1DM03G01F1672BI100 | 30 | 1DM | BUILDING | 03G | CHORUSMART DOM.RANG. | 01F | BASIC CHORUSMART | 50 | 50 | NR | 32.343 | CCM | 4.384 | 2.72 | G | 8011564801356 | 8011564941144 | 8011564941144 | 85308000
GW16103TA | ONE PLATE 3-GANG AMETHIST PURPLE | RAMKA ONE 3 MODUŁY AMETYSTOWY | 3.3 | 1 | NR | 3.25 | 1 | NR | 1.538% | OFFICIAL | 1DM03G01F1572DJ100 | 40 | 1DM | BUILDING | 03G | CHORUSMART DOM.RANG. | 01F | BASIC CHORUSMART | 24 | 24 | NR | 305.503 | CCM | 27.984 | 22.942 | G | 8011564841222 | 8011564978706 | 8011564978706 | 85389099
GW16103TL | ONE PLATE 3-GANG CARAIBIC BLUE | RAMKA ONE 3 MODUŁY KARAIBS. BŁĘKIT | 3.3 | 1 | NR | 3.25 | 1 | NR | 1.538% | OFFICIAL | 1DM03G01F1572DL100 | 40 | 1DM | BUILDING | 03G | CHORUSMART DOM.RANG. | 01F | BASIC CHORUSMART | 24 | 24 | NR | 305.503 | CCM | 27.984 | 22.942 | G | 8011564841109 | 8011564978584 | 8011564978584 | 85389099
GW16103TO | ONE PLATE 3-GANG OPAL ORANGE | RAMKA ONE 3 MODUŁY OPALIZUJ.POMAR. | 3.3 | 1 | NR | 3.25 | 1 | NR | 1.538% | OFFICIAL | 1DM03G01F1572DN100 | 40 | 1DM | BUILDING | 03G | CHORUSMART DOM.RANG. | 01F | BASIC CHORUSMART | 24 | 24 | NR | 305.503 | CCM | 27.984 | 22.942 | G | 8011564841093 | 8011564978577 | 8011564978577 | 85389099
GW16103TT | ONE PLATE 3-GANG TOPAZ BLUE | RAMKA ONE 3 MODUŁY TOPAZOWY BŁĘKIT | 3.3 | 1 | NR | 3.25 | 1 | NR | 1.538% | OFFICIAL | 1DM03G01F1572DP100 | 40 | 1DM | BUILDING | 03G | CHORUSMART DOM.RANG. | 01F | BASIC CHORUSMART | 24 | 24 | NR | 305.503 | CCM | 27.044 | 22.002 | G | 8011564841239 | 8011564978713 | 8011564978713 | 85389099
GW16103TZ | ONE PLATE 3-GANG SAPPHIRE PINK | RAMKA ONE 3 MODUŁY SZAFIROWY RÓŻ | 3.3 | 1 | NR | 3.25 | 1 | NR | 1.538% | OFFICIAL | 1DM03G01F1572DR100 | 40 | 1DM | BUILDING | 03G | CHORUSMART DOM.RANG. | 01F | BASIC CHORUSMART | 24 | 24 | NR | 305.503 | CCM | 27.464 | 22.422 | G | 8011564841215 | 8011564978591 | 8011564978591 | 85389099
GW16122VN | ONE INT. PLATE 2M SATIN BLACK | RAMKA ONE PRZ.2P CZAR. SATYNA | 3.3 | 1 | NR | 3.25 | 1 | NR | 1.538% | OFFICIAL | 1DM03G01F1592DC100 | 30 | 1DM | BUILDING | 03G | CHORUSMART DOM.RANG. | 01F | BASIC CHORUSMART | 12 | 12 | NR | 235.156 | CCM | 23.5 | 17.366 | G | 8034035051067 | 8034035446085 | 8034035446085 | 85389099
GW16122VW | PLACCA ONE INT.2P BIANCO SATINATO |  | 3.3 | 1 | NR | 3.25 | 1 | NR | 1.538% | OFFICIAL | 1DM03G01F1592II100 | 30 | 1DM | BUILDING | 03G | CHORUSMART DOM.RANG. | 01F | BASIC CHORUSMART | 1 | 12 | NR | 235.156 | CCM | 26.184 | 17.856 | G
GW16403TA | GEO PLATE 3-GANG AMETHIST PURPLE | RAMKA GEO 3 MODUŁY AMETYSTOWY | 3.3 | 1 | NR | 3.25 | 1 | NR | 1.538% | OFFICIAL | 1DM03G01F1582C1100 | 40 | 1DM | BUILDING | 03G | CHORUSMART DOM.RANG. | 01F | BASIC CHORUSMART | 24 | 24 | NR | 305.503 | CCM | 30.417 | 29.742 | G | 8011564841147 | 8011564978638 | 8011564978638 | 85389099
GW16403TL | GEO PLATE 3-GANG CARAIBIC BLUE | RAMKA GEO 3 MODUŁY KARAIBSKI NIEBIESKI | 3.3 | 1 | NR | 3.25 | 1 | NR | 1.538% | OFFICIAL | 1DM03G01F1582C3100 | 40 | 1DM | BUILDING | 03G | CHORUSMART DOM.RANG. | 01F | BASIC CHORUSMART | 24 | 24 | NR | 305.503 | CCM | 30.417 | 29.742 | G | 8011564841123 | 8011564978614 | 8011564978614 | 85389099
GW16403TO | GEO PLATE 3-GANG OPAL ORANGE | RAMKA GEO 3 MODUŁY OPALIZUJ.POMAR. | 3.3 | 1 | NR | 3.25 | 1 | NR | 1.538% | OFFICIAL | 1DM03G01F1582C5100 | 40 | 1DM | BUILDING | 03G | CHORUSMART DOM.RANG. | 01F | BASIC CHORUSMART | 24 | 24 | NR | 305.503 | CCM | 30 | 29.742 | G | 8011564841116 | 8011564978607 | 8011564978607 | 85389099
GW16403TT | GEO PLATE 3-GANG TOPAZ BLUE | RAMKA GEO 3 MODUŁY TOPAZOWY NIEBIESKI | 3.3 | 1 | NR | 3.25 | 1 | NR | 1.538% | OFFICIAL | 1DM03G01F1582C7100 | 40 | 1DM | BUILDING | 03G | CHORUSMART DOM.RANG. | 01F | BASIC CHORUSMART | 24 | 24 | NR | 305.503 | CCM | 34.784 | 29.742 | G | 8011564841154 | 8011564978645 | 8011564978645 | 85389099
GW16403TZ | GEO PLATE 3-GANG SAPPHIRE PINK | RAMKA GEO 3 MODUŁY SZAFIROWY RÓŻ | 3.3 | 1 | NR | 3.25 | 1 | NR | 1.538% | OFFICIAL | 1DM03G01F1582C9100 | 40 | 1DM | BUILDING | 03G | CHORUSMART DOM.RANG. | 01F | BASIC CHORUSMART | 24 | 24 | NR | 305.503 | CCM | 30.833 | 27.822 | G | 8011564841130 | 8011564978621 | 8011564978621 | 85389099
GW16422VN | GEO INT. PLATE 2M SATIN BLACK | RAMKA GEO PRZ.2P CZAR. SATYNA | 3.3 | 1 | NR | 3.25 | 1 | NR | 1.538% | OFFICIAL | 1DM03G01F1562D3100 | 30 | 1DM | BUILDING | 03G | CHORUSMART DOM.RANG. | 01F | BASIC CHORUSMART | 12 | 12 | NR | 264.816 | CCM | 27.167 | 25 | G | 8011564874145 | 8011564999220 | 8011564999220 | 85389099
GW12403 | TELEPHONE CONNECTOR RJ11 DOUBLE 1M BLACK | GNIAZDO TELEFONICZNE RJ11 PODW. 1M CZARN | 33 | 1 | NR | 32.5 | 1 | NR | 1.538% | OFFICIAL | 1DM03G01F1532AQ100 | 40 | 1DM | BUILDING | 03G | CHORUSMART DOM.RANG. | 01F | BASIC CHORUSMART | 1 | 24 | NR | 158.172 | CCM | 32.333 | 25.749 | G | 0 | 0 | 0 | 0
GW12101F | REV.SWITCH 2M 1P 16AX R.WIRING BLACK | ŁĄCZN.KRZYŻ.2M 1P 16AX ZACISK. CZARNY | 26.5 | 1 | NR | 26.1 | 1 | NR | 1.533% | OFFICIAL | 1DM03G01F1532AK100 | 30 | 1DM | BUILDING | 03G | CHORUSMART DOM.RANG. | 01F | BASIC CHORUSMART | 6 | 12 | NR | 215.294 | CCM | 52.417 | 47.175 | G | 8011564268746 | 8011564617322 | 8011564617339 | 85365080
GW12913 | BACKLIT ELECTRONIC BUS PUSH-BUTTON 1M B | PODŚWIET. PRZYCISK INTERF. MAGISTR. 1M C | 26.5 | 1 | NR | 26.1 | 1 | NR | 1.533% | OFFICIAL | 1DM03G01F1532AW100 | 30 | 1DM | BUILDING | 03G | CHORUSMART DOM.RANG. | 01F | BASIC CHORUSMART | 1 | 12 | NR | 134.761 | CCM | 30.833 | 27.75 | G | 8011564705098 | 8011564705098 | 8011564676169 | 85365080
GW13101F | REV.SWITCH, 2M 1P 16AX R.W. BEIGE | ŁĄCZN. KRZYŻ. 2M 1P 16AX K.SZ.BEŻ | 26.5 | 1 | NR | 26.1 | 1 | NR | 1.533% | OFFICIAL | 1DM03G01F1330AQ100 | 30 | 1DM | BUILDING | 03G | CHORUSMART DOM.RANG. | 01F | BASIC CHORUSMART | 6 | 12 | NR | 234.69 | CCM | 46.208 | 41.625 | G | 8034035072079 | 8034035455001 | 8034035455018 | 85365080
GW13913 | BACKLIT ELECTRONIC BUS PUSH-BUTTON 1M B | PRZYCISK ELEKTR.BUS/230V BILED 1M BEŻ | 26.5 | 1 | NR | 26.1 | 1 | NR | 1.533% | OFFICIAL | 1DM03G01F1330FE100 | 30 | 1DM | BUILDING | 03G | CHORUSMART DOM.RANG. | 01F | BASIC CHORUSMART | 1 | 12 | NR | 134.761 | CCM | 33.731 | 26.03 | G | 8034035074295 | 8034035074295 | 8034035457876 | 85365080
GW15101F | REV.SWITCH, 2M 1P 16AX R.W. WHITE | ŁĄCZN. KRZYŻ. 2M 1P 16AX K.SZ..BIAŁY | 26.5 | 1 | NR | 26.1 | 1 | NR | 1.533% | OFFICIAL | 1DM03G01F1310A8100 | 30 | 1DM | BUILDING | 03G | CHORUSMART DOM.RANG. | 01F | BASIC CHORUSMART | 6 | 12 | NR | 234.69 | CCM | 46.208 | 41.625 | G | 8034035074776 | 8034035458743 | 8034035458750 | 85365080
GW15913 | BACKLIT ELECTRONIC BUS PUSH-BUTTON 1M W | PRZYCISK ELEKTR.BUS/230V BILED 1M CH/WH | 26.5 | 1 | NR | 26.1 | 1 | NR | 1.533% | OFFICIAL | 1DM03G01F1310AK100 | 30 | 1DM | BUILDING | 03G | CHORUSMART DOM.RANG. | 01F | BASIC CHORUSMART | 1 | 12 | NR | 134.761 | CCM | 33.731 | 26.03 | G | 8034035076992 | 8034035076992 | 8034035461613 | 85365080
GW10101F | REV.SWITCH, 2M 1P 16AX R.W. WHITE | ŁĄCZNIK KRZYŻ., 2M 1P 16AX ZACISK. BIAŁY | 20 | 1 | NR | 19.7 | 1 | NR | 1.523% | OFFICIAL | 1DM03G01F1512A2100 | 30 | 1DM | BUILDING | 03G | CHORUSMART DOM.RANG. | 01F | BASIC CHORUSMART | 6 | 12 | NR | 215.294 | CCM | 52.583 | 47.325 | G | 8011564259959 | 8011564604964 | 8011564604971 | 85365080
GW10607 | BUZZER, 230VAC-50Hz 8VA 1M WHITE | BRZĘCZYK, 230VAC-50Hz 8VA 1M BIAŁY | 20 | 1 | NR | 19.7 | 1 | NR | 1.523% | OFFICIAL | 1DM03G01F1512AC100 | 30 | 1DM | BUILDING | 03G | CHORUSMART DOM.RANG. | 01F | BASIC CHORUSMART | 1 | 24 | NR | 117.199 | CCM | 54.167 | 48.75 | G | 8011564259461 | 8011564259461 | 8011564604308 | 85318040
GW11607 | BUZZER, 230VAC-50Hz 8VA 1M IVORY | BRZĘCZYK 230VAC-50Hz 8VA 1M KOŚĆ SŁON. | 20 | 1 | NR | 19.7 | 1 | NR | 1.523% | OFFICIAL | 1DM03G01F1522AD100 | 40 | 1DM | BUILDING | 03G | CHORUSMART DOM.RANG. | 01F | BASIC CHORUSMART | 1 | 24 | NR | 158.172 | CCM | 40.896 | 37.836 | G | 8011564259300 | 8011564259300 | 8011564604148 | 85318040
GW14195 | BLANKING MODULE, 1M, TITANIUM | MODUŁ ZAŚLEPIAJĄCY 1M TYTAN | 2 | 1 | NR | 1.97 | 1 | NR | 1.523% | OFFICIAL | 1DM03G01F1552B0100 | 30 | 1DM | BUILDING | 03G | CHORUSMART DOM.RANG. | 01F | BASIC CHORUSMART | 10 | 200 | NR | 31.122 | CCM | 6.1 | 5.49 | G | 8011564266247 | 8011564901926 | 8011564614000 | 85389099
GW16106VA | ONE PLATE 6-GANG SLATE | RAMKA ONE 6 MODUŁÓW ŁUPKOWY | 20 | 1 | NR | 19.7 | 1 | NR | 1.523% | OFFICIAL | 1DM03G01F1572CS100 | 40 | 1DM | BUILDING | 03G | CHORUSMART DOM.RANG. | 01F | BASIC CHORUSMART | 6 | 6 | NR | 470.313 | CCM | 52.667 | 47.4 | G | 0 | 0 | 0 | 0
GW16106VB | ONE PLATE 6-GANG SEA BLUE | RAMKA ONE 6 MODUŁÓW MORSKI NIEBIESKI | 20 | 1 | NR | 19.7 | 1 | NR | 1.523% | OFFICIAL | 1DM03G01F1572D4100 | 40 | 1DM | BUILDING | 03G | CHORUSMART DOM.RANG. | 01F | BASIC CHORUSMART | 6 | 6 | NR | 470.313 | CCM | 49 | 29.308 | G | 8011564271685 | 8011564620384 | 8011564620384 | 85389099
GW16106VR | ONE PLATE 6-GANG RUBY | RAMKA ONE 6 MODUŁÓW RUBIN | 20 | 1 | NR | 19.7 | 1 | NR | 1.523% | OFFICIAL | 1DM03G01F1572CY100 | 40 | 1DM | BUILDING | 03G | CHORUSMART DOM.RANG. | 01F | BASIC CHORUSMART | 6 | 6 | NR | 470.313 | CCM | 49 | 29.308 | G | 8011564277052 | 8011564625471 | 8011564625471 | 85389099
GW16106VT | ONE PLATE 6-GANG TITANIUM | RAMKA ONE 6 MODUŁÓW TYTAN | 20 | 1 | NR | 19.7 | 1 | NR | 1.523% | OFFICIAL | 1DM03G01F1572CQ100 | 30 | 1DM | BUILDING | 03G | CHORUSMART DOM.RANG. | 01F | BASIC CHORUSMART | 6 | 6 | NR | 470.313 | CCM | 49 | 29.298 | G | 8011564271265 | 8011564619968 | 8011564619968 | 85389099
GW16406VA | GEO PLATE 6-GANG SLATE | RAMKA GEO 6 MODUŁÓW ŁUPEK | 20 | 1 | NR | 19.7 | 1 | NR | 1.523% | OFFICIAL | 1DM03G01F1582CP100 | 40 | 1DM | BUILDING | 03G | CHORUSMART DOM.RANG. | 01F | BASIC CHORUSMART | 6 | 6 | NR | 470.313 | CCM | 56.5 | 50.85 | G | 8011564744660 | 8011564699243 | 8011564699243 | 85389099
GW16406VB | GEO PLATE 6-GANG SEA BLUE | RAMKA GEO 6 MODUŁÓW MORSKI NIEBIESKI | 20 | 1 | NR | 19.7 | 1 | NR | 1.523% | OFFICIAL | 1DM03G01F1582CN100 | 40 | 1DM | BUILDING | 03G | CHORUSMART DOM.RANG. | 01F | BASIC CHORUSMART | 6 | 6 | NR | 470.313 | CCM | 59.167 | 53.25 | G | 8011564743106 | 8011564698369 | 8011564698369 | 85389099
GW16406VR | GEO PLATE 6-GANG RUBY | RAMKA GEO 6 MODUŁÓW RUBIN | 20 | 1 | NR | 19.7 | 1 | NR | 1.523% | OFFICIAL | 1DM03G01F1582CN100 | 40 | 1DM | BUILDING | 03G | CHORUSMART DOM.RANG. | 01F | BASIC CHORUSMART | 6 | 6 | NR | 470.313 | CCM | 59.167 | 53.25 | G | 0 | 0 | 0 | 0
GW16406VT | GEO PLATE 6-GANG TITANIUM | RAMKA GEO 6 MODUŁÓW TYTAN | 20 | 1 | NR | 19.7 | 1 | NR | 1.523% | OFFICIAL | 1DM03G01F1582CP100 | 30 | 1DM | BUILDING | 03G | CHORUSMART DOM.RANG. | 01F | BASIC CHORUSMART | 6 | 6 | NR | 470.313 | CCM | 56.167 | 50.55 | G | 8011564743120 | 8011564698383 | 8011564698383 | 85389099
GW14711 | LPG DETECTOR, 2M 12V AC/DC TITANIUM | CZUJNIK LPG 2M 12V AC/DC TYTAN | 269 | 1 | NR | 265 | 1 | NR | 1.509% | OFFICIAL | 1DM03G01F1552BG100 | 30 | 1DM | BUILDING | 03G | CHORUSMART DOM.RANG. | 01F | BASIC CHORUSMART | 1 | 2 | NR | 2019.938 | CCM | 239 | 59.044 | G | 8011564268722 | 8011564268722 | 8011564617308 | 90271010
GW14712 | DETECTOR, CH4 2M 12V AC/DC TITANIUM | CZUJNIK CH4 2M 12V AC/DC TYTAN | 269 | 1 | NR | 265 | 1 | NR | 1.509% | OFFICIAL | 1DM03G01F1552BG100 | 30 | 1DM | BUILDING | 03G | CHORUSMART DOM.RANG. | 01F | BASIC CHORUSMART | 1 | 2 | NR | 2019.938 | CCM | 250.114 | 59.114 | G | 8011564268739 | 8011564268739 | 8011564617315 | 90271010
GW10204AB | S. OUTLET 2M 2P+E 16A D.AMP IT/DE AB | GNIAZDO 2M 2P+T 16A D.AMP. WŁ./NIEM. AB | 13.5 | 1 | NR | 13.3 | 1 | NR | 1.504% | OFFICIAL | 1DM03G01F1350FR100 | 30 | 1DM | BUILDING | 03G | CHORUSMART DOM.RANG. | 01F | BASIC CHORUSMART | 6 | 48 | NR | 177.443 | CCM | 48.942 | 38.798 | G | 8034035071461 | 8034035453953 | 8034035453960 | 85366990
GW12171F | PUSH-BUTTON, 2M 1P NO 16A R.WIRING BLACK | PRZYCISK, 2M 1P NO 16A ZACISK. CZARNY | 13.5 | 1 | NR | 13.3 | 1 | NR | 1.504% | OFFICIAL | 1DM03G01F1532AK100 | 30 | 1DM | BUILDING | 03G | CHORUSMART DOM.RANG. | 01F | BASIC CHORUSMART | 6 | 24 | NR | 277.888 | CCM | 41.25 | 37.125 | G | 8011564269446 | 8011564618190 | 8011564618206 | 85365080
GW13171F | PUSH-BUTTON, 2M 1P NO 16A R.W. BEIGE | PRZYCISK 2M 1P NA 16A K.SZ.IDO BEŻ | 13.5 | 1 | NR | 13.3 | 1 | NR | 1.504% | OFFICIAL | 1DM03G01F1330AQ100 | 30 | 1DM | BUILDING | 03G | CHORUSMART DOM.RANG. | 01F | BASIC CHORUSMART | 6 | 24 | NR | 277.888 | CCM | 35.963 | 31.724 | G | 8034035072413 | 8034035455667 | 8034035455674 | 85365080
GW15171F | PUSH-BUTTON, 2M 1P NO 16A R.W. WHITE | PRZYCISK 2M 1P NA 16A K.SZ.IDO BIAŁY | 13.5 | 1 | NR | 13.3 | 1 | NR | 1.504% | OFFICIAL | 1DM03G01F1310A8100 | 30 | 1DM | BUILDING | 03G | CHORUSMART DOM.RANG. | 01F | BASIC CHORUSMART | 6 | 24 | NR | 277.888 | CCM | 35.963 | 31.724 | G | 8034035075117 | 8034035459405 | 8034035459412 | 85365080
GW16222TB | LUX INT. PLATE 2M WHITE | RAMK. LUX INTERN. 2 MOD. MLECZNOBIAŁA | 13.5 | 1 | NR | 13.3 | 1 | NR | 1.504% | OFFICIAL | 1DM03G01F1632EY100 | 30 | 1DM | BUILDING | 03G | CHORUSMART DOM.RANG. | 01F | BASIC CHORUSMART | 12 | 12 | NR | 235.156 | CCM | 62.75 | 44.911 | G | 8011564273351 | 8011564621633 | 8011564621633 | 85389099
GW16222TN | LUX INT. PLATE, 2-GANG, TONER BLACK | RAMK. LUX INTERN. 2 MOD. SAT.CZARNY | 13.5 | 1 | NR | 13.3 | 1 | NR | 1.504% | OFFICIAL | 1DM03G01F1632F0100 | 30 | 1DM | BUILDING | 03G | CHORUSMART DOM.RANG. | 01F | BASIC CHORUSMART | 12 | 12 | NR | 235.156 | CCM | 62 | 43.217 | G | 8011564273412 | 8011564621695 | 8011564621695 | 85389099
GW16222YB | LUX INT. PLATE 2P MONOCHOME WHITE | RAMK. LUX INTERN. 2M MONOCHROM BIAŁA | 13.5 | 1 | NR | 13.3 | 1 | NR | 1.504% | OFFICIAL | 1DM03G01F1632F7100 | 30 | 1DM | BUILDING | 03G | CHORUSMART DOM.RANG. | 01F | BASIC CHORUSMART | 1 | 12 | NR | 235.156 | CCM | 45.522 | 39.611 | G | 8011564834545 | 8011564975125 | 8011564975125 | 85389099
GW16101MC | ONE PLATE 1 GANG CHROME | RAMKA ONE 1 MODUŁ CHROM | 20.3 | 1 | NR | 20 | 1 | NR | 1.5% | OFFICIAL | 1DM03G01F1572CU100 | 40 | 1DM | BUILDING | 03G | CHORUSMART DOM.RANG. | 01F | BASIC CHORUSMART | 12 | 12 | NR | 336.656 | CCM | 82.393 | 73.565 | G | 8011564806771 | 8011564944015 | 8011564944015 | 85389099
GW16101MO | ONE PLATE 1 GANG GOLD | RAMKA ONE 1 MODUŁ ZŁOTY | 20.3 | 1 | NR | 20 | 1 | NR | 1.5% | OFFICIAL | 1DM03G01F1572CW100 | 40 | 1DM | BUILDING | 03G | CHORUSMART DOM.RANG. | 01F | BASIC CHORUSMART | 12 | 12 | NR | 336.656 | CCM | 79.861 | 72.786 | G | 8011564806788 | 8011564944022 | 8011564944022 | 85389099
GW16102MC | ONE PLATE 2-GANG CHROME | RAMKA ONE 2 MODUŁY CHROM | 20.3 | 1 | NR | 20 | 1 | NR | 1.5% | OFFICIAL | 1DM03G01F1572CU100 | 40 | 1DM | BUILDING | 03G | CHORUSMART DOM.RANG. | 01F | BASIC CHORUSMART | 12 | 12 | NR | 336.656 | CCM | 33.417 | 30.075 | G | 8011564271357 | 8011564620056 | 8011564620056 | 85389099
GW16102MO | ONE PLATE 2-GANG GOLD | RAMKA ONE 2 MODUŁY ZŁOTY | 20.3 | 1 | NR | 20 | 1 | NR | 1.5% | OFFICIAL | 1DM03G01F1572CW100 | 40 | 1DM | BUILDING | 03G | CHORUSMART DOM.RANG. | 01F | BASIC CHORUSMART | 12 | 12 | NR | 336.656 | CCM | 34.167 | 30.75 | G | 8011564271418 | 8011564620117 | 8011564620117 | 85389099
GW16103MC | ONE PLATE 3-GANG CHROME | RAMKA ONE 3 MODUŁY CHROM | 20.3 | 1 | NR | 20 | 1 | NR | 1.5% | OFFICIAL | 1DM03G01F1572CU100 | 40 | 1DM | BUILDING | 03G | CHORUSMART DOM.RANG. | 01F | BASIC CHORUSMART | 12 | 12 | NR | 336.656 | CCM | 32.5 | 29.25 | G | 0 | 0 | 0 | 0
GW16103MO | ONE PLATE 3-GANG GOLD | RAMKA ONE 3 MODUŁY ZŁOTY | 20.3 | 1 | NR | 20 | 1 | NR | 1.5% | OFFICIAL | 1DM03G01F1572CW100 | 40 | 1DM | BUILDING | 03G | CHORUSMART DOM.RANG. | 01F | BASIC CHORUSMART | 12 | 12 | NR | 336.656 | CCM | 32.5 | 29.25 | G | 8011564271425 | 8011564620124 | 8011564620124 | 85389099
GW16126VA | ONE INT. PLATE, 2+2+2G H SLATE | RAMKA ONE INTERNAT. 2+2+2 M POZ. ŁUPEK | 20.3 | 1 | NR | 20 | 1 | NR | 1.5% | OFFICIAL | 1DM03G01F1592DG100 | 40 | 1DM | BUILDING | 03G | CHORUSMART DOM.RANG. | 01F | BASIC CHORUSMART | 6 | 6 | NR | 632.689 | CCM | 65.167 | 58.65 | G | 8011564272071 | 8011564620766 | 8011564620766 | 85389099
GW16126VB | ONE INT. PLATE, 2+2+2G H SEA BLUE | RAMKA ONE INTERN.2+2+2M POZ.M.NIEBIESKI | 20.3 | 1 | NR | 20 | 1 | NR | 1.5% | OFFICIAL | 1DM03G01F1592DS100 | 40 | 1DM | BUILDING | 03G | CHORUSMART DOM.RANG. | 01F | BASIC CHORUSMART | 6 | 6 | NR | 632.689 | CCM | 64.333 | 57.9 | G | 8011564272491 | 8011564621251 | 8011564621251 | 85389099
GW16126VR | ONE INT. PLATE, 2+2+2G H RUBY | RAMKA ONE INTERNAT. 2+2+2 M POZ.RUBIN | 20.3 | 1 | NR | 20 | 1 | NR | 1.5% | OFFICIAL | 1DM03G01F1592DM100 | 40 | 1DM | BUILDING | 03G | CHORUSMART DOM.RANG. | 01F | BASIC CHORUSMART | 6 | 6 | NR | 632.689 | CCM | 61.667 | 41.108 | G | 8011564277106 | 8011564625624 | 8011564625624 | 85389099
GW16126VT | ONE INT. PLATE, 2+2+2G H TITANIUM | RAMKA ONE INTERNAT. 2+2+2 M POZ.TYTAN | 20.3 | 1 | NR | 20 | 1 | NR | 1.5% | OFFICIAL | 1DM03G01F1592DE100 | 30 | 1DM | BUILDING | 03G | CHORUSMART DOM.RANG. | 01F | BASIC CHORUSMART | 6 | 6 | NR | 632.689 | CCM | 61.667 | 40.098 | G | 8011564272019 | 8011564620698 | 8011564620698 | 85389099
GW16127VA | ONE INT. PLATE, 2+2+2G V SLATE | RAMKA ONE INTERNATI. 2+2+2M PION ŁUPEK | 20.3 | 1 | NR | 20 | 1 | NR | 1.5% | OFFICIAL | 1DM03G01F1592DG100 | 40 | 1DM | BUILDING | 03G | CHORUSMART DOM.RANG. | 01F | BASIC CHORUSMART | 6 | 6 | NR | 632.689 | CCM | 64.167 | 57.75 | G | 8011564272088 | 8011564620773 | 8011564620773 | 85389099
GW16127VB | ONE INT. PLATE, 2+2+2G V SEA BLUE | RAMKA ONE INTERNAT.2+2+2M PION MOR.NIEB. | 20.3 | 1 | NR | 20 | 1 | NR | 1.5% | OFFICIAL | 1DM03G01F1592DS100 | 40 | 1DM | BUILDING | 03G | CHORUSMART DOM.RANG. | 01F | BASIC CHORUSMART | 6 | 6 | NR | 632.689 | CCM | 64 | 57.6 | G | 8011564272507 | 8011564621268 | 8011564621268 | 85389099
GW16127VR | ONE INT. PLATE, 2+2+2G V RUBY | RAMKA ONE INTERNATI. 2+2+2M PION RUBIN | 20.3 | 1 | NR | 20 | 1 | NR | 1.5% | OFFICIAL | 1DM03G01F1592DM100 | 40 | 1DM | BUILDING | 03G | CHORUSMART DOM.RANG. | 01F | BASIC CHORUSMART | 6 | 6 | NR | 632.689 | CCM | 68.167 | 61.35 | G | 8011564277113 | 8011564625631 | 8011564625631 | 85389099
GW16127VT | ONE INT. PLATE, 2+2+2G V TITANIUM | RAMKA ONE INTERNATI. 2+2+2 M PION TYTAN | 20.3 | 1 | NR | 20 | 1 | NR | 1.5% | OFFICIAL | 1DM03G01F1592DE100 | 30 | 1DM | BUILDING | 03G | CHORUSMART DOM.RANG. | 01F | BASIC CHORUSMART | 6 | 6 | NR | 632.689 | CCM | 64.5 | 58.05 | G | 8011564272026 | 8011564620704 | 8011564620704 | 85389099
GW16202XA | LUX PLATE 2-GANG MET. ALUMIN.MONOCHROM | RAMKA LUX 2 MOD. MET. ALU.MONOCHROM | 20.3 | 1 | NR | 20 | 1 | NR | 1.5% | OFFICIAL | 1DM03G01F1612EP100 | 30 | 1DM | BUILDING | 03G | CHORUSMART DOM.RANG. | 01F | BASIC CHORUSMART | 6 | 6 | NR | 430.588 | CCM | 138.377 | 128.045 | G | 8011564870253 | 8011564996106 | 8011564996106 | 85389099
GW16203XA | LUX PLATE 3-GANG MET. ALUMIN.MONOCHROM | RAMKA LUX 3 MOD. MET. ALU.MONOCHROM | 20.3 | 1 | NR | 20 | 1 | NR | 1.5% | OFFICIAL | 1DM03G01F1612EP100 | 30 | 1DM | BUILDING | 03G | CHORUSMART DOM.RANG. | 01F | BASIC CHORUSMART | 6 | 6 | NR | 430.588 | CCM | 126.149 | 110.494 | G | 8011564870260 | 8011564996113 | 8011564996113 | 85389099
GW16401MC | GEO PLATE 1-GANG CHROME | RAMKA GEO 1 MODUŁ CHROM | 20.3 | 1 | NR | 20 | 1 | NR | 1.5% | OFFICIAL | 1DM03G01F1582CP100 | 40 | 1DM | BUILDING | 03G | CHORUSMART DOM.RANG. | 01F | BASIC CHORUSMART | 12 | 12 | NR | 336.656 | CCM | 36.195 | 29.12 | G | 8011564787971 | 8011564929364 | 8011564929364 | 85389099
GW16401MO | GEO PLATE 1-GANG GOLD | RAMKA GEO 1 MODUŁ ZŁOTO | 20.3 | 1 | NR | 20 | 1 | NR | 1.5% | OFFICIAL | 1DM03G01F1582CP100 | 40 | 1DM | BUILDING | 03G | CHORUSMART DOM.RANG. | 01F | BASIC CHORUSMART | 12 | 12 | NR | 336.656 | CCM | 36.195 | 29.12 | G | 8011564787995 | 8011564929388 | 8011564929388 | 85389099
GW16402MC | GEO PLATE 2-GANG CHROME | RAMKA GEO 2 MODUŁY CHROM | 20.3 | 1 | NR | 20 | 1 | NR | 1.5% | OFFICIAL | 1DM03G01F1582CP100 | 40 | 1DM | BUILDING | 03G | CHORUSMART DOM.RANG. | 01F | BASIC CHORUSMART | 12 | 12 | NR | 336.656 | CCM | 38.167 | 34.35 | G | 8011564742857 | 8011564698116 | 8011564698116 | 85389099
GW16402MO | GEO PLATE 2-GANG GOLD | RAMKA GEO 2 MODUŁY ZŁOTO | 20.3 | 1 | NR | 20 | 1 | NR | 1.5% | OFFICIAL | 1DM03G01F1582CP100 | 40 | 1DM | BUILDING | 03G | CHORUSMART DOM.RANG. | 01F | BASIC CHORUSMART | 12 | 12 | NR | 336.656 | CCM | 40.333 | 36.3 | G | 8011564742864 | 8011564698123 | 8011564698123 | 85389099
GW16403MC | GEO PLATE 3-GANG CHROME | RAMKA GEO 3 MODUŁY CHROM | 20.3 | 1 | NR | 20 | 1 | NR | 1.5% | OFFICIAL | 1DM03G01F1582CP100 | 40 | 1DM | BUILDING | 03G | CHORUSMART DOM.RANG. | 01F | BASIC CHORUSMART | 12 | 12 | NR | 336.656 | CCM | 36.667 | 33 | G | 8011564742925 | 8011564698185 | 8011564698185 | 85389099
GW16403MO | GEO PLATE 3-GANG GOLD | RAMKA GEO 3 MODUŁY ZŁOTO | 20.3 | 1 | NR | 20 | 1 | NR | 1.5% | OFFICIAL | 1DM03G01F1582CP100 | 40 | 1DM | BUILDING | 03G | CHORUSMART DOM.RANG. | 01F | BASIC CHORUSMART | 12 | 12 | NR | 336.656 | CCM | 38.167 | 34.35 | G | 8011564742932 | 8011564698192 | 8011564698192 | 85389099
GW16426VA | GEO INT. PLATE, 2+2+2G H SLATE | RAMKA GEO INTER. 2+2+2 M POZ. ŁUPEK | 20.3 | 1 | NR | 20 | 1 | NR | 1.5% | OFFICIAL | 1DM03G01F1562D3100 | 40 | 1DM | BUILDING | 03G | CHORUSMART DOM.RANG. | 01F | BASIC CHORUSMART | 6 | 6 | NR | 632.689 | CCM | 67.566 | 46.216 | G | 8011564767652 | 8011564910348 | 8011564910348 | 85389099
GW16426VB | GEO INT. PLATE, 2+2+2G H SEA BLUE | RAMKA GEO INTER. 2+2+2M POZ.M.NIEBIESKI | 20.3 | 1 | NR | 20 | 1 | NR | 1.5% | OFFICIAL | 1DM03G01F1562D1100 | 40 | 1DM | BUILDING | 03G | CHORUSMART DOM.RANG. | 01F | BASIC CHORUSMART | 6 | 6 | NR | 632.689 | CCM | 67.576 | 46.226 | G | 8011564767669 | 8011564910355 | 8011564910355 | 85389099
GW16426VR | GEO INT. PLATE, 2+2+2G H RUBY | RAMKA GEO INTER. 2+2+2 M POZ.RUBIN | 20.3 | 1 | NR | 20 | 1 | NR | 1.5% | OFFICIAL | 1DM03G01F1562D1100 | 40 | 1DM | BUILDING | 03G | CHORUSMART DOM.RANG. | 01F | BASIC CHORUSMART | 6 | 6 | NR | 632.689 | CCM | 67.576 | 46.226 | G | 8011564767676 | 8011564910362 | 8011564910362 | 85389099
GW16426VT | GEO INT. PLATE, 2+2+2G H TITANIUM | RAMKA GEO INTER. 2+2+2 M POZ.TYTAN | 20.3 | 1 | NR | 20 | 1 | NR | 1.5% | OFFICIAL | 1DM03G01F1562D3100 | 30 | 1DM | BUILDING | 03G | CHORUSMART DOM.RANG. | 01F | BASIC CHORUSMART | 6 | 6 | NR | 632.689 | CCM | 67.566 | 46.216 | G | 8011564767683 | 8011564910379 | 8011564910379 | 85389099
GW16427VA | GEO INT. PLATE, 2+2+2G V SLATE | RAMKA GEO INTER. 2+2+2M PION ŁUPEK | 20.3 | 1 | NR | 20 | 1 | NR | 1.5% | OFFICIAL | 1DM03G01F1562D3100 | 40 | 1DM | BUILDING | 03G | CHORUSMART DOM.RANG. | 01F | BASIC CHORUSMART | 6 | 6 | NR | 632.689 | CCM | 67.566 | 46.216 | G | 8011564767751 | 8011564910447 | 8011564910447 | 85389099
GW16427VB | GEO INT. PLATE, 2+2+2G V SEA BLUE | RAMKA GEO INTER. 2+2+2M PION MOR.NIEB. | 20.3 | 1 | NR | 20 | 1 | NR | 1.5% | OFFICIAL | 1DM03G01F1562D1100 | 40 | 1DM | BUILDING | 03G | CHORUSMART DOM.RANG. | 01F | BASIC CHORUSMART | 6 | 6 | NR | 632.689 | CCM | 67.576 | 46.226 | G | 8011564767768 | 8011564910454 | 8011564910454 | 85389099
GW16427VR | GEO INT. PLATE, 2+2+2G V RUBY | RAMKA GEO INTER. 2+2+2M PION RUBIN | 20.3 | 1 | NR | 20 | 1 | NR | 1.5% | OFFICIAL | 1DM03G01F1562D1100 | 40 | 1DM | BUILDING | 03G | CHORUSMART DOM.RANG. | 01F | BASIC CHORUSMART | 6 | 6 | NR | 632.689 | CCM | 55.576 | 34.226 | G | 8011564767775 | 8011564910461 | 8011564910461 | 85389099
GW16427VT | GEO INT. PLATE, 2+2+2G V TITANIUM | RAMKA GEO INTER. 2+2+2 M PION TYTAN | 20.3 | 1 | NR | 20 | 1 | NR | 1.5% | OFFICIAL | 1DM03G01F1562D3100 | 30 | 1DM | BUILDING | 03G | CHORUSMART DOM.RANG. | 01F | BASIC CHORUSMART | 6 | 6 | NR | 632.689 | CCM | 67.566 | 46.216 | G | 8011564767782 | 8011564910478 | 8011564910478 | 85389099
GW13705 | THERMOSTAT 2M 230VAC-50/60Hz BEIGE | TERMOSTAT 2M 230Vac-50/60Hz BEŻ | 204 | 1 | NR | 201 | 1 | NR | 1.493% | OFFICIAL | 1DM03G01F1330FE100 | 30 | 1DM | BUILDING | 03G | CHORUSMART DOM.RANG. | 01F | BASIC CHORUSMART | 1 | 2 | NR | 2019.938 | CCM | 433.215 | 56.616 | G | 8034035073908 | 8034035073908 | 8034035457708 | 90321020
GW14172F | PUSH-BUTTON 2M 1P NO 16A ILL LOC R.W. T | PRZYCISK, 2M 1P NO 16A PODŚW BLOK ZAC. T | 20.4 | 1 | NR | 20.1 | 1 | NR | 1.493% | OFFICIAL | 1DM03G01F1552B2100 | 30 | 1DM | BUILDING | 03G | CHORUSMART DOM.RANG. | 01F | BASIC CHORUSMART | 6 | 24 | NR | 277.888 | CCM | 41.5 | 37.35 | G | 8011564266063 | 8011564613652 | 8011564613645 | 85365080
GW14173F | PUSH-BUTTON 2M 1P NO 16A ILL SIG R.W. T | PRZYCISK, 2M 1P NO 16A PODŚW BLOK ZAC. T | 20.4 | 1 | NR | 20.1 | 1 | NR | 1.493% | OFFICIAL | 1DM03G01F1552B2100 | 30 | 1DM | BUILDING | 03G | CHORUSMART DOM.RANG. | 01F | BASIC CHORUSMART | 6 | 24 | NR | 277.888 | CCM | 41.5 | 37.35 | G | 8011564266087 | 8011564613690 | 8011564613683 | 85365080
GW14296 | SOCKET 2M 2P+E 13A UK STANDARD TITANIUM | GNIAZDO, 2M 2P+E 13A STAND. BRYT TYTAN | 20.4 | 1 | NR | 20.1 | 1 | NR | 1.493% | OFFICIAL | 1DM03G01F1552B4100 | 30 | 1DM | BUILDING | 03G | CHORUSMART DOM.RANG. | 01F | BASIC CHORUSMART | 6 | 48 | NR | 177.443 | CCM | 68.646 | 61.781 | G | 8011564266438 | 8011564614475 | 8011564614468 | 85366990
GW14297 | SOCKET 2M 2P+E 15A UK STANDARD TITANIUM | GNIAZDO, 2M 2P+E 15A STAND. BRYT TYTAN | 20.4 | 1 | NR | 20.1 | 1 | NR | 1.493% | OFFICIAL | 1DM03G01F1552B4100 | 30 | 1DM | BUILDING | 03G | CHORUSMART DOM.RANG. | 01F | BASIC CHORUSMART | 6 | 48 | NR | 177.443 | CCM | 72.063 | 64.856 | G | 8011564266445 | 8011564614499 | 8011564614482 | 85366990
GW15705 | THERMOSTAT 2M 230VAC-50/60Hz WHITE | TERMOSTAT 2M 230Vac-50/60Hz BIAŁY | 204 | 1 | NR | 201 | 1 | NR | 1.493% | OFFICIAL | 1DM03G01F1310AK100 | 30 | 1DM | BUILDING | 03G | CHORUSMART DOM.RANG. | 01F | BASIC CHORUSMART | 1 | 2 | NR | 2019.938 | CCM | 433.215 | 56.616 | G | 8034035076602 | 8034035076602 | 8034035461446 | 90321020
GW12034F | 1-WAY SWITCH, 2M 2P 16AX R.WIRING BLACK | ŁĄCZNIK POJ. 2M 2P 16AX ZACISK. CZARNY | 20.5 | 1 | NR | 20.2 | 1 | NR | 1.485% | OFFICIAL | 1DM03G01F1532AK100 | 30 | 1DM | BUILDING | 03G | CHORUSMART DOM.RANG. | 01F | BASIC CHORUSMART | 6 | 24 | NR | 277.888 | CCM | 47.167 | 42.45 | G | 8011564269842 | 8011564618770 | 8011564618787 | 85365080
GW12421 | CONNECTOR RJ45 1M CAT.5E UTP CHORUS B | GNIAZDO RJ45 1M KAT.5E UTP CHORUS CZ | 20.5 | 1 | NR | 20.2 | 1 | NR | 1.485% | OFFICIAL | 1DM03G01F1532AQ100 | 30 | 1DM | BUILDING | 03G | CHORUSMART DOM.RANG. | 01F | BASIC CHORUSMART | 1 | 24 | NR | 229.206 | CCM | 24.167 | 21.75 | G | 8011564269101 | 8011564269101 | 8011564617759 | 85366930
GW12434 | CONNECTOR RJ45 2M CAT.5E UTP BLACK | GNIAZDO RJ45 2M KAT.5E UTP CZARNE | 20.5 | 1 | NR | 20.2 | 1 | NR | 1.485% | OFFICIAL | 1DM03G01F1532AQ100 | 40 | 1DM | BUILDING | 03G | CHORUSMART DOM.RANG. | 01F | BASIC CHORUSMART | 1 | 24 | NR | 229.206 | CCM | 31.146 | 24.934 | G | 8011564823839 | 8011564823839 | 8011564965850 | 85366930
GW13034F | 1-WAY SWITCH, 2M 2P 16AX R.WIRING BEIGE | PRZYCISK 2M 2P 16AX K. SZYBKI BEŻ | 20.5 | 1 | NR | 20.2 | 1 | NR | 1.485% | OFFICIAL | 1DM03G01F1330AQ100 | 30 | 1DM | BUILDING | 03G | CHORUSMART DOM.RANG. | 01F | BASIC CHORUSMART | 6 | 24 | NR | 277.888 | CCM | 42.815 | 39.404 | G | 8034035071812 | 8034035454509 | 8034035454516 | 85365080
GW13421 | CONNECTOR RJ45 1M CAT.5E UTP CHORUS B | GNIAZDO RJ45 1M KAT.5E UTP BEŻ | 20.5 | 1 | NR | 20.2 | 1 | NR | 1.485% | OFFICIAL | 1DM03G01F1330AW100 | 30 | 1DM | BUILDING | 03G | CHORUSMART DOM.RANG. | 01F | BASIC CHORUSMART | 1 | 24 | NR | 229.206 | CCM | 32.492 | 20.416 | G | 8034035073076 | 8034035073076 | 8034035456718 | 85366930
GW13434 | CONNECTOR RJ45 2M CAT.5E UTP BEIGE | GNIAZDO RJ45 2M CAT.5E UTP BEŻ | 20.5 | 1 | NR | 20.2 | 1 | NR | 1.485% | OFFICIAL | 1DM03G01F1330AW100 | 40 | 1DM | BUILDING | 03G | CHORUSMART DOM.RANG. | 01F | BASIC CHORUSMART | 1 | 24 | NR | 229.206 | CCM | 34.16 | 25.203 | G | 8034035073137 | 8034035073137 | 8034035456787 | 85366930
GW14371 | TV/SAT SOCKET 1M DIRECT F.CONN FEM. T | GNIAZDO TV/SAT 1M BEZP ZŁ. ŻEŃSKIE F T | 20.5 | 1 | NR | 20.2 | 1 | NR | 1.485% | OFFICIAL | 1DM03G01F1552B8100 | 30 | 1DM | BUILDING | 03G | CHORUSMART DOM.RANG. | 01F | BASIC CHORUSMART | 1 | 48 | NR | 114.603 | CCM | 68.333 | 61.5 | G | 8011564266803 | 8011564266803 | 8011564614796 | 85366910
GW15034F | 1-WAY SWITCH, 2M 2P 16AX R.WIRING WHITE | PRZYC.2M 2P 16AX K.SZ.IDO BIAŁY | 20.5 | 1 | NR | 20.2 | 1 | NR | 1.485% | OFFICIAL | 1DM03G01F1310A8100 | 30 | 1DM | BUILDING | 03G | CHORUSMART DOM.RANG. | 01F | BASIC CHORUSMART | 6 | 24 | NR | 277.888 | CCM | 42.815 | 39.404 | G | 8034035074516 | 8034035458248 | 8034035458255 | 85365080
GW15421 | CONNECTOR RJ45 1M CAT.5E UTP CHORUS W | GNIAZDO RJ45 1M CAT.5E UTP BIAŁY | 20.5 | 1 | NR | 20.2 | 1 | NR | 1.485% | OFFICIAL | 1DM03G01F1310AE100 | 30 | 1DM | BUILDING | 03G | CHORUSMART DOM.RANG. | 01F | BASIC CHORUSMART | 1 | 24 | NR | 229.206 | CCM | 32.492 | 20.416 | G | 8034035075773 | 8034035075773 | 8034035460456 | 85366930
GW15434 | CONNECTOR RJ45 2M CAT.5E UTP WHITE | GNIAZDO RJ45 2M CAT.5E UTP BIAŁY | 20.5 | 1 | NR | 20.2 | 1 | NR | 1.485% | OFFICIAL | 1DM03G01F1310AE100 | 40 | 1DM | BUILDING | 03G | CHORUSMART DOM.RANG. | 01F | BASIC CHORUSMART | 1 | 24 | NR | 229.206 | CCM | 34.622 | 25.223 | G | 8034035075834 | 8034035075834 | 8034035460524 | 85366930
GW12628 | DOUBLE TRANSPARENT INDICATOR LAMP, BLACK | PODWÓJNA PRZEŹR. LAMPKA WSKAŹNIK. CZARNA | 13.8 | 1 | NR | 13.6 | 1 | NR | 1.471% | OFFICIAL | 1DM03G01F1532AU100 | 30 | 1DM | BUILDING | 03G | CHORUSMART DOM.RANG. | 01F | BASIC CHORUSMART | 1 | 24 | NR | 80.914 | CCM | 16.29 | 13.004 | G | 8011564269279 | 8011564269279 | 8011564617926 | 85308000
GW12629 | DOUBLE RED/GREEN INDICATOR LAMP, BLACK | PODWÓJNA CZERW/ZIEL. LAMPKA WSKAŹNIK. CZ | 13.8 | 1 | NR | 13.6 | 1 | NR | 1.471% | OFFICIAL | 1DM03G01F1532AU100 | 30 | 1DM | BUILDING | 03G | CHORUSMART DOM.RANG. | 01F | BASIC CHORUSMART | 1 | 24 | NR | 80.914 | CCM | 16.29 | 13.565 | G | 8011564269286 | 8011564269286 | 8011564617933 | 85308000
GW13204 | S. OUTLET 2M 2P+E 16A D.AMP IT/DE BE | GNIAZDO 2M 2P+T 16A BIV. ST.ITA./NIEM BE | 13.8 | 1 | NR | 13.6 | 1 | NR | 1.471% | OFFICIAL | 1DM03G01F1330AS100 | 30 | 1DM | BUILDING | 03G | CHORUSMART DOM.RANG. | 01F | BASIC CHORUSMART | 6 | 48 | NR | 177.443 | CCM | 48.942 | 38.798 | G | 8034035072598 | 8034035455995 | 8034035456008 | 85366990
GW13628 | DOUBLE TRANSPARENT INDICATOR LAMP, BEIGE | LAMPKA SYGNAL..PODW. PRZEŹROCZ. BEŻ | 13.8 | 1 | NR | 13.6 | 1 | NR | 1.471% | OFFICIAL | 1DM03G01F1330FC100 | 30 | 1DM | BUILDING | 03G | CHORUSMART DOM.RANG. | 01F | BASIC CHORUSMART | 1 | 24 | NR | 80.914 | CCM | 17.351 | 14.454 | G | 8034035073717 | 8034035073717 | 8034035457500 | 85308000
GW13629 | DOUBLE RED/GREEN INDICATOR LAMP, BEIGE | LAMPKA SYGNAL..PODW. CZERW./ZIEL. BEŻ | 13.8 | 1 | NR | 13.6 | 1 | NR | 1.471% | OFFICIAL | 1DM03G01F1330FC100 | 30 | 1DM | BUILDING | 03G | CHORUSMART DOM.RANG. | 01F | BASIC CHORUSMART | 1 | 24 | NR | 80.914 | CCM | 17.785 | 14.442 | G | 8034035073724 | 8034035073724 | 8034035457517 | 85308000
GW15204 | S. OUTLET 2M 2P+E 16A D.AMP IT/DE WH | GNIAZDO 2M 2P+T 16A BIV. ST.W./NIEM. B. | 13.8 | 1 | NR | 13.6 | 1 | NR | 1.471% | OFFICIAL | 1DM03G01F1310AA100 | 30 | 1DM | BUILDING | 03G | CHORUSMART DOM.RANG. | 01F | BASIC CHORUSMART | 6 | 48 | NR | 177.443 | CCM | 38.796 | 38.796 | G | 8034035075292 | 8034035459733 | 8034035459740 | 85366990
GW15628 | DOUBLE TRANSPARENT INDICATOR LAMP, WHITE | LAMPKA SYGNAL. PODW. PRZEŹROCZ. BIAŁY | 13.8 | 1 | NR | 13.6 | 1 | NR | 1.471% | OFFICIAL | 1DM03G01F1310AI100 | 30 | 1DM | BUILDING | 03G | CHORUSMART DOM.RANG. | 01F | BASIC CHORUSMART | 1 | 24 | NR | 80.914 | CCM | 17.785 | 14.454 | G | 8034035076411 | 8034035076411 | 8034035461248 | 85308000
GW15629 | DOUBLE RED/GREEN INDICATOR LAMP, WHITE | LAMPKA SYGNAL. PODW. CZERW./ZIEL. BIAŁY | 13.8 | 1 | NR | 13.6 | 1 | NR | 1.471% | OFFICIAL | 1DM03G01F1310AI100 | 30 | 1DM | BUILDING | 03G | CHORUSMART DOM.RANG. | 01F | BASIC CHORUSMART | 1 | 24 | NR | 80.914 | CCM | 17.785 | 14.442 | G | 8034035076428 | 8034035076428 | 8034035461255 | 85308000
GW10705 | THERMOSTAT 2M 230VAC-50/60Hz WHITE | TERMOSTAT 2M 230VAC-50/60Hz BIAŁY | 139 | 1 | NR | 137 | 1 | NR | 1.46% | OFFICIAL | 1DM03G01F1512AE100 | 30 | 1DM | BUILDING | 03G | CHORUSMART DOM.RANG. | 01F | BASIC CHORUSMART | 1 | 2 | NR | 2019.938 | CCM | 233 | 209.7 | G | 8011564263116 | 8011564263116 | 8011564607774 | 90321020
GW11705 | THERMOSTAT 2M 230VAC-50/60Hz IVORY | TERMOSTAT 2M 230VAC-50/60Hz KOŚĆ SŁON. | 139 | 1 | NR | 137 | 1 | NR | 1.46% | OFFICIAL | 1DM03G01F1522AF100 | 30 | 1DM | BUILDING | 03G | CHORUSMART DOM.RANG. | 01F | BASIC CHORUSMART | 1 | 2 | NR | 2019.938 | CCM | 193.781 | 56.782 | G | 8011564263123 | 8011564263123 | 8011564607781 | 90321020
GW12002 | 1-WAY SWITCH, 1M 1P 16AX ILL LOC BLACK | ŁĄCZNIK POJ.1M 1P 16AX PODŚ BLOK CZARNY | 6.95 | 1 | NR | 6.85 | 1 | NR | 1.46% | OFFICIAL | 1DM03G01F1532AI100 | 30 | 1DM | BUILDING | 03G | CHORUSMART DOM.RANG. | 01F | BASIC CHORUSMART | 12 | 24 | NR | 80.914 | CCM | 24.75 | 18.988 | G | 8011564265240 | 8011564612143 | 8011564612150 | 85365080
GW12003 | 1-WAY SWITCH, 1M 1P 16AX ILL SIG BLACK | ŁĄCZNIK POJ.1M 1P 16AX PODŚ SYG CZARNY | 6.95 | 1 | NR | 6.85 | 1 | NR | 1.46% | OFFICIAL | 1DM03G01F1532AI100 | 30 | 1DM | BUILDING | 03G | CHORUSMART DOM.RANG. | 01F | BASIC CHORUSMART | 12 | 24 | NR | 80.914 | CCM | 24.458 | 18.964 | G | 8011564265257 | 8011564612167 | 8011564612174 | 85365080
GW13002 | 1-WAY SWITCH, 1M 1P 16AX ILL LOC BEIGE | PRZYCISK 1M 1P 16AX OŚW.LOK.BEŻ | 6.95 | 1 | NR | 6.85 | 1 | NR | 1.46% | OFFICIAL | 1DM03G01F1330AO100 | 30 | 1DM | BUILDING | 03G | CHORUSMART DOM.RANG. | 01F | BASIC CHORUSMART | 12 | 24 | NR | 80.914 | CCM | 23.085 | 18.966 | G | 8034035071669 | 8034035454219 | 8034035454226 | 85365080
GW13003 | 1-WAY SWITCH, 1M 1P 16AX ILL SIG BEIGE | PRZYCISK 1M 1P 16AX OŚW.SYGN.BEŻ | 6.95 | 1 | NR | 6.85 | 1 | NR | 1.46% | OFFICIAL | 1DM03G01F1330AO100 | 30 | 1DM | BUILDING | 03G | CHORUSMART DOM.RANG. | 01F | BASIC CHORUSMART | 12 | 24 | NR | 80.914 | CCM | 25.047 | 18.917 | G | 8034035071676 | 8034035454233 | 8034035454240 | 85365080
GW15002 | 1-WAY SWITCH, 1M 1P 16AX ILL LOC WHITE | PRZYC.1M 1P 16AX OŚW.LOK.BIAŁY | 6.95 | 1 | NR | 6.85 | 1 | NR | 1.46% | OFFICIAL | 1DM03G01F1310A6100 | 30 | 1DM | BUILDING | 03G | CHORUSMART DOM.RANG. | 01F | BASIC CHORUSMART | 12 | 24 | NR | 80.914 | CCM | 23.085 | 18.966 | G | 8034035074363 | 8034035457951 | 8034035457968 | 85365080
GW15003 | 1-WAY SWITCH, 1M 1P 16AX ILL SIG WHITE | PRZYC.1M 1P 16AX OŚW.SYGN.BIAŁY | 6.95 | 1 | NR | 6.85 | 1 | NR | 1.46% | OFFICIAL | 1DM03G01F1310A6100 | 30 | 1DM | BUILDING | 03G | CHORUSMART DOM.RANG. | 01F | BASIC CHORUSMART | 12 | 24 | NR | 80.914 | CCM | 25.047 | 18.917 | G | 8034035074370 | 8034035457975 | 8034035457982 | 85365080
GW10391 | CHINESE STD 2P+E 10A CH/WT | CHIŃSKI STD 2P+E 10A CH/B | 7 | 1 | NR | 6.9 | 1 | NR | 1.449% | OFFICIAL | 1DM03G01F1512A4100 | 30 | 1DM | BUILDING | 03G | CHORUSMART DOM.RANG. | 01F | BASIC CHORUSMART | 6 | 48 | NR | 177.443 | CCM | 47.624 | 36.23 | G | 8011564445017 | 8011564672321 | 8011564672338 | 85366990
GW12051 | 2-WAY SWITCH, 1M 1P 16AX BLACK | ŁĄCZ. SCHOD., 1M 1P 16AX CZARNY | 7 | 1 | NR | 6.9 | 1 | NR | 1.449% | OFFICIAL | 1DM03G01F1532AI100 | 30 | 1DM | BUILDING | 03G | CHORUSMART DOM.RANG. | 01F | BASIC CHORUSMART | 12 | 96 | NR | 63.225 | CCM | 26.14 | 21.724 | G | 8011564266209 | 8011564614055 | 8011564614062 | 85365080
GW13051 | 2-WAY SWITCH, 1M 1P 16AX BEIGE | ŁĄCZN. SCHOD. 1M 1P 16AX BEŻ | 7 | 1 | NR | 6.9 | 1 | NR | 1.449% | OFFICIAL | 1DM03G01F1330AO100 | 30 | 1DM | BUILDING | 03G | CHORUSMART DOM.RANG. | 01F | BASIC CHORUSMART | 12 | 96 | NR | 63.225 | CCM | 46.263 | 21.764 | G | 8034035071881 | 8034035454639 | 8034035454646 | 85365080
GW15051 | 2-WAY SWITCH, 1M 1P 16AX WHITE | ŁĄCZ. SCHOD. 1M 1P 16AX BIAŁY | 7 | 1 | NR | 6.9 | 1 | NR | 1.449% | OFFICIAL | 1DM03G01F1310A6100 | 30 | 1DM | BUILDING | 03G | CHORUSMART DOM.RANG. | 01F | BASIC CHORUSMART | 12 | 96 | NR | 63.225 | CCM | 46.263 | 21.764 | G | 8034035074585 | 8034035458378 | 8034035458385 | 85365080
GW16108TB | ONE PLATE 4+4M WHITE | RAMKA ONE 8 MODUŁÓW MLECZNOBIAŁA | 7 | 1 | NR | 6.9 | 1 | NR | 1.449% | OFFICIAL | 1DM03G01F1572CM100 | 30 | 1DM | BUILDING | 03G | CHORUSMART DOM.RANG. | 01F | BASIC CHORUSMART | 6 | 6 | NR | 673.313 | CCM | 60.333 | 54.3 | G | 8011564271159 | 8011564619852 | 8011564619852 | 85389099
GW16126TB | ONE INT. PLATE 2+2+2M H.WHITE | RAMKA ONE INTERNAT. 2+2+2M POZ.M.BIAŁA | 7 | 1 | NR | 6.9 | 1 | NR | 1.449% | OFFICIAL | 1DM03G01F1592DA100 | 30 | 1DM | BUILDING | 03G | CHORUSMART DOM.RANG. | 01F | BASIC CHORUSMART | 6 | 6 | NR | 632.689 | CCM | 61.048 | 42.098 | G | 8011564271890 | 8011564620575 | 8011564620575 | 85389099
GW16126TC | ONE INT. PLATE, 2+2+2G H HEMP | RAMKA ONE INTERNAT. 2+2+2M POZ.KON | 7 | 1 | NR | 6.9 | 1 | NR | 1.449% | OFFICIAL | 1DM03G01F1592DD100 | 30 | 1DM | BUILDING | 03G | CHORUSMART DOM.RANG. | 01F | BASIC CHORUSMART | 6 | 6 | NR | 632.689 | CCM | 64.167 | 57.75 | G | 8011564767072 | 8011564909762 | 8011564909762 | 85389099
GW16126TI | ONE INT. PLATE, 2+2+2G H IVORY | RAMKA ONE INTERNAT. 2+2+2M POZ.KOŚĆ SŁ. | 7 | 1 | NR | 6.9 | 1 | NR | 1.449% | OFFICIAL | 1DM03G01F1592DF100 | 30 | 1DM | BUILDING | 03G | CHORUSMART DOM.RANG. | 01F | BASIC CHORUSMART | 6 | 6 | NR | 632.689 | CCM | 66.667 | 60 | G | 8011564766990 | 8011564909687 | 8011564909687 | 85389099
GW16126TN | ONE INT. PLATE, 2+2+2G H TONER BLACK | RAMKA ONE INTERNAT. 2+2+2 M POZ. CZARNY | 7 | 1 | NR | 6.9 | 1 | NR | 1.449% | OFFICIAL | 1DM03G01F1592DC100 | 30 | 1DM | BUILDING | 03G | CHORUSMART DOM.RANG. | 01F | BASIC CHORUSMART | 6 | 6 | NR | 632.689 | CCM | 61.667 | 41.098 | G | 8011564271951 | 8011564620636 | 8011564620636 | 85389099
GW16127TB | ONE INT. PLATE 2+2+2M V.WHITE | RAMKA ONE INTERNATI. 2+2+2M PIO M.BIAŁA | 7 | 1 | NR | 6.9 | 1 | NR | 1.449% | OFFICIAL | 1DM03G01F1592DA100 | 30 | 1DM | BUILDING | 03G | CHORUSMART DOM.RANG. | 01F | BASIC CHORUSMART | 6 | 6 | NR | 632.689 | CCM | 61.667 | 55.5 | G | 8011564271906 | 8011564620582 | 8011564620582 | 85389099
GW16127TC | ONE INT. PLATE, 2+2+2G V HEMP | RAMKA ONE INTERNATI. 2+2+2M PION KONOP | 7 | 1 | NR | 6.9 | 1 | NR | 1.449% | OFFICIAL | 1DM03G01F1592DD100 | 30 | 1DM | BUILDING | 03G | CHORUSMART DOM.RANG. | 01F | BASIC CHORUSMART | 6 | 6 | NR | 632.689 | CCM | 63.5 | 57.15 | G | 8011564767089 | 8011564909779 | 8011564909779 | 85389099
GW16127TI | ONE INT. PLATE, 2+2+2G V IVORY | RAMKA ONE INTERNATI. 2+2+2M PIO KOŚĆ SŁ | 7 | 1 | NR | 6.9 | 1 | NR | 1.449% | OFFICIAL | 1DM03G01F1592DF100 | 30 | 1DM | BUILDING | 03G | CHORUSMART DOM.RANG. | 01F | BASIC CHORUSMART | 6 | 6 | NR | 632.689 | CCM | 66.333 | 59.7 | G | 8011564767003 | 8011564909694 | 8011564909694 | 85389099
GW16127TN | ONE INT. PLATE, 2+2+2G V TONER BLACK | RAMKA ONE INTERNATI. 2+2+2M PION CZARNY | 7 | 1 | NR | 6.9 | 1 | NR | 1.449% | OFFICIAL | 1DM03G01F1592DC100 | 30 | 1DM | BUILDING | 03G | CHORUSMART DOM.RANG. | 01F | BASIC CHORUSMART | 6 | 6 | NR | 632.689 | CCM | 60 | 40.098 | G | 8011564271968 | 8011564620643 | 8011564620643 | 85389099
GW16426TB | GEO INT. PLATE 2+2+2M H. WHITE | RAMKA GEO INTER. 2+2+2M POZ.M.BIAŁA | 7 | 1 | NR | 6.9 | 1 | NR | 1.449% | OFFICIAL | 1DM03G01F1562D1100 | 30 | 1DM | BUILDING | 03G | CHORUSMART DOM.RANG. | 01F | BASIC CHORUSMART | 6 | 6 | NR | 632.689 | CCM | 67.566 | 46.216 | G | 8011564767614 | 8011564910300 | 8011564910300 | 85389099
GW16426TC | GEO INT. PLATE, 2+2+2G H HEMP | RAMKA GEO INTER. 2+2+2 M POZ.KONOPN | 7 | 1 | NR | 6.9 | 1 | NR | 1.449% | OFFICIAL | 1DM03G01F1562D1100 | 30 | 1DM | BUILDING | 03G | CHORUSMART DOM.RANG. | 01F | BASIC CHORUSMART | 6 | 6 | NR | 632.689 | CCM | 64.446 | 43.096 | G | 8011564767621 | 8011564910317 | 8011564910317 | 85389099
GW16426TI | GEO INT. PLATE, 2+2+2G H IVORY | RAMKA GEO INTER. 2+2+2M POZ.KOŚĆ SŁ. | 7 | 1 | NR | 6.9 | 1 | NR | 1.449% | OFFICIAL | 1DM03G01F1562D1100 | 30 | 1DM | BUILDING | 03G | CHORUSMART DOM.RANG. | 01F | BASIC CHORUSMART | 6 | 6 | NR | 632.689 | CCM | 67.566 | 46.216 | G | 8011564767638 | 8011564910324 | 8011564910324 | 85389099
GW16426TN | GEO INT. PLATE, 2+2+2G H TONER BLACK | RAMKA GEO INTER. 2+2+2 M POZ. CZARNY | 7 | 1 | NR | 6.9 | 1 | NR | 1.449% | OFFICIAL | 1DM03G01F1562D1100 | 30 | 1DM | BUILDING | 03G | CHORUSMART DOM.RANG. | 01F | BASIC CHORUSMART | 6 | 6 | NR | 632.689 | CCM | 67.566 | 46.216 | G | 8011564767645 | 8011564910331 | 8011564910331 | 85389099
GW16427TB | GEO INT. PLATE 2+2+2M V. WHITE | RAMKA GEO INTER. 2+2+2M PIO M.BIAŁA | 7 | 1 | NR | 6.9 | 1 | NR | 1.449% | OFFICIAL | 1DM03G01F1562D1100 | 30 | 1DM | BUILDING | 03G | CHORUSMART DOM.RANG. | 01F | BASIC CHORUSMART | 6 | 6 | NR | 632.689 | CCM | 67.566 | 46.216 | G | 8011564767713 | 8011564910409 | 8011564910409 | 85389099
GW16427TC | GEO INT. PLATE, 2+2+2G V HEMP | RAMKA GEO INTER. 2+2+2M PION KONOP | 7 | 1 | NR | 6.9 | 1 | NR | 1.449% | OFFICIAL | 1DM03G01F1562D1100 | 30 | 1DM | BUILDING | 03G | CHORUSMART DOM.RANG. | 01F | BASIC CHORUSMART | 6 | 6 | NR | 632.689 | CCM | 67.566 | 46.216 | G | 8011564767720 | 8011564910416 | 8011564910416 | 85389099
GW16427TI | GEO INT. PLATE, 2+2+2G V IVORY | RAMKA GEO INTER. 2+2+2M PIO KOŚĆ SŁ | 7 | 1 | NR | 6.9 | 1 | NR | 1.449% | OFFICIAL | 1DM03G01F1562D1100 | 30 | 1DM | BUILDING | 03G | CHORUSMART DOM.RANG. | 01F | BASIC CHORUSMART | 6 | 6 | NR | 632.689 | CCM | 67.566 | 46.216 | G | 8011564767737 | 8011564910423 | 8011564910423 | 85389099
GW16427TN | GEO INT. PLATE, 2+2+2G V TONER BLACK | RAMKA GEO INTER. 2+2+2M PION CZARNY | 7 | 1 | NR | 6.9 | 1 | NR | 1.449% | OFFICIAL | 1DM03G01F1562D1100 | 30 | 1DM | BUILDING | 03G | CHORUSMART DOM.RANG. | 01F | BASIC CHORUSMART | 6 | 6 | NR | 632.689 | CCM | 67.566 | 46.216 | G | 8011564767744 | 8011564910430 | 8011564910430 | 85389099
GW14041 | 1-WAY SWITCH, 3M 1P 16AX TITANIUM | ŁĄCZNIK POJ., 3M 1P 16AX TYTAN | 14.1 | 1 | NR | 13.9 | 1 | NR | 1.439% | OFFICIAL | 1DM03G01F1552B0100 | 40 | 1DM | BUILDING | 03G | CHORUSMART DOM.RANG. | 01F | BASIC CHORUSMART | 4 | 12 | NR | 336.656 | CCM | 44.167 | 25.718 | G | 8011564265516 | 8011564612594 | 8011564612600 | 85365080
GW10213 | S. OUT. 1M 2P+E 16A D.AM P17-11 IT RED | GNIAZDO 1M 2P+E 16A D.AM P17-11 WŁ CZERW | 7.1 | 1 | NR | 7 | 1 | NR | 1.429% | OFFICIAL | 1DM03G01F1512A4100 | 30 | 1DM | BUILDING | 03G | CHORUSMART DOM.RANG. | 01F | BASIC CHORUSMART | 12 | 24 | NR | 117.345 | CCM | 33.75 | 27.23 | G | 8011564264854 | 8011564611689 | 8011564611696 | 85366990
GW10223 | S. OUT. 1M 2P+E 16A D.AM P17-11 IT GREEN | GNIAZDO 1M 2P+E 16A D.AM P17-11 WŁ ZIEL. | 7.1 | 1 | NR | 7 | 1 | NR | 1.429% | OFFICIAL | 1DM03G01F1512A4100 | 30 | 1DM | BUILDING | 03G | CHORUSMART DOM.RANG. | 01F | BASIC CHORUSMART | 12 | 24 | NR | 117.345 | CCM | 33.333 | 27.23 | G | 8011564264861 | 8011564611702 | 8011564611719 | 85366990
GW10233 | S. OUT. 1M 2P+E 16A D.AM P17-11 IT ORAN | GNIAZDO 1M 2P+E 16A D.AM P17-11 WŁ POMAR | 7.1 | 1 | NR | 7 | 1 | NR | 1.429% | OFFICIAL | 1DM03G01F1512A4100 | 30 | 1DM | BUILDING | 03G | CHORUSMART DOM.RANG. | 01F | BASIC CHORUSMART | 12 | 24 | NR | 107.647 | CCM | 33.333 | 27.23 | G | 8011564264878 | 8011564611726 | 8011564611733 | 85366990
GW10893 | SIGNALLING UNIT 12/24V WHITE LED QUICK W | JEDNOSTKA SYGN.12/24V BIAŁA LED SZYBK. B | 3.55 | 1 | NR | 3.5 | 1 | NR | 1.429% | OFFICIAL | 1DM03G01F1672BI100 | 30 | 1DM | BUILDING | 03G | CHORUSMART DOM.RANG. | 01F | BASIC CHORUSMART | 50 | 50 | NR | 32.343 | CCM | 3.16 | 3 | G | 8011564436206 | 8011564664111 | 8011564664111 | 85308000
GW11288 | S. OUTLET 1M 2P+E 15A USA IVORY | GNIAZDO 1M 2P+E 15A USA KOŚĆ SŁONIOWA | 7.1 | 1 | NR | 7 | 1 | NR | 1.429% | OFFICIAL | 1DM03G01F1522A5100 | 30 | 1DM | BUILDING | 03G | CHORUSMART DOM.RANG. | 01F | BASIC CHORUSMART | 12 | 48 | NR | 84.164 | CCM | 29.641 | 24.12 | G | 8011564827332 | 8011564968639 | 8011564968646 | 85366990
GW12621 | TRANSPARENT INDICATOR LAMP 1M BLACK | PRZEŹROCZYSTA LAMPKA WSKAŹNIKOWA 1M CZAR | 7.1 | 1 | NR | 7 | 1 | NR | 1.429% | OFFICIAL | 1DM03G01F1532AU100 | 30 | 1DM | BUILDING | 03G | CHORUSMART DOM.RANG. | 01F | BASIC CHORUSMART | 1 | 24 | NR | 80.914 | CCM | 16 | 12.908 | G | 8011564269231 | 8011564269231 | 8011564617889 | 85308000
GW12622 | GREEN INDICATOR LAMP 1M BLACK | ZIELONA LAMPKA WSKAŹNIKOWA 1M CZARNA | 7.1 | 1 | NR | 7 | 1 | NR | 1.429% | OFFICIAL | 1DM03G01F1532AU100 | 30 | 1DM | BUILDING | 03G | CHORUSMART DOM.RANG. | 01F | BASIC CHORUSMART | 1 | 24 | NR | 80.914 | CCM | 16 | 12.918 | G | 8011564269248 | 8011564269248 | 8011564617896 | 85308000
GW12623 | RED INDICATOR LAMP 1M BLACK | CZERWONA LAMPKA WSKAŹNIKOWA 1M CZARNA | 7.1 | 1 | NR | 7 | 1 | NR | 1.429% | OFFICIAL | 1DM03G01F1532AU100 | 30 | 1DM | BUILDING | 03G | CHORUSMART DOM.RANG. | 01F | BASIC CHORUSMART | 1 | 24 | NR | 80.914 | CCM | 16 | 13.459 | G | 8011564269255 | 8011564269255 | 8011564617902 | 85308000
GW12624 | AMBER INDICATOR LAMP 1M BLACK | BURSZTYNOWA LAMPKA WSKAŹNIKOWA 1M CZARNA | 7.1 | 1 | NR | 7 | 1 | NR | 1.429% | OFFICIAL | 1DM03G01F1532AU100 | 30 | 1DM | BUILDING | 03G | CHORUSMART DOM.RANG. | 01F | BASIC CHORUSMART | 1 | 24 | NR | 80.914 | CCM | 16 | 12.918 | G | 8011564269262 | 8011564269262 | 8011564617919 | 85308000
GW13621 | TRANSPARENT INDICATOR LAMP 1M BEIGE | LAMPKA SYGNAL..PRZEŹROCZ. 1M BEŻ | 7.1 | 1 | NR | 7 | 1 | NR | 1.429% | OFFICIAL | 1DM03G01F1330FC100 | 30 | 1DM | BUILDING | 03G | CHORUSMART DOM.RANG. | 01F | BASIC CHORUSMART | 1 | 24 | NR | 80.914 | CCM | 42.17 | 14.028 | G | 8034035073670 | 8034035073670 | 8034035457463 | 85308000
GW13622 | GREEN INDICATOR LAMP 1M BEIGE | LAMPKA SYGNALIZACYJNA ZIEL. 1M BEŻ | 7.1 | 1 | NR | 7 | 1 | NR | 1.429% | OFFICIAL | 1DM03G01F1330FC100 | 30 | 1DM | BUILDING | 03G | CHORUSMART DOM.RANG. | 01F | BASIC CHORUSMART | 1 | 24 | NR | 80.914 | CCM | 17.359 | 14.024 | G | 8034035073687 | 8034035073687 | 8034035457470 | 85308000
GW13623 | RED INDICATOR LAMP 1M BEIGE | LAMPKA SYGNALIZACYJNA CZERW. 1M BEŻ | 7.1 | 1 | NR | 7 | 1 | NR | 1.429% | OFFICIAL | 1DM03G01F1330FC100 | 30 | 1DM | BUILDING | 03G | CHORUSMART DOM.RANG. | 01F | BASIC CHORUSMART | 1 | 24 | NR | 80.914 | CCM | 17.355 | 14.02 | G | 8034035073694 | 8034035073694 | 8034035457487 | 85308000
GW13624 | AMBER INDICATOR LAMP 1M BEIGE | LAMPKA SYGNALIZACYJNA AMBRA 1M BEŻ | 7.1 | 1 | NR | 7 | 1 | NR | 1.429% | OFFICIAL | 1DM03G01F1330FC100 | 30 | 1DM | BUILDING | 03G | CHORUSMART DOM.RANG. | 01F | BASIC CHORUSMART | 1 | 24 | NR | 80.914 | CCM | 17.351 | 14.02 | G | 8034035073700 | 8034035073700 | 8034035457494 | 85308000
GW15621 | TRANSPARENT INDICATOR LAMP 1M WHITE | LAMPKA SYGNAL.PRZEŹROCZ. 1M BIAŁY | 7.1 | 1 | NR | 7 | 1 | NR | 1.429% | OFFICIAL | 1DM03G01F1310AI100 | 30 | 1DM | BUILDING | 03G | CHORUSMART DOM.RANG. | 01F | BASIC CHORUSMART | 1 | 24 | NR | 80.914 | CCM | 42.17 | 14.028 | G | 8034035076374 | 8034035076374 | 8034035461200 | 85308000
GW15622 | GREEN INDICATOR LAMP 1M WHITE | LAMPKA SYGNALIZACYJNA ZIEL. 1M BIAŁY | 7.1 | 1 | NR | 7 | 1 | NR | 1.429% | OFFICIAL | 1DM03G01F1310AI100 | 30 | 1DM | BUILDING | 03G | CHORUSMART DOM.RANG. | 01F | BASIC CHORUSMART | 1 | 24 | NR | 80.914 | CCM | 17.359 | 14.024 | G | 8034035076381 | 8034035076381 | 8034035461217 | 85308000
GW15623 | RED INDICATOR LAMP 1M WHITE | LAMPKA SYGNALIZACYJNA CZERW. 1M BIAŁY | 7.1 | 1 | NR | 7 | 1 | NR | 1.429% | OFFICIAL | 1DM03G01F1310AI100 | 30 | 1DM | BUILDING | 03G | CHORUSMART DOM.RANG. | 01F | BASIC CHORUSMART | 1 | 24 | NR | 80.914 | CCM | 17.355 | 14.02 | G | 8034035076398 | 8034035076398 | 8034035461224 | 85308000
GW15624 | AMBER INDICATOR LAMP 1M WHITE | LAMPKA SYGNALIZACYJNA BURSZT. 1M BIAŁY | 7.1 | 1 | NR | 7 | 1 | NR | 1.429% | OFFICIAL | 1DM03G01F1310AI100 | 30 | 1DM | BUILDING | 03G | CHORUSMART DOM.RANG. | 01F | BASIC CHORUSMART | 1 | 24 | NR | 80.914 | CCM | 17.351 | 14.02 | G | 8034035076404 | 8034035076404 | 8034035461231 | 85308000
GW16104TN | ONE PLATE 4-GANG TONER BLACK | RAMKA ONE 4 MODUŁY CZARNY | 3.55 | 1 | NR | 3.5 | 1 | NR | 1.429% | OFFICIAL | 1DM03G01F1572CO100 | 30 | 1DM | BUILDING | 03G | CHORUSMART DOM.RANG. | 01F | BASIC CHORUSMART | 12 | 12 | NR | 235.156 | CCM | 33.333 | 30 | G | 8011564271197 | 8011564619890 | 8011564619890 | 85389099
GW16122VA | ONE INT. PLATE, 2-GANG, SLATE | RAMKA ONE INTERNATIONAL 2 MODUŁY ŁUPEK | 7.1 | 1 | NR | 7 | 1 | NR | 1.429% | OFFICIAL | 1DM03G01F1592DG100 | 40 | 1DM | BUILDING | 03G | CHORUSMART DOM.RANG. | 01F | BASIC CHORUSMART | 12 | 12 | NR | 235.156 | CCM | 26.667 | 17.539 | G | 8011564272033 | 8011564620711 | 8011564620711 | 85389099
GW16122VB | ONE INT. PLATE, 2-GANG SEA BLUE | RAMKA ONE INTERNAT. 2 MOD.MORSKI NIEB. | 7.1 | 1 | NR | 7 | 1 | NR | 1.429% | OFFICIAL | 1DM03G01F1592DS100 | 40 | 1DM | BUILDING | 03G | CHORUSMART DOM.RANG. | 01F | BASIC CHORUSMART | 12 | 12 | NR | 235.156 | CCM | 26.667 | 17.549 | G | 8011564272453 | 8011564621213 | 8011564621213 | 85389099
GW16122VR | ONE INT. PLATE, 2-GANG, RUBY | RAMKA ONE INTERNATIONAL 2 MODUŁY RUBIN | 7.1 | 1 | NR | 7 | 1 | NR | 1.429% | OFFICIAL | 1DM03G01F1592DM100 | 40 | 1DM | BUILDING | 03G | CHORUSMART DOM.RANG. | 01F | BASIC CHORUSMART | 12 | 12 | NR | 235.156 | CCM | 26.5 | 17.549 | G | 8011564277069 | 8011564625488 | 8011564625488 | 85389099
GW16122VT | ONE INT. PLATE, 2-GANG TITANIUM | RAMKA ONE INTERNATIONAL 2 MODUŁY TYTAN | 7.1 | 1 | NR | 7 | 1 | NR | 1.429% | OFFICIAL | 1DM03G01F1592DE100 | 30 | 1DM | BUILDING | 03G | CHORUSMART DOM.RANG. | 01F | BASIC CHORUSMART | 12 | 12 | NR | 235.156 | CCM | 26.5 | 17.539 | G | 8011564271975 | 8011564620650 | 8011564620650 | 85389099
GW16422VA | GEO INT. PLATE, 2-GANG, SLATE | RAMKA GEO INTER. 2 MODUŁY ŁUPEK | 7.1 | 1 | NR | 7 | 1 | NR | 1.429% | OFFICIAL | 1DM03G01F1562D3100 | 40 | 1DM | BUILDING | 03G | CHORUSMART DOM.RANG. | 01F | BASIC CHORUSMART | 12 | 12 | NR | 235.156 | CCM | 28.796 | 20.388 | G | 8011564767256 | 8011564909946 | 8011564909946 | 85389099
GW16422VB | GEO INT. PLATE, 2-GANG, SEA BLUE | RAMKA GEO INTER. 2 MOD.MORSKI NIEBIESKI | 7.1 | 1 | NR | 7 | 1 | NR | 1.429% | OFFICIAL | 1DM03G01F1562D1100 | 40 | 1DM | BUILDING | 03G | CHORUSMART DOM.RANG. | 01F | BASIC CHORUSMART | 12 | 12 | NR | 235.156 | CCM | 28.806 | 20.398 | G | 8011564767263 | 8011564909953 | 8011564909953 | 85389099
GW16422VR | GEO INT. PLATE, 2-GANG, RUBY | RAMKA GEO INTER. 2 MODUŁY RUBIN | 7.1 | 1 | NR | 7 | 1 | NR | 1.429% | OFFICIAL | 1DM03G01F1562D1100 | 40 | 1DM | BUILDING | 03G | CHORUSMART DOM.RANG. | 01F | BASIC CHORUSMART | 12 | 12 | NR | 235.156 | CCM | 28.806 | 20.398 | G | 0 | 0 | 0 | 0
GW16422VT | GEO INT. PLATE, 2-GANG, TITANIUM | RAMKA GEO INTER. 2 MODUŁY TYTAN | 7.1 | 1 | NR | 7 | 1 | NR | 1.429% | OFFICIAL | 1DM03G01F1562D3100 | 30 | 1DM | BUILDING | 03G | CHORUSMART DOM.RANG. | 01F | BASIC CHORUSMART | 12 | 12 | NR | 235.156 | CCM | 28.796 | 20.388 | G | 8011564767287 | 8011564909977 | 8011564909977 | 85389099
GW16744 | WALL BOX FOR ONE PLATES, IT ST 4G WHITE | PUSZKA NATYNK. DO RAMKI ONE ST.WŁ 4M BIA | 7.1 | 1 | NR | 7 | 1 | NR | 1.429% | OFFICIAL | 1DM03G01F1672BQ100 | 30 | 1DM | BUILDING | 03G | CHORUSMART DOM.RANG. | 01F | BASIC CHORUSMART | 1 | 30 | NR | 779.133 | CCM | 102.17 | 80 | G | 8011564279339 | 8011564279339 | 8011564626737 | 85381000
GW16774 | WALL BOX FOR ONE PLATES IT ST 4G BLACK | PUSZKA NATYNK. DO RAMKI ONE ST.WŁ 4M CZA | 7.1 | 1 | NR | 7 | 1 | NR | 1.429% | OFFICIAL | 1DM03G01F1672BQ100 | 30 | 1DM | BUILDING | 03G | CHORUSMART DOM.RANG. | 01F | BASIC CHORUSMART | 1 | 30 | NR | 779.133 | CCM | 100.73 | 90 | G | 8011564279377 | 8011564279377 | 8011564626775 | 85381000
GW12195 | BLANKING MODULE, 1M, BLACK | MODUŁ ZAŚLEPIAJĄCY 1M CZARNY | 1.45 | 1 | NR | 1.43 | 1 | NR | 1.399% | OFFICIAL | 1DM03G01F1532AI100 | 30 | 1DM | BUILDING | 03G | CHORUSMART DOM.RANG. | 01F | BASIC CHORUSMART | 10 | 200 | NR | 31.122 | CCM | 6 | 5.4 | G | 8011564269668 | 8011564901919 | 8011564618640 | 85389099
GW10199 | BLANKING MODULE 3M WHITE | MODUŁ ZAŚLEPIAJĄCY 3M BIAŁY | 3.7 | 1 | NR | 3.65 | 1 | NR | 1.37% | OFFICIAL | 1DM03G01F1512A0100 | 30 | 1DM | BUILDING | 03G | CHORUSMART DOM.RANG. | 01F | BASIC CHORUSMART | 1 | 48 | NR | 152.751 | CCM | 18.333 | 14.948 | G | 8011564259027 | 8011564259027 | 8011564603868 | 85389099
GW12194 | BLANKING MODULE 2M CABLE OUTPUT BLACK | MODUŁ ZAŚLEPIAJĄCY 2M WYJŚCIE KABL CZARN | 3.7 | 1 | NR | 3.65 | 1 | NR | 1.37% | OFFICIAL | 1DM03G01F1532AI100 | 30 | 1DM | BUILDING | 03G | CHORUSMART DOM.RANG. | 01F | BASIC CHORUSMART | 6 | 48 | NR | 177.443 | CCM | 27.458 | 24.713 | G | 8011564298811 | 8011564644410 | 8011564644427 | 85389099
GW13194 | BLANKING MODULE 2M CABLE OUTPUT BEIGE | MODUŁ ZAŚLEP. WYJŚCIE KAB. 2M BEŻ | 3.7 | 1 | NR | 3.65 | 1 | NR | 1.37% | OFFICIAL | 1DM03G01F1330AO100 | 30 | 1DM | BUILDING | 03G | CHORUSMART DOM.RANG. | 01F | BASIC CHORUSMART | 6 | 48 | NR | 177.443 | CCM | 63.522 | 15.957 | G | 8034035072512 | 8034035455865 | 8034035455872 | 85389099
GW15194 | BLANKING MODULE 2M CABLE OUTPUT WHITE | MODUŁ ZAŚLEP. WYJŚCIE KABLA 2M BIA. | 3.7 | 1 | NR | 3.65 | 1 | NR | 1.37% | OFFICIAL | 1DM03G01F1310A6100 | 30 | 1DM | BUILDING | 03G | CHORUSMART DOM.RANG. | 01F | BASIC CHORUSMART | 6 | 48 | NR | 177.443 | CCM | 63.522 | 15.957 | G | 8034035075216 | 8034035459603 | 8034035459610 | 85389099
GW10731 | INTERCHANGEABLE BUTTON 'DND' 1M WHITE | PRZYCISK WYMIEN. ‘NIE PRZESZK.’ 1M BIAŁY | 0.75 | 1 | NR | 0.74 | 1 | NR | 1.351% | OFFICIAL | 1DM03G01F1512A0100 | 30 | 1DM | BUILDING | 03G | CHORUSMART DOM.RANG. | 01F | BASIC CHORUSMART | 4 | 48 | NR | 33.69 | CCM | 4.854 | 4.854 | G | 8011564740556 | 8011564934429 | 8011564934436 | 85389099
GW10732 | INTERCHANGEABLE BUTTON 'MUR' 1M WHITE | PRZYCISK WYMIEN. ‘PROSZĘ SPRZ.’ 1M BIAŁY | 0.75 | 1 | NR | 0.74 | 1 | NR | 1.351% | OFFICIAL | 1DM03G01F1512A0100 | 30 | 1DM | BUILDING | 03G | CHORUSMART DOM.RANG. | 01F | BASIC CHORUSMART | 4 | 48 | NR | 33.69 | CCM | 4.625 | 4.625 | G | 8011564740587 | 8011564934481 | 8011564934498 | 85389099
GW10733 | INTERCHANGEABLE BUTTON 'DND+MUR' 1M WH | PRZYCISK WYMIEN.‘NIE PRZ.+PR.SPRZ.’ 1M B | 0.75 | 1 | NR | 0.74 | 1 | NR | 1.351% | OFFICIAL | 1DM03G01F1512A0100 | 30 | 1DM | BUILDING | 03G | CHORUSMART DOM.RANG. | 01F | BASIC CHORUSMART | 4 | 48 | NR | 33.69 | CCM | 4.479 | 4.479 | G | 8011564740754 | 8011564934559 | 8011564934566 | 85389099
GW10298 | S. OUTLET 2M 2P+E 16A IND/S.AFR WH. | GNIAZDO 2M 2P+E 16A IND/RPA BIAŁA | 15 | 1 | NR | 14.8 | 1 | NR | 1.351% | OFFICIAL | 1DM03G01F1512A4100 | 30 | 1DM | BUILDING | 03G | CHORUSMART DOM.RANG. | 01F | BASIC CHORUSMART | 6 | 48 | NR | 177.443 | CCM | 72.29 | 72.29 | G | 8011564421806 | 8011564647114 | 8011564647121 | 85366990
GW16401VL | GEO PLATE 1M SATIN NATURAL BEIGE | RAMKA GEO 1P NATURAL. BEŻ SATYNA | 3.75 | 1 | NR | 3.7 | 1 | NR | 1.351% | OFFICIAL | 1DM03G01F1582HY100 | 30 | 1DM | BUILDING | 03G | CHORUSMART DOM.RANG. | 01F | BASIC CHORUSMART | 1 | 12 | NR | 235.156 | CCM | 86.024 | 31.896 | G | 8034035070426 | 8034035453342 | 8034035453342 | 85389099
GW16401VW | GEO PLATE 1M SATIN WHITE | RAMKA GEO 1P BIAŁA SATYNA | 3.75 | 1 | NR | 3.7 | 1 | NR | 1.351% | OFFICIAL | 1DM03G01F1582HW100 | 30 | 1DM | BUILDING | 03G | CHORUSMART DOM.RANG. | 01F | BASIC CHORUSMART | 1 | 96 | NR | 240.703 | CCM | 40.724 | 31.806 | G | 8034035070433 | 8034035453359 | 8034035453359 | 85389099
GW16402VL | GEO PLATE 2M SATIN NATURAL BEIGE | RAMKA GEO 2P NATURAL. BEŻ SATYNA | 3.75 | 1 | NR | 3.7 | 1 | NR | 1.351% | OFFICIAL | 1DM03G01F1582HY100 | 30 | 1DM | BUILDING | 03G | CHORUSMART DOM.RANG. | 01F | BASIC CHORUSMART | 1 | 12 | NR | 235.156 | CCM | 36.806 | 25.296 | G | 8034035070440 | 8034035453366 | 8034035453366 | 85389099
GW16402VW | GEO PLATE 2M SATIN WHITE | RAMKA GEO 2P BIAŁA SATYNA | 3.75 | 1 | NR | 3.7 | 1 | NR | 1.351% | OFFICIAL | 1DM03G01F1582HW100 | 30 | 1DM | BUILDING | 03G | CHORUSMART DOM.RANG. | 01F | BASIC CHORUSMART | 1 | 96 | NR | 240.703 | CCM | 32.469 | 30 | G | 8034035070457 | 8034035453373 | 8034035453373 | 85389099
GW16403VL | GEO PLATE 3M SATIN NATURAL BEIGE | RAMKA GEO 3P NATURAL. BEŻ SATYNA | 3.75 | 1 | NR | 3.7 | 1 | NR | 1.351% | OFFICIAL | 1DM03G01F1582HY100 | 30 | 1DM | BUILDING | 03G | CHORUSMART DOM.RANG. | 01F | BASIC CHORUSMART | 1 | 12 | NR | 235.156 | CCM | 30.206 | 28.696 | G | 8034035070464 | 8034035453380 | 8034035453380 | 85389099
GW16403VW | GEO PLATE 3M SATIN WHITE | RAMKA GEO 3P BIAŁA SATYNA | 3.75 | 1 | NR | 3.7 | 1 | NR | 1.351% | OFFICIAL | 1DM03G01F1582HW100 | 30 | 1DM | BUILDING | 03G | CHORUSMART DOM.RANG. | 01F | BASIC CHORUSMART | 1 | 96 | NR | 240.703 | CCM | 37.524 | 28.606 | G | 8034035070471 | 8034035453397 | 8034035453397 | 85389099
GW16503 | PROTECTED CONTAINERS, 3-GANG IP40 GREY | OBUDOWY ZABEZPIECZONE, 3 MOD. IP40 SZARY | 3.75 | 1 | NR | 3.7 | 1 | NR | 1.351% | OFFICIAL | 1DM03G01F1692BW100 | 30 | 1DM | BUILDING | 03G | CHORUSMART DOM.RANG. | 01F | BASIC CHORUSMART | 3 | 60 | NR | 700 | CCM | 104.667 | 94.2 | G | 8011564278059 | 8011564626232 | 8011564626249 | 85381000
GW16302TB | ART PLATE 2M WHITE | RAMKA ART 2 MODUŁY MLECZNOBIAŁA | 15.1 | 1 | NR | 14.9 | 1 | NR | 1.342% | OFFICIAL | 1DM03G01F1652FS100 | 40 | 1DM | BUILDING | 03G | CHORUSMART DOM.RANG. | 01F | BASIC CHORUSMART | 6 | 6 | NR | 430.588 | CCM | 77 | 69.3 | G
GW16302TN | ART PLATE 2-GANG TONER BLACK | RAMKA ART 2 MODUŁY CZARNY | 15.1 | 1 | NR | 14.9 | 1 | NR | 1.342% | OFFICIAL | 1DM03G01F1652FU100 | 40 | 1DM | BUILDING | 03G | CHORUSMART DOM.RANG. | 01F | BASIC CHORUSMART | 6 | 6 | NR | 430.588 | CCM | 76 | 68.4 | G
GW16303TB | ART PLATE 3M WHITE | RAMKA ART 3 MODUŁY MLECZNOBIAŁA | 15.1 | 1 | NR | 14.9 | 1 | NR | 1.342% | OFFICIAL | 1DM03G01F1652FS100 | 40 | 1DM | BUILDING | 03G | CHORUSMART DOM.RANG. | 01F | BASIC CHORUSMART | 12 | 12 | NR | 458.413 | CCM | 67.5 | 60.75 | G
GW16303TN | ART PLATE 3-GANG TONER BLACK | RAMKA ART 3 MODUŁY CZARNY | 15.1 | 1 | NR | 14.9 | 1 | NR | 1.342% | OFFICIAL | 1DM03G01F1652FU100 | 40 | 1DM | BUILDING | 03G | CHORUSMART DOM.RANG. | 01F | BASIC CHORUSMART | 12 | 12 | NR | 458.413 | CCM | 68.333 | 61.5 | G
GW10136AB | PUSH-BUTTON 1M 1P NO 16A PULL-CORD AB | PRZYCISK 1M 1P NA 16A POCIĄGANY AB | 15.2 | 1 | NR | 15 | 1 | NR | 1.333% | OFFICIAL | 1DM03G01F1350FN100 | 30 | 1DM | BUILDING | 03G | CHORUSMART DOM.RANG. | 01F | BASIC CHORUSMART | 1 | 12 | NR | 161.828 | CCM | 38.256 | 31.595 | G | 8034035071416 | 8034035071416 | 8034035453861 | 85365080
GW10431 | UNWIRED ENCLOS.RJ45 CONNEC. WHITE | PRZEJŚCIÓWKA RJ45 GNIAZDO BIAŁA | 3.8 | 1 | NR | 3.75 | 1 | NR | 1.333% | OFFICIAL | 1DM03G01F1512A8100 | 30 | 1DM | BUILDING | 03G | CHORUSMART DOM.RANG. | 01F | BASIC CHORUSMART | 1 | 48 | NR | 114.603 | CCM | 11.063 | 9.956 | G | 8011564295421 | 8011564295421 | 8011564640818 | 85389099
GW10433 | UNWIRED ENCLOS.RJ45 CONNEC 2M. WHITE | PRZEJŚCIÓWKA RJ45 GNIAZDO 2M. BIAŁA | 3.8 | 1 | NR | 3.75 | 1 | NR | 1.333% | OFFICIAL | 1DM03G01F1512A8100 | 30 | 1DM | BUILDING | 03G | CHORUSMART DOM.RANG. | 01F | BASIC CHORUSMART | 4 | 100 | NR | 62.244 | CCM | 11.25 | 9.703 | G | 8011564823792 | 8011564965782 | 8011564965799 | 85389099
GW11431 | UNWIRED ENCLOS.RJ45 CONNEC. IVORY | PRZEJŚCIÓWKA RJ45 GNIAZDO KOŚĆ SŁONIOWA | 3.8 | 1 | NR | 3.75 | 1 | NR | 1.333% | OFFICIAL | 1DM03G01F1522A9100 | 30 | 1DM | BUILDING | 03G | CHORUSMART DOM.RANG. | 01F | BASIC CHORUSMART | 1 | 48 | NR | 114.603 | CCM | 9.317 | 7.378 | G | 8011564827356 | 8011564827356 | 8011564968660 | 85389099
GW12032F | 1-WAY SWITCH, 2M 1P 16AX ILL LOC R.W. B | ŁĄCZNIK POJ.2M 1P 16AX PODŚ BLOK ZAC.CZ | 15.2 | 1 | NR | 15 | 1 | NR | 1.333% | OFFICIAL | 1DM03G01F1532AK100 | 30 | 1DM | BUILDING | 03G | CHORUSMART DOM.RANG. | 01F | BASIC CHORUSMART | 6 | 24 | NR | 277.888 | CCM | 41.375 | 37.238 | G | 8011564269828 | 8011564618732 | 8011564618749 | 85365080
GW12033F | 1-WAY SWITCH, 2M 1P 16AX ILL SIG R.W. B | ŁĄCZNIK POJ.2M 1P 16AX PODŚ SYG ZAC.CZ | 15.2 | 1 | NR | 15 | 1 | NR | 1.333% | OFFICIAL | 1DM03G01F1532AK100 | 30 | 1DM | BUILDING | 03G | CHORUSMART DOM.RANG. | 01F | BASIC CHORUSMART | 6 | 24 | NR | 277.888 | CCM | 41.167 | 37.05 | G | 8011564269835 | 8011564618756 | 8011564618763 | 85365080
GW12121 | 3-WAY SWITCH, 1M 1P 10AX UP-DOWN BLACK | ŁĄCZN. PODW. 1M 1P 10AX GÓRA-DÓŁ CZARNY | 15.2 | 1 | NR | 15 | 1 | NR | 1.333% | OFFICIAL | 1DM03G01F1532AI100 | 30 | 1DM | BUILDING | 03G | CHORUSMART DOM.RANG. | 01F | BASIC CHORUSMART | 12 | 24 | NR | 107.647 | CCM | 26 | 22.798 | G | 8011564267169 | 8011564615380 | 8011564615397 | 85365080
GW12142 | P-BUTTON 1M 1P NO 16A GREEN LAMP, BLACK | PRZYCISK, 1M 1P NO 16A ZIEL.LAMP. CZARNY | 15.2 | 1 | NR | 15 | 1 | NR | 1.333% | OFFICIAL | 1DM03G01F1532AI100 | 30 | 1DM | BUILDING | 03G | CHORUSMART DOM.RANG. | 01F | BASIC CHORUSMART | 12 | 24 | NR | 107.647 | CCM | 25.75 | 23.175 | G | 8011564269613 | 8011564618534 | 8011564618541 | 85365080
GW12143 | P-BUTTON 1M 1P NO 16A RED LAMP, BLACK | PRZYCISK 1M 1P NO 16A CZERW.LAMP. CZARNY | 15.2 | 1 | NR | 15 | 1 | NR | 1.333% | OFFICIAL | 1DM03G01F1532AI100 | 30 | 1DM | BUILDING | 03G | CHORUSMART DOM.RANG. | 01F | BASIC CHORUSMART | 12 | 24 | NR | 107.647 | CCM | 25.833 | 23.25 | G | 8011564269620 | 8011564618558 | 8011564618565 | 85365080
GW12144 | P-BUTTON 1M 1P NO 16A TRANSP LAMP, BLACK | PRZYCISK 1M 1P NO 16A PRZEŹ.LAMP. CZARNY | 15.2 | 1 | NR | 15 | 1 | NR | 1.333% | OFFICIAL | 1DM03G01F1532AI100 | 30 | 1DM | BUILDING | 03G | CHORUSMART DOM.RANG. | 01F | BASIC CHORUSMART | 12 | 24 | NR | 107.647 | CCM | 25.75 | 23.175 | G | 8011564269637 | 8011564618572 | 8011564618589 | 85365080
GW13032F | 1-WAY SWITCH, 2M 1P 16AX ILL LOC R.W. B | PRZYCISK 2M 1P 16AX OŚW.LOK.K.SZ. BE | 15.2 | 1 | NR | 15 | 1 | NR | 1.333% | OFFICIAL | 1DM03G01F1330AQ100 | 30 | 1DM | BUILDING | 03G | CHORUSMART DOM.RANG. | 01F | BASIC CHORUSMART | 6 | 24 | NR | 277.888 | CCM | 36.392 | 34.56 | G | 8034035071775 | 8034035454424 | 8034035454431 | 85365080
GW13033F | 1-WAY SWITCH, 2M 1P 16AX ILL SIG R.W. B | PRZYCISK 2M 1P 16AX OŚW.SYGN.K.SZ.BE | 15.2 | 1 | NR | 15 | 1 | NR | 1.333% | OFFICIAL | 1DM03G01F1330AQ100 | 30 | 1DM | BUILDING | 03G | CHORUSMART DOM.RANG. | 01F | BASIC CHORUSMART | 6 | 24 | NR | 277.888 | CCM | 36.329 | 31.29 | G | 8034035071799 | 8034035454462 | 8034035454479 | 85365080
GW13121 | 3-WAY SWITCH, 1M 1P 10AX UP-DOWN BEIGE | PRZEŁĄCZNIK 1M 1P 10AX GÓRA-DÓŁ BEŻ | 15.2 | 1 | NR | 15 | 1 | NR | 1.333% | OFFICIAL | 1DM03G01F1330AO100 | 30 | 1DM | BUILDING | 03G | CHORUSMART DOM.RANG. | 01F | BASIC CHORUSMART | 12 | 24 | NR | 117.345 | CCM | 52.733 | 23.182 | G | 8034035072154 | 8034035455162 | 8034035455179 | 85365080
GW13142 | P-BUTTON, 1M 1P NO 16A GREEN LAMP, BEIGE | PRZYCISK 1M 1P NA 16A SYGN. ZIEL. BEŻ | 15.2 | 1 | NR | 15 | 1 | NR | 1.333% | OFFICIAL | 1DM03G01F1330AO100 | 30 | 1DM | BUILDING | 03G | CHORUSMART DOM.RANG. | 01F | BASIC CHORUSMART | 12 | 24 | NR | 117.345 | CCM | 36.008 | 18.981 | G | 8034035072291 | 8034035455438 | 8034035455445 | 85365080
GW13143 | P-BUTTON, 1M 1P NO 16A RED LAMP, BEIGE | PRZYCISK 1M 1P NA 16A SYGN. CZER BEŻ | 15.2 | 1 | NR | 15 | 1 | NR | 1.333% | OFFICIAL | 1DM03G01F1330AO100 | 30 | 1DM | BUILDING | 03G | CHORUSMART DOM.RANG. | 01F | BASIC CHORUSMART | 12 | 24 | NR | 117.345 | CCM | 26.728 | 18.977 | G | 8034035072307 | 8034035455452 | 8034035455469 | 85365080
GW13144 | P-BUTTON 1M 1P NO 16A TRANSP LAMP, BEIGE | PRZYCISK 1M 1P NA 16A SYGN. PRZEZ.BEŻ | 15.2 | 1 | NR | 15 | 1 | NR | 1.333% | OFFICIAL | 1DM03G01F1330AO100 | 30 | 1DM | BUILDING | 03G | CHORUSMART DOM.RANG. | 01F | BASIC CHORUSMART | 12 | 24 | NR | 117.345 | CCM | 26.724 | 18.985 | G | 8034035072314 | 8034035455476 | 8034035455483 | 85365080
GW15032F | 1-WAY SWITCH, 2M 1P 16AX ILL LOC R.W. W | PRZYC.2M 1P 16AX OŚW.LOK.K.SZ.IDO B. | 15.2 | 1 | NR | 15 | 1 | NR | 1.333% | OFFICIAL | 1DM03G01F1310A8100 | 30 | 1DM | BUILDING | 03G | CHORUSMART DOM.RANG. | 01F | BASIC CHORUSMART | 6 | 24 | NR | 277.888 | CCM | 36.392 | 31.56 | G | 8034035074479 | 8034035458163 | 8034035458170 | 85365080
GW15033F | 1-WAY SWITCH, 2M 1P 16AX ILL SIG R.W. W | PRZYC.2M 1P 16AX OŚW.SYGN.K.SZ..B. | 15.2 | 1 | NR | 15 | 1 | NR | 1.333% | OFFICIAL | 1DM03G01F1310A8100 | 30 | 1DM | BUILDING | 03G | CHORUSMART DOM.RANG. | 01F | BASIC CHORUSMART | 6 | 24 | NR | 277.888 | CCM | 36.329 | 31.29 | G | 8034035074493 | 8034035458200 | 8034035458217 | 85365080
GW15121 | 3-WAY SWITCH, 1M 1P 10AX UP-DOWN WHITE | PRZEŁĄCZNIK 1M 1P 10AX GÓRA-DÓŁ BIAŁY | 15.2 | 1 | NR | 15 | 1 | NR | 1.333% | OFFICIAL | 1DM03G01F1310A6100 | 30 | 1DM | BUILDING | 03G | CHORUSMART DOM.RANG. | 01F | BASIC CHORUSMART | 12 | 24 | NR | 117.345 | CCM | 52.733 | 23.182 | G | 8034035074851 | 8034035458903 | 8034035458910 | 85365080
GW15142 | P-BUTTON, 1M 1P NO 16A GREEN LAMP, WHITE | PRZYCISK 1M 1P NA 16A SPIA ZIEL. BIAŁY | 15.2 | 1 | NR | 15 | 1 | NR | 1.333% | OFFICIAL | 1DM03G01F1310A6100 | 30 | 1DM | BUILDING | 03G | CHORUSMART DOM.RANG. | 01F | BASIC CHORUSMART | 12 | 24 | NR | 117.345 | CCM | 36.008 | 18.981 | G | 8034035074998 | 8034035459177 | 8034035459184 | 85365080
GW15143 | P-BUTTON, 1M 1P NO 16A RED LAMP, WHITE | PRZYCISK 1M 1P NA 16A SPIA ROSSA BIAŁY | 15.2 | 1 | NR | 15 | 1 | NR | 1.333% | OFFICIAL | 1DM03G01F1310A6100 | 30 | 1DM | BUILDING | 03G | CHORUSMART DOM.RANG. | 01F | BASIC CHORUSMART | 12 | 24 | NR | 117.345 | CCM | 26.728 | 18.977 | G | 8034035075001 | 8034035459191 | 8034035459207 | 85365080
GW15144 | P-BUTTON 1M 1P NO 16A TRANSP LAMP, WHITE | PRZYCISK 1M 1P NA 16A SPIA TRASP.BIAŁY | 15.2 | 1 | NR | 15 | 1 | NR | 1.333% | OFFICIAL | 1DM03G01F1310A6100 | 30 | 1DM | BUILDING | 03G | CHORUSMART DOM.RANG. | 01F | BASIC CHORUSMART | 12 | 24 | NR | 117.345 | CCM | 26.724 | 18.985 | G | 8034035075018 | 8034035459214 | 8034035459221 | 85365080
GW16101VN | ONE PLATE 1 MODULE SATIN BLACK | RAMKA ONE 1P CZAR. SATYNA | 3.8 | 1 | NR | 3.75 | 1 | NR | 1.333% | OFFICIAL | 1DM03G01F1572DT100 | 30 | 1DM | BUILDING | 03G | CHORUSMART DOM.RANG. | 01F | BASIC CHORUSMART | 12 | 12 | NR | 235.156 | CCM | 31.417 | 25.646 | G | 8034035051401 | 8034035446108 | 8034035446108 | 85389099
GW16102VN | ONE PLATE 2 MODULES SATIN BLACK | RAMKA ONE 2P CZAR. SATYNA | 3.8 | 1 | NR | 3.75 | 1 | NR | 1.333% | OFFICIAL | 1DM03G01F1572DT100 | 30 | 1DM | BUILDING | 03G | CHORUSMART DOM.RANG. | 01F | BASIC CHORUSMART | 12 | 12 | NR | 235.156 | CCM | 29.083 | 23.496 | G | 8034035051418 | 8034035446115 | 8034035446115 | 85389099
GW16103VN | ONE PLATE 3-GANG SATIN BLACK | RAMKA ONE 3 MODUŁY SATYNOWO CZARNY | 3.8 | 1 | NR | 3.75 | 1 | NR | 1.333% | OFFICIAL | 1DM03G01F1572DT100 | 30 | 1DM | BUILDING | 03G | CHORUSMART DOM.RANG. | 01F | BASIC CHORUSMART | 24 | 24 | NR | 229.206 | CCM | 25.254 | 20.632 | G | 8011564841451 | 8011564978805 | 8011564978805 | 85389099
GW16401VN | GEO PLATE 1 MODULE SATIN BLACK | RAMKA GEO 1P CZAR. SATYNA | 3.8 | 1 | NR | 3.75 | 1 | NR | 1.333% | OFFICIAL | 1DM03G01F1582CB100 | 30 | 1DM | BUILDING | 03G | CHORUSMART DOM.RANG. | 01F | BASIC CHORUSMART | 24 | 24 | NR | 229.206 | CCM | 36.257 | 31.362 | G | 8034035051425 | 8034035446122 | 8034035446122 | 85389099
GW16402VN | GEO PLATE 2 MODULES SATIN BLACK | RAMKA GEO 2P CZAR. SATYNA | 3.8 | 1 | NR | 3.75 | 1 | NR | 1.333% | OFFICIAL | 1DM03G01F1582CB100 | 30 | 1DM | BUILDING | 03G | CHORUSMART DOM.RANG. | 01F | BASIC CHORUSMART | 12 | 12 | NR | 235.156 | CCM | 31.667 | 24.704 | G | 8034035027802 | 8034035434112 | 8034035434112 | 85389099
GW16403VN | GEO PLATE 3-GANG SATIN BLACK | RAMKA GEO 3 MODUŁY SATYNOWY CZARNY | 3.8 | 1 | NR | 3.75 | 1 | NR | 1.333% | OFFICIAL | 1DM03G01F1582CB100 | 30 | 1DM | BUILDING | 03G | CHORUSMART DOM.RANG. | 01F | BASIC CHORUSMART | 24 | 24 | NR | 229.206 | CCM | 29.516 | 24.894 | G | 8011564840911 | 8011564978416 | 8011564978416 | 85389099
GW16824 | SUPPORT FRENCH STANDARD, 4-GANG | WSPORNIK, STANDARD FRANCUSKI 4 MODUŁY | 1.52 | 1 | NR | 1.5 | 1 | NR | 1.333% | OFFICIAL | 1DM03G01F1672BU100 | 30 | 1DM | BUILDING | 03G | CHORUSMART DOM.RANG. | 01F | BASIC CHORUSMART | 12 | 60 | NR | 246.783 | CCM | 23.5 | 20.781 | G | 8011564422209 | 8011564647510 | 8011564647527 | 85389099
GW10034F | 1-WAY SWITCH, 2M 2P 16AX R.WIRING WHITE | ŁĄCZNIK POJ., 2M 2P 16AX ZACISK. BIAŁY | 15.3 | 1 | NR | 15.1 | 1 | NR | 1.325% | OFFICIAL | 1DM03G01F1512A2100 | 30 | 1DM | BUILDING | 03G | CHORUSMART DOM.RANG. | 01F | BASIC CHORUSMART | 6 | 24 | NR | 277.888 | CCM | 47.667 | 42.9 | G | 8011564258792 | 8011564603639 | 8011564603646 | 85365080
GW12296 | SOCKET 2M 2P+E 13A UK STANDARD BLACK | GNIAZDO, 2M 2P+E 13A STANDARD UK CZARNE | 15.3 | 1 | NR | 15.1 | 1 | NR | 1.325% | OFFICIAL | 1DM03G01F1532AM100 | 30 | 1DM | BUILDING | 03G | CHORUSMART DOM.RANG. | 01F | BASIC CHORUSMART | 6 | 48 | NR | 177.443 | CCM | 68.563 | 61.706 | G | 8011564266957 | 8011564615069 | 8011564615076 | 85366990
GW12297 | SOCKET 2M 2P+E 15A UK STANDARD BLACK | GNIAZDO, 2M 2P+E 15A STANDARD UK CZARNE | 15.3 | 1 | NR | 15.1 | 1 | NR | 1.325% | OFFICIAL | 1DM03G01F1532AM100 | 30 | 1DM | BUILDING | 03G | CHORUSMART DOM.RANG. | 01F | BASIC CHORUSMART | 6 | 48 | NR | 177.443 | CCM | 71.979 | 64.781 | G | 8011564266964 | 8011564615083 | 8011564615090 | 85366990
GW13296 | S. OUTLET 2M 2P+E 13A UK BEIGE | GNIAZDO 2M 2P+T 13A ST. ANG. BEŻ | 15.3 | 1 | NR | 15.1 | 1 | NR | 1.325% | OFFICIAL | 1DM03G01F1330AS100 | 30 | 1DM | BUILDING | 03G | CHORUSMART DOM.RANG. | 01F | BASIC CHORUSMART | 6 | 48 | NR | 177.443 | CCM | 68.048 | 56.737 | G | 8034035072758 | 8034035456282 | 8034035456299 | 85366990
GW13297 | S. OUTLET 2M 2P+E 15A UK BEIGE | GNIAZDO 2M 2P+T 15A ST. ANG. BEŻ | 15.3 | 1 | NR | 15.1 | 1 | NR | 1.325% | OFFICIAL | 1DM03G01F1330AS100 | 30 | 1DM | BUILDING | 03G | CHORUSMART DOM.RANG. | 01F | BASIC CHORUSMART | 6 | 48 | NR | 177.443 | CCM | 68.046 | 59.485 | G | 8034035072765 | 8034035456305 | 8034035456312 | 85366990
GW15296 | S. OUTLET 2M 2P+E 13A UK WHITE | GNIAZDO 2M 2P+T 13A ST.ANG. BIAŁY | 15.3 | 1 | NR | 15.1 | 1 | NR | 1.325% | OFFICIAL | 1DM03G01F1310AA100 | 30 | 1DM | BUILDING | 03G | CHORUSMART DOM.RANG. | 01F | BASIC CHORUSMART | 6 | 48 | NR | 177.443 | CCM | 68.048 | 56.737 | G | 8034035075452 | 8034035460029 | 8034035460036 | 85366990
GW15297 | S. OUTLET 2M 2P+E 15A UK WHITE | GNIAZDO 2M 2P+T 15A ST.ANG. BIAŁY | 15.3 | 1 | NR | 15.1 | 1 | NR | 1.325% | OFFICIAL | 1DM03G01F1310AA100 | 30 | 1DM | BUILDING | 03G | CHORUSMART DOM.RANG. | 01F | BASIC CHORUSMART | 6 | 48 | NR | 177.443 | CCM | 68.046 | 59.485 | G | 8034035075469 | 8034035460043 | 8034035460050 | 85366990
GW10438 | ADAPTER FOR RJ45 SYSTIMAX CH W. | ADAPTER DO RJ45 SYSTIMAX CH B | 3.85 | 1 | NR | 3.8 | 1 | NR | 1.316% | OFFICIAL | 1DM03G01F1512A8100 | 30 | 1DM | BUILDING | 03G | CHORUSMART DOM.RANG. | 01F | BASIC CHORUSMART | 1 | 48 | NR | 114.603 | CCM | 9.656 | 7.302 | G | 8011564719866 | 8011564719866 | 8011564923928 | 85389099
GW14198 | BLANKING MODULE, 2M, TITANIUM | MODUŁ ZAŚLEPIAJĄCY 2M TYTAN | 3.85 | 1 | NR | 3.8 | 1 | NR | 1.316% | OFFICIAL | 1DM03G01F1552B0100 | 30 | 1DM | BUILDING | 03G | CHORUSMART DOM.RANG. | 01F | BASIC CHORUSMART | 1 | 48 | NR | 114.603 | CCM | 14.937 | 11.594 | G | 8011564266278 | 8011564266278 | 8011564614161 | 85389099
GW16125TB | ONE INT. PLATE 2+2M V 57 WHITE | RAMKA ONE INTERNA.2+2M PION 57 ML.BIAŁA | 3.85 | 1 | NR | 3.8 | 1 | NR | 1.316% | OFFICIAL | 1DM03G01F1592DA100 | 40 | 1DM | BUILDING | 03G | CHORUSMART DOM.RANG. | 01F | BASIC CHORUSMART | 12 | 12 | NR | 336.656 | CCM | 35.25 | 25.099 | G
GW10022 | 1-WAY SWITCH, 1/2M 1P 10AX ILL LOC WHITE | ŁĄCZNIK POJ. 1/2M 1P 10AX PODŚW BLOK BIA | 7.75 | 1 | NR | 7.65 | 1 | NR | 1.307% | OFFICIAL | 1DM03G01F1512A0100 | 30 | 1DM | BUILDING | 03G | CHORUSMART DOM.RANG. | 01F | BASIC CHORUSMART | 6 | 24 | NR | 67.38 | CCM | 17.208 | 15.487 | G | 8011564261006 | 8011564606968 | 8011564606975 | 85365080
GW10032 | 1-WAY SWITCH, 2M 1P 16AX ILL LOC WHITE | ŁĄCZNIK POJ. 2M 1P 16AX PODŚW BLOK BIAŁ | 7.75 | 1 | NR | 7.65 | 1 | NR | 1.307% | OFFICIAL | 1DM03G01F1512A0100 | 30 | 1DM | BUILDING | 03G | CHORUSMART DOM.RANG. | 01F | BASIC CHORUSMART | 6 | 24 | NR | 168.328 | CCM | 36.125 | 24.933 | G | 8011564258747 | 8011564603530 | 8011564603547 | 85365080
GW10033 | 1-WAY SWITCH, 2M 1P 16AX ILL SIG WHITE | ŁĄCZNIK POJ. 2M 1P 16AX PODŚW SYG BIAŁY | 7.75 | 1 | NR | 7.65 | 1 | NR | 1.307% | OFFICIAL | 1DM03G01F1512A0100 | 30 | 1DM | BUILDING | 03G | CHORUSMART DOM.RANG. | 01F | BASIC CHORUSMART | 6 | 24 | NR | 168.328 | CCM | 36.542 | 24.829 | G | 8011564258761 | 8011564603578 | 8011564603585 | 85365080
GW10392 | CHINESE STD 2P+E 16A CH/WT | CHIŃSKI STD 2P+E 16A CH/B | 7.75 | 1 | NR | 7.65 | 1 | NR | 1.307% | OFFICIAL | 1DM03G01F1512A4100 | 30 | 1DM | BUILDING | 03G | CHORUSMART DOM.RANG. | 01F | BASIC CHORUSMART | 6 | 48 | NR | 177.443 | CCM | 47.669 | 36.587 | G | 8011564445048 | 8011564672383 | 8011564672390 | 85366990
GW11032 | 1-WAY SWITCH, 2M 1P 16AX ILL LOC IVORY | ŁĄCZNIK POJ.2M 1P 16AX PODŚ BLOK KOŚĆ S | 7.75 | 1 | NR | 7.65 | 1 | NR | 1.307% | OFFICIAL | 1DM03G01F1522A1100 | 30 | 1DM | BUILDING | 03G | CHORUSMART DOM.RANG. | 01F | BASIC CHORUSMART | 6 | 24 | NR | 168.328 | CCM | 35.616 | 25.074 | G | 8011564258686 | 8011564603417 | 8011564603424 | 85365080
GW11033 | 1-WAY SWITCH, 2M 1P 16AX ILL SIG IVORY | ŁĄCZNIK POJ.2M 1P 16AX PODŚW SYG KOŚĆ S | 7.75 | 1 | NR | 7.65 | 1 | NR | 1.307% | OFFICIAL | 1DM03G01F1522A1100 | 30 | 1DM | BUILDING | 03G | CHORUSMART DOM.RANG. | 01F | BASIC CHORUSMART | 6 | 24 | NR | 168.328 | CCM | 35.503 | 24.961 | G | 8011564258709 | 8011564603455 | 8011564603462 | 85365080
GW12591 | INFRARED MOVEMENT DETECTOR, 1M BLACK | CZUJNIK RUCHU NA PODCZERWIEŃ 1M CZARNY | 156 | 1 | NR | 154 | 1 | NR | 1.299% | OFFICIAL | 1DM03G01F1532AI100 | 40 | 1DM | BUILDING | 03G | CHORUSMART DOM.RANG. | 01F | BASIC CHORUSMART | 1 | 4 | NR | 404.283 | CCM | 64.75 | 58.275 | G | 8011564269897 | 8011564269897 | 8011564618879 | 85365080
GW10061 | 2-WAY SWITCH, 1/2M 1P 10AX WHITE | ŁĄCZNIK SCHOD., 1/2M 1P 10AX BIAŁY | 7.85 | 1 | NR | 7.75 | 1 | NR | 1.29% | OFFICIAL | 1DM03G01F1512A0100 | 30 | 1DM | BUILDING | 03G | CHORUSMART DOM.RANG. | 01F | BASIC CHORUSMART | 6 | 24 | NR | 67.38 | CCM | 19.542 | 17.587 | G | 8011564261013 | 8011564606982 | 8011564606999 | 85365080
GW10071 | 2-WAY SWITCH, 2M 1P 16AX WHITE | ŁĄCZNIK SCHODOWY, 2M 1P 16AX BIAŁY | 7.85 | 1 | NR | 7.75 | 1 | NR | 1.29% | OFFICIAL | 1DM03G01F1512A0100 | 30 | 1DM | BUILDING | 03G | CHORUSMART DOM.RANG. | 01F | BASIC CHORUSMART | 6 | 24 | NR | 168.328 | CCM | 38.75 | 27.568 | G | 8011564257368 | 8011564601024 | 8011564601031 | 85365080
GW11071 | 2-WAY SWITCH, 2M 1P 16AX IVORY | ŁĄCZ. SCHOD., 2M 1P 16AX KOŚĆ SŁON. | 7.85 | 1 | NR | 7.75 | 1 | NR | 1.29% | OFFICIAL | 1DM03G01F1522A1100 | 30 | 1DM | BUILDING | 03G | CHORUSMART DOM.RANG. | 01F | BASIC CHORUSMART | 6 | 24 | NR | 168.328 | CCM | 38.239 | 27.697 | G | 8011564258563 | 8011564603172 | 8011564603189 | 85365080
GW16104TA | ONE PLATE 4-GANG AMETHIST PURPLE | RAMKA ONE 4 MODUŁY AMETYSTOWY | 4 | 1 | NR | 3.95 | 1 | NR | 1.266% | OFFICIAL | 1DM03G01F1572DJ100 | 40 | 1DM | BUILDING | 03G | CHORUSMART DOM.RANG. | 01F | BASIC CHORUSMART | 12 | 12 | NR | 235.156 | CCM | 32.114 | 26.203 | G | 8011564841079 | 8011564978553 | 8011564978553 | 85389099
GW16104TL | ONE PLATE 4-GANG CARAIBIC BLUE | RAMKA ONE 4 MODUŁY KARAIBS. BŁĘKIT | 4 | 1 | NR | 3.95 | 1 | NR | 1.266% | OFFICIAL | 1DM03G01F1572DL100 | 40 | 1DM | BUILDING | 03G | CHORUSMART DOM.RANG. | 01F | BASIC CHORUSMART | 12 | 12 | NR | 235.156 | CCM | 32.114 | 26.203 | G | 8011564841055 | 8011564978539 | 8011564978539 | 85389099
GW16104TO | ONE PLATE 4-GANG OPAL ORANGE | RAMKA ONE 4 MODUŁY OPALIZUJ.POMAR. | 4 | 1 | NR | 3.95 | 1 | NR | 1.266% | OFFICIAL | 1DM03G01F1572DN100 | 40 | 1DM | BUILDING | 03G | CHORUSMART DOM.RANG. | 01F | BASIC CHORUSMART | 12 | 12 | NR | 235.156 | CCM | 32.114 | 26.203 | G | 8011564841048 | 8011564978522 | 8011564978522 | 85389099
GW16104TT | ONE PLATE 4-GANG TOPAZ BLUE | RAMKA ONE 4 MODUŁY TOPAZOWY BŁĘKIT | 4 | 1 | NR | 3.95 | 1 | NR | 1.266% | OFFICIAL | 1DM03G01F1572DP100 | 40 | 1DM | BUILDING | 03G | CHORUSMART DOM.RANG. | 01F | BASIC CHORUSMART | 12 | 12 | NR | 235.156 | CCM | 32.114 | 26.203 | G | 8011564841086 | 8011564978560 | 8011564978560 | 85389099
GW16104TZ | ONE PLATE 4-GANG SAPPHIRE PINK | RAMKA ONE 4 MODUŁY SZAFIROWY RÓŻ | 4 | 1 | NR | 3.95 | 1 | NR | 1.266% | OFFICIAL | 1DM03G01F1572DR100 | 40 | 1DM | BUILDING | 03G | CHORUSMART DOM.RANG. | 01F | BASIC CHORUSMART | 12 | 12 | NR | 235.156 | CCM | 32.114 | 26.203 | G | 0 | 0 | 0 | 0
GW16404TA | GEO PLATE 4-GANG AMETHIST PURPLE | RAMKA GEO 4 MODUŁY AMETYSTOWY | 4 | 1 | NR | 3.95 | 1 | NR | 1.266% | OFFICIAL | 1DM03G01F1582C1100 | 40 | 1DM | BUILDING | 03G | CHORUSMART DOM.RANG. | 01F | BASIC CHORUSMART | 12 | 12 | NR | 336.656 | CCM | 37.514 | 31.103 | G | 8011564841192 | 8011564978683 | 8011564978683 | 85389099
GW16404TL | GEO PLATE 4-GANG CARAIBIC BLUE | RAMKA GEO 4 MODUŁY KARAIBSKI NIEBIESKI | 4 | 1 | NR | 3.95 | 1 | NR | 1.266% | OFFICIAL | 1DM03G01F1582C3100 | 40 | 1DM | BUILDING | 03G | CHORUSMART DOM.RANG. | 01F | BASIC CHORUSMART | 12 | 12 | NR | 336.656 | CCM | 37.514 | 31.103 | G | 8011564841178 | 8011564978669 | 8011564978669 | 85389099
GW16404TO | GEO PLATE 4-GANG OPAL ORANGE | RAMKA GEO 4 MODUŁY OPALIZUJ.POMAR. | 4 | 1 | NR | 3.95 | 1 | NR | 1.266% | OFFICIAL | 1DM03G01F1582C5100 | 40 | 1DM | BUILDING | 03G | CHORUSMART DOM.RANG. | 01F | BASIC CHORUSMART | 12 | 12 | NR | 336.656 | CCM | 37.514 | 31.103 | G | 0 | 0 | 0 | 0
GW16404TT | GEO PLATE 4-GANG TOPAZ BLUE | RAMKA GEO 4 MODUŁY TOPAZOWY NIEBIESKI | 4 | 1 | NR | 3.95 | 1 | NR | 1.266% | OFFICIAL | 1DM03G01F1582C7100 | 40 | 1DM | BUILDING | 03G | CHORUSMART DOM.RANG. | 01F | BASIC CHORUSMART | 12 | 12 | NR | 336.656 | CCM | 37.514 | 31.103 | G | 8011564841208 | 8011564978690 | 8011564978690 | 85389099
GW16404TZ | GEO PLATE 4-GANG SAPPHIRE PINK | RAMKA GEO 4 MODUŁY SZAFIROWY RÓŻ | 4 | 1 | NR | 3.95 | 1 | NR | 1.266% | OFFICIAL | 1DM03G01F1582C9100 | 40 | 1DM | BUILDING | 03G | CHORUSMART DOM.RANG. | 01F | BASIC CHORUSMART | 12 | 12 | NR | 336.656 | CCM | 37.514 | 31.103 | G | 8011564841185 | 8011564978676 | 8011564978676 | 85389099
GW16876 | PAINT PROTECTION COVER CHORUS 6G IT. | OSŁONA DO MALOWANIA CHORUS 6W INT. | 0.81 | 1 | NR | 0.8 | 1 | NR | 1.25% | OFFICIAL | 1DM03G01F1672BU100 | 30 | 1DM | BUILDING | 03G | CHORUSMART DOM.RANG. | 01F | BASIC CHORUSMART | 60 | 240 | NR | 59.692 | CCM | 8.729 | 7.856 | G | 8011564427068 | 8011564653535 | 8011564653542 | 85389099
GW10208 | 2XS. OUT. 2P+E 16A P17-11 D.AM IT WH | 2XS. WYJŚ. 2P+E 16A P17-11 D.AM WŁ BIAŁ | 16.9 | 1 | NR | 16.7 | 1 | NR | 1.198% | OFFICIAL | 1DM03G01F1512A4100 | 30 | 1DM | BUILDING | 03G | CHORUSMART DOM.RANG. | 01F | BASIC CHORUSMART | 6 | 24 | NR | 168.328 | CCM | 60.792 | 54.712 | G | 8011564258655 | 8011564603356 | 8011564603363 | 85366990
GW14135 | P-BUTTON 1M 2P NO 16A ILL SIG TITANIUM | PRZYCISK, 1M 2P NO 16A PODŚW SYG TYTAN | 16.9 | 1 | NR | 16.7 | 1 | NR | 1.198% | OFFICIAL | 1DM03G01F1552B0100 | 30 | 1DM | BUILDING | 03G | CHORUSMART DOM.RANG. | 01F | BASIC CHORUSMART | 12 | 24 | NR | 107.647 | CCM | 31.417 | 28.275 | G | 8011564265875 | 8011564613294 | 8011564613287 | 85365080
GW14241F | 2M 2P+E 16A GERM.SOCKET O.Q.WIRING TIT. | GNIAZ.2M 2P+E 16A NIEM. SZYB.PODŁ. TYTAN | 16.9 | 1 | NR | 16.7 | 1 | NR | 1.198% | OFFICIAL | 1DM03G01F1552B6100 | 30 | 1DM | BUILDING | 03G | CHORUSMART DOM.RANG. | 01F | BASIC CHORUSMART | 6 | 12 | NR | 215.294 | CCM | 52.5 | 47.25 | G | 8011564425040 | 8011564652071 | 8011564652088 | 85366990
GW14242 | GER STD S.-OUT 2M 2P+E 16A WITH COVER TI | NIEM STD GNIAZDO 2M 2P+E 16A Z POKRYW.TY | 16.9 | 1 | NR | 16.7 | 1 | NR | 1.198% | OFFICIAL | 1DM03G01F1552B4100 | 30 | 1DM | BUILDING | 03G | CHORUSMART DOM.RANG. | 01F | BASIC CHORUSMART | 6 | 48 | NR | 177.443 | CCM | 56.679 | 44.069 | G | 8011564842045 | 8011564979154 | 8011564979161 | 85366990
GW14247F | 2M 2P+E 16A FRENCH SOCKET O.Q.WIR.TITAN. | GNIAZD.2M 2P+E 16A FRAN.SZYB.PODŁ. TYTAN | 16.9 | 1 | NR | 16.7 | 1 | NR | 1.198% | OFFICIAL | 1DM03G01F1552B6100 | 30 | 1DM | BUILDING | 03G | CHORUSMART DOM.RANG. | 01F | BASIC CHORUSMART | 6 | 12 | NR | 215.294 | CCM | 52.583 | 47.325 | G | 8011564266391 | 8011564614390 | 8011564614383 | 85366990
GW14248 | 2M 2P+E 16A FRENCH SOCKET O.FR.TERM.TI. | GNIAZD.2M 2P+E 16A FRAN.ZACISK FRONT TYT | 16.9 | 1 | NR | 16.7 | 1 | NR | 1.198% | OFFICIAL | 1DM03G01F1552B4100 | 30 | 1DM | BUILDING | 03G | CHORUSMART DOM.RANG. | 01F | BASIC CHORUSMART | 6 | 12 | NR | 215.294 | CCM | 56 | 50.4 | G | 8011564292772 | 8011564638143 | 8011564638150 | 85366990
GW10386 | TV+FM SOCKET SUPPORT CH/WT | TV+FM POKRYWA GNIAZDA CH/B | 4.55 | 1 | NR | 4.5 | 1 | NR | 1.111% | OFFICIAL | 1DM03G01F1512A8100 | 30 | 1DM | BUILDING | 03G | CHORUSMART DOM.RANG. | 01F | BASIC CHORUSMART | 1 | 24 | NR | 168.328 | CCM | 16.208 | 14.588 | G | 8011564718210 | 8011564718210 | 8011564691018 | 85389099
GW10387 | TV+FM+SAT SOCKET SUPPORT CH/WT | TV+FM+SAT POKRYWA GNIAZDA CH/B | 4.55 | 1 | NR | 4.5 | 1 | NR | 1.111% | OFFICIAL | 1DM03G01F1512A8100 | 30 | 1DM | BUILDING | 03G | CHORUSMART DOM.RANG. | 01F | BASIC CHORUSMART | 1 | 24 | NR | 168.328 | CCM | 16.25 | 14.625 | G | 8011564718227 | 8011564718227 | 8011564691025 | 85389099
GW10738AB | INTERCHANG.BUTTON W/DIFFUSER 1M WH. AB | PRZYCISK WYMIEN. C/ROZPR. 1M BIA. AB | 0.91 | 1 | NR | 0.9 | 1 | NR | 1.111% | OFFICIAL | 1DM03G01F1350FN100 | 30 | 1DM | BUILDING | 03G | CHORUSMART DOM.RANG. | 01F | BASIC CHORUSMART | 4 | 48 | NR | 33.69 | CCM | 44.449 | 2.801 | G | 8034035077661 | 8034035462436 | 8034035462443 | 85389099
GW10739AB | INTERCHANG.BUTTON W/NEUTR.LENS 1M WH. AB | PRZYCISK WYMIEN. C/LENTE NEUT.1M BIA. AB | 0.91 | 1 | NR | 0.9 | 1 | NR | 1.111% | OFFICIAL | 1DM03G01F1350FN100 | 30 | 1DM | BUILDING | 03G | CHORUSMART DOM.RANG. | 01F | BASIC CHORUSMART | 4 | 48 | NR | 33.69 | CCM | 4.716 | 2.841 | G | 8034035080180 | 8034035462290 | 8034035462702 | 85389099
GW12199 | BLANKING MODULE, 3M, BLACK | MODUŁ ZAŚLEPIAJĄCY 3M CZARNY | 4.55 | 1 | NR | 4.5 | 1 | NR | 1.111% | OFFICIAL | 1DM03G01F1532AI100 | 30 | 1DM | BUILDING | 03G | CHORUSMART DOM.RANG. | 01F | BASIC CHORUSMART | 1 | 48 | NR | 152.751 | CCM | 18.333 | 14.938 | G | 8011564266650 | 8011564266650 | 8011564614093 | 85389099
GW13199 | BLANKING MODULE 3M BEIGE | MODUŁ ZAŚLEP. 3M BEŻ | 4.55 | 1 | NR | 4.5 | 1 | NR | 1.111% | OFFICIAL | 1DM03G01F1330AO100 | 30 | 1DM | BUILDING | 03G | CHORUSMART DOM.RANG. | 01F | BASIC CHORUSMART | 1 | 48 | NR | 152.751 | CCM | 17.621 | 15.305 | G | 8034035072567 | 8034035072567 | 8034035455940 | 85389099
GW15199 | BLANKING MODULE 3M WHITE | MODUŁ ZAŚLEP. 3M BIAŁY | 4.55 | 1 | NR | 4.5 | 1 | NR | 1.111% | OFFICIAL | 1DM03G01F1310A6100 | 30 | 1DM | BUILDING | 03G | CHORUSMART DOM.RANG. | 01F | BASIC CHORUSMART | 1 | 48 | NR | 152.751 | CCM | 17.621 | 15.305 | G | 8034035075261 | 8034035075261 | 8034035459689 | 85389099
GW10131 | PUSH-BUTTON, 1M 1P NO 16A WHITE | PRZYCISK, 1M 1P NO 16A BIAŁY | 4.7 | 1 | NR | 4.65 | 1 | NR | 1.075% | OFFICIAL | 1DM03G01F1512A0100 | 30 | 1DM | BUILDING | 03G | CHORUSMART DOM.RANG. | 01F | BASIC CHORUSMART | 12 | 96 | NR | 63.225 | CCM | 22.98 | 18.957 | G | 8011564257849 | 8011564601758 | 8011564601765 | 85365080
GW10137 | PUSH-BUTTON, 1M 1P NC 16A WHITE | PRZYCISK, 1M 1P NC 16A BIAŁY | 4.7 | 1 | NR | 4.65 | 1 | NR | 1.075% | OFFICIAL | 1DM03G01F1512A0100 | 30 | 1DM | BUILDING | 03G | CHORUSMART DOM.RANG. | 01F | BASIC CHORUSMART | 12 | 24 | NR | 80.914 | CCM | 25.33 | 19.245 | G | 8011564260146 | 8011564605343 | 8011564605350 | 85365080
GW11131 | PUSH-BUTTON, 1M 1P NO 16A IVORY | PRZYCISK, 1M 1P NO 16A KOŚĆ SŁONIOWA | 4.7 | 1 | NR | 4.65 | 1 | NR | 1.075% | OFFICIAL | 1DM03G01F1522A1100 | 30 | 1DM | BUILDING | 03G | CHORUSMART DOM.RANG. | 01F | BASIC CHORUSMART | 12 | 96 | NR | 63.225 | CCM | 22.724 | 18.653 | G | 8011564257870 | 8011564601819 | 8011564601826 | 85365080
GW16104VL | ONE PLATE 4M SATIN NATURAL BEIGE | RAMKA ONE 4P NATURAL. BEŻ SATYNA | 4.7 | 1 | NR | 4.65 | 1 | NR | 1.075% | OFFICIAL | 1DM03G01F1572HQ100 | 30 | 1DM | BUILDING | 03G | CHORUSMART DOM.RANG. | 01F | BASIC CHORUSMART | 1 | 12 | NR | 235.156 | CCM | 33.184 | 24.356 | G | 8034035081750 | 8034035463617 | 8034035463617 | 85389099
GW16104VW | ONE PLATE 4M SATIN WHITE | RAMKA ONE 4P BIAŁY SATYNA | 4.7 | 1 | NR | 4.65 | 1 | NR | 1.075% | OFFICIAL | 1DM03G01F1572HO100 | 30 | 1DM | BUILDING | 03G | CHORUSMART DOM.RANG. | 01F | BASIC CHORUSMART | 1 | 12 | NR | 235.156 | CCM | 33.184 | 24.356 | G | 8034035081767 | 8034035463624 | 8034035463624 | 85389099
GW16504 | PROTECTED CONTAINERS, 4-GANG IP40 GREY | OBUDOWY ZABEZPIECZONE, 4 MOD. IP40 SZARY | 4.7 | 1 | NR | 4.65 | 1 | NR | 1.075% | OFFICIAL | 1DM03G01F1692BW100 | 30 | 1DM | BUILDING | 03G | CHORUSMART DOM.RANG. | 01F | BASIC CHORUSMART | 1 | 40 | NR | 1033.666 | CCM | 135.975 | 122.378 | G | 8011564279315 | 8011564279315 | 8011564626713 | 85381000
GW10082 | 2-WAY SWITCH, 3M 1P 16AX ILL LOC WHITE | ŁĄCZ. SCHOD. 3M 1P 16AX PODŚW BLOK BIA | 10.2 | 1 | NR | 10.1 | 1 | NR | 0.9901% | OFFICIAL | 1DM03G01F1512A0100 | 40 | 1DM | BUILDING | 03G | CHORUSMART DOM.RANG. | 01F | BASIC CHORUSMART | 4 | 12 | NR | 336.656 | CCM | 47.167 | 30.935 | G | 8011564257467 | 8011564601192 | 8011564601208 | 85365080
GW10083 | 2-WAY SWITCH, 3M 1P 16AX ILL SIG WHITE | ŁĄCZ. SCHOD. 3M 1B 16AX PODŚW SYG BIAŁY | 10.2 | 1 | NR | 10.1 | 1 | NR | 0.9901% | OFFICIAL | 1DM03G01F1512A0100 | 40 | 1DM | BUILDING | 03G | CHORUSMART DOM.RANG. | 01F | BASIC CHORUSMART | 4 | 12 | NR | 336.656 | CCM | 47.083 | 30.541 | G | 8011564257474 | 8011564601215 | 8011564601222 | 85365080
GW12451 | SELV SOCKET 2P 6A 24V 1M BLACK | GNIAZDO SELV 2P 6A 24V 1M CZARNE | 10.2 | 1 | NR | 10.1 | 1 | NR | 0.9901% | OFFICIAL | 1DM03G01F1532AQ100 | 30 | 1DM | BUILDING | 03G | CHORUSMART DOM.RANG. | 01F | BASIC CHORUSMART | 12 | 24 | NR | 107.647 | CCM | 26.708 | 24.037 | G | 8011564269644 | 8011564618596 | 8011564618602 | 85366930
GW12452 | SELV SOCKET 2P 6A 24V POLARISED 1M BLACK | GNIAZDO SELV 2P 6A 24V POLARYZ.1M CZARNE | 10.2 | 1 | NR | 10.1 | 1 | NR | 0.9901% | OFFICIAL | 1DM03G01F1532AQ100 | 30 | 1DM | BUILDING | 03G | CHORUSMART DOM.RANG. | 01F | BASIC CHORUSMART | 12 | 24 | NR | 107.647 | CCM | 28.5 | 25.65 | G | 8011564269651 | 8011564618619 | 8011564618626 | 85366930
GW13451 | SELV SOCKET 2P 6A 24V 1M BEIGE | GNIAZDO SELV 2P 6A 24V 1M BEŻ | 10.2 | 1 | NR | 10.1 | 1 | NR | 0.9901% | OFFICIAL | 1DM03G01F1330AW100 | 30 | 1DM | BUILDING | 03G | CHORUSMART DOM.RANG. | 01F | BASIC CHORUSMART | 12 | 24 | NR | 117.345 | CCM | 26.917 | 19.17 | G | 8034035073205 | 8034035456862 | 8034035456879 | 85366930
GW13452 | SELV SOCKET 2P 6A 24V POLARISED 1M BEIGE | GNIAZDO SELV 2P 6A 24V SPOLARYZ. 1M BEŻ | 10.2 | 1 | NR | 10.1 | 1 | NR | 0.9901% | OFFICIAL | 1DM03G01F1330AW100 | 30 | 1DM | BUILDING | 03G | CHORUSMART DOM.RANG. | 01F | BASIC CHORUSMART | 12 | 24 | NR | 117.345 | CCM | 26.917 | 21.151 | G | 8034035073212 | 8034035456886 | 8034035456893 | 85366930
GW15451 | SELV SOCKET 2P 6A 24V 1M WHITE | GNIAZDO SELV 2P 6A 24V 1M BIAŁY | 10.2 | 1 | NR | 10.1 | 1 | NR | 0.9901% | OFFICIAL | 1DM03G01F1310AE100 | 30 | 1DM | BUILDING | 03G | CHORUSMART DOM.RANG. | 01F | BASIC CHORUSMART | 12 | 24 | NR | 117.345 | CCM | 10.644 | 10.644 | G | 8034035075902 | 8034035460609 | 8034035460616 | 85366930
GW15452 | SELV SOCKET 2P 6A 24V POLARISED 1M WHITE | GNIAZDO SELV 2P 6A 24V SPOLAR. 1M BIA. | 10.2 | 1 | NR | 10.1 | 1 | NR | 0.9901% | OFFICIAL | 1DM03G01F1310AE100 | 30 | 1DM | BUILDING | 03G | CHORUSMART DOM.RANG. | 01F | BASIC CHORUSMART | 12 | 24 | NR | 117.345 | CCM | 26.917 | 26.731 | G | 8034035075919 | 8034035460623 | 8034035460630 | 85366930
GW16112VN | ONE PLATE 6+6-GANG SATIN BLACK |  | 10.2 | 1 | NR | 10.1 | 1 | NR | 0.9901% | INTERNAL USE | 1DM03G01F1572DT100 | 30 | 1DM | BUILDING | 03G | CHORUSMART DOM.RANG. | 01F | BASIC CHORUSMART | 1 | 6 | NR | 916.825 | CCM | 73.682 | 51.512 | G
GW14312 | IN.LOCK P40 S.OUTLET+ MCB 1P+N 16A-3M T. | IN.BLOK P40 GNIAZ+ MIN.WYŁ 1P+N 16A-3M T | 102 | 1 | NR | 101 | 1 | NR | 0.9901% | OFFICIAL | 1DM03G01F1552B4100 | 30 | 1DM | BUILDING | 03G | CHORUSMART DOM.RANG. | 01F | BASIC CHORUSMART | 1 | 4 | NR | 404.283 | CCM | 135.75 | 122.175 | G | 8011564279261 | 8011564279261 | 8011564644939 | 85366990
GW14572A | UNIVERSAL PUSH-BUTTON ELEC.REGULATOR T | PRZYCISK UNIWERSALNY REG. ELEKTRYCZNY T | 104 | 1 | NR | 103 | 1 | NR | 0.9709% | OFFICIAL | 1DM03G01F1552BE100 | 30 | 1DM | BUILDING | 03G | CHORUSMART DOM.RANG. | 01F | BASIC CHORUSMART | 1 | 12 | NR | 458.413 | CCM | 63.39 | 33.318 | G | 8011564752665 | 8011564752665 | 8011564943919 | 85365080
GW14573A | ELEC. UNIVERSAL REGULATOR 2M TITANIUM | EL. REGULATOR UNIWERSALNY 2M TYTAN | 104 | 1 | NR | 103 | 1 | NR | 0.9709% | OFFICIAL | 1DM03G01F1552BE100 | 30 | 1DM | BUILDING | 03G | CHORUSMART DOM.RANG. | 01F | BASIC CHORUSMART | 1 | 6 | NR | 673.313 | CCM | 76.678 | 39.449 | G | 8011564752702 | 8011564752702 | 8011564944060 | 85365080
GW13195 | BLANKING MODULE 1M BEIGE | MODUŁ ZAŚLEP. 1M BEŻ | 1.4 | 1 | NR | 1.4 | 1 | NR | 2.22e-14% | OFFICIAL | 1DM03G01F1330AO100 | 30 | 1DM | BUILDING | 03G | CHORUSMART DOM.RANG. | 01F | BASIC CHORUSMART | 10 | 200 | NR | 31.122 | CCM | 7.1 | 6.07 | G | 8034035072529 | 8034035455889 | 8034035455896 | 85389099
GW15195 | BLANKING MODULE 1M WHITE | MODUŁ ZAŚLEP. 1M BIAŁY | 1.4 | 1 | NR | 1.4 | 1 | NR | 2.22e-14% | OFFICIAL | 1DM03G01F1310A6100 | 30 | 1DM | BUILDING | 03G | CHORUSMART DOM.RANG. | 01F | BASIC CHORUSMART | 10 | 200 | NR | 31.122 | CCM | 6.08 | 6.07 | G | 8034035075223 | 8034035459627 | 8034035459634 | 85389099
GW16871 | PAINT PROTECTION COVER CHORUS 2G INT. | OSŁONA DO MALOWANIA CHORUS 2M INT. | 0.7 | 1 | NR | 0.7 | 1 | NR | 2.22e-14% | OFFICIAL | 1DM03G01F1672BU100 | 30 | 1DM | BUILDING | 03G | CHORUSMART DOM.RANG. | 01F | BASIC CHORUSMART | 60 | 480 | NR | 29.846 | CCM | 3.785 | 3.407 | G | 8011564427075 | 8011564653559 | 8011564653566 | 85389099
GW16831 | BRITISH STD SUPPORT 2M WITH SCREW | MIĘDZYNAR. STAND POKRYWA M2 Z WKRĘTEM | 2.1 | 1 | NR | 2.1 | 1 | NR | 0% | OFFICIAL | 1DM03G01F1672BU100 | 40 | 1DM | BUILDING | 03G | CHORUSMART DOM.RANG. | 01F | BASIC CHORUSMART | 10 | 160 | NR | 258.416 | CCM | 21.775 | 18.178 | G | 8011564446908 | 8011564673410 | 8011564673427 | 85389099
GW15281 | S. OUTLET 2M 2P+E 16A ISR WHITE | GNIAZDO 2M 2P+T 16A IZRAEL BIAŁY | 9.15 | 1 | NR | 9.45 | 1 | NR | -3.175% | OFFICIAL | 1DM03G01F1310AA100 | 30 | 1DM | BUILDING | 03G | CHORUSMART DOM.RANG. | 01F | BASIC CHORUSMART | 1 | 24 | NR | 229.206 | CCM | 54.52 | 40.633 | G | 8034035075407 | 8034035075407 | 8034035459948 | 85366990
GW16437TB | GEO PLATE BS 2-GANG WHITE | RAMKA GEO 2 MODUŁY MLECZNOBIAŁA | 3.6 | 1 | NR | 3.5 | 1 | NR | 2.857% | OFFICIAL | 1DM03G04F1662F1100 | 40 | 1DM | BUILDING | 03G | CHORUSMART DOM.RANG. | 04F | BRIT.STD CHORUSMART | 1 | 12 | NR | 336.656 | CCM | 30.142 | 23.726 | G | 8011564832244 | 8011564973336 | 8011564973336 | 85389099
GW16437TI | 2 GANG GEO BS PLATE IVORY | RAMKA GEO 2 MODUŁY BS KOŚĆ SŁONIOWA | 3.6 | 1 | NR | 3.5 | 1 | NR | 2.857% | OFFICIAL | 1DM03G04F1662F1100 | 40 | 1DM | BUILDING | 03G | CHORUSMART DOM.RANG. | 04F | BRIT.STD CHORUSMART | 1 | 12 | NR | 336.656 | CCM | 28.084 | 21.728 | G | 8011564831629 | 8011564972810 | 8011564972810 | 85389099
GW16437VA | 2 GANG GEO BS PLATE SLATE | RAMKA GEO 2 MODUŁY BS ŁUPEK | 10.2 | 1 | NR | 9.95 | 1 | NR | 2.513% | OFFICIAL | 1DM03G04F1662F1100 | 40 | 1DM | BUILDING | 03G | CHORUSMART DOM.RANG. | 04F | BRIT.STD CHORUSMART | 1 | 12 | NR | 336.656 | CCM | 28.084 | 21.728 | G | 8011564831667 | 8011564972889 | 8011564972889 | 85389099
GW16437VT | 2 GANG GEO BS PLATE TITANIUM | RAMKA GEO 2 MODUŁY BS TYTAN | 10.2 | 1 | NR | 9.95 | 1 | NR | 2.513% | OFFICIAL | 1DM03G04F1662F1100 | 40 | 1DM | BUILDING | 03G | CHORUSMART DOM.RANG. | 04F | BRIT.STD CHORUSMART | 1 | 12 | NR | 336.656 | CCM | 28.084 | 21.728 | G | 8011564831643 | 8011564972865 | 8011564972865 | 85389099
GW10012 | 1P 16AX TWIN 1-WAY SWITCH WITH SUPP.WH | 1P 16AX PODW.ŁĄCZ. DWUBIEG. Z ZASIL. B | 13.4 | 1 | NR | 13.1 | 1 | NR | 2.29% | OFFICIAL | 1DM03G04F1542A3100 | 40 | 1DM | BUILDING | 03G | CHORUSMART DOM.RANG. | 04F | BRIT.STD CHORUSMART | 1 | 100 | NR | 537.51 | CCM | 80.271 | 68.729 | G | 8011564865778 | 8011564865778 | 8011564994867 | 85365080
GW12012 | 1P 16AX TWIN 1-WAY SWITCH WITH SUPP.BL | 1P 16AX PODW. ŁĄCZNIK POJ. Z ZASIL. CZ | 13.4 | 1 | NR | 13.1 | 1 | NR | 2.29% | OFFICIAL | 1DM03G04F1542A7100 | 40 | 1DM | BUILDING | 03G | CHORUSMART DOM.RANG. | 04F | BRIT.STD CHORUSMART | 1 | 100 | NR | 537.51 | CCM | 79.567 | 68.025 | G | 8011564865815 | 8011564865815 | 8011564994904 | 85365080
GW12338M | 13A BS TWIN SWITCHED SOCKET BLACK | 13A BS PODWÓJNE GNIAZDO Z WŁĄCZ. CZARNE | 14.7 | 1 | NR | 14.4 | 1 | NR | 2.083% | OFFICIAL | 1DM03G04F1542A7100 | 40 | 1DM | BUILDING | 03G | CHORUSMART DOM.RANG. | 04F | BRIT.STD CHORUSMART | 1 | 50 | NR | 561 | CCM | 140 | 140 | G | 8011564832992 | 8011564973848 | 8011564973855 | 85366990
GW10494M | 13AX FCU SWITCHED WITH NEON WH | 13AX ZŁĄCZE Z WYŁ. I BEZP. PODŚW. BIAŁE | 14.9 | 1 | NR | 14.6 | 1 | NR | 2.055% | OFFICIAL | 1DM03G04F1542A3100 | 40 | 1DM | BUILDING | 03G | CHORUSMART DOM.RANG. | 04F | BRIT.STD CHORUSMART | 1 | 140 | NR | 241.313 | CCM | 92.129 | 90 | G | 8011564735828 | 8011564929999 | 8011564930001 | 85389099
GW16436TB | GEO PLATE BS 1-GANG WHITE | RAMKA GEO 1 MODUŁ MLECZNOBIAŁA | 2.6 | 1 | NR | 2.55 | 1 | NR | 1.961% | OFFICIAL | 1DM03G04F1662F1100 | 40 | 1DM | BUILDING | 03G | CHORUSMART DOM.RANG. | 04F | BRIT.STD CHORUSMART | 1 | 12 | NR | 235.156 | CCM | 22.916 | 16.952 | G | 8011564832237 | 8011564973329 | 8011564973329 | 85389099
GW16436TI | 1 GANG GEO BS PLATE IVORY | RAMKA GEO 1 MODUŁ BS KOŚĆ SŁONIOWA | 2.6 | 1 | NR | 2.55 | 1 | NR | 1.961% | OFFICIAL | 1DM03G04F1662F1100 | 40 | 1DM | BUILDING | 03G | CHORUSMART DOM.RANG. | 04F | BRIT.STD CHORUSMART | 1 | 12 | NR | 235.156 | CCM | 22.916 | 16.952 | G | 8011564831612 | 8011564972803 | 8011564972803 | 85389099
GW16237CA | 2 GANG LUX BS PLATE AQUAMARINE GLAS | RAMKA LUX 2 MODUŁY BS SZŁO AKWAMARYNA | 104 | 1 | NR | 102 | 1 | NR | 1.961% | OFFICIAL | 1DM03G04F1662F3100 | 40 | 1DM | BUILDING | 03G | CHORUSMART DOM.RANG. | 04F | BRIT.STD CHORUSMART | 1 | 12 | NR | 1376.667 | CCM | 161.486 | 125.7 | G | 8011564831889 | 8011564831889 | 8011564831889 | 85389099
GW16237CG | 2 GANG LUX BS PLATE ICE GLAS | RAMKA LUX 2 MODUŁY BS SZŁO SZRONIONE | 104 | 1 | NR | 102 | 1 | NR | 1.961% | OFFICIAL | 1DM03G04F1662F3100 | 40 | 1DM | BUILDING | 03G | CHORUSMART DOM.RANG. | 04F | BRIT.STD CHORUSMART | 1 | 12 | NR | 1376.667 | CCM | 161.486 | 126 | G | 8011564831865 | 8011564831865 | 8011564831865 | 85389099
GW16237MA | 2 GANG LUX BS PLATE BLACK ALUMINIUM | RAMKA LUX 2 MODUŁY BS CZARNE ALUMIN. | 104 | 1 | NR | 102 | 1 | NR | 1.961% | OFFICIAL | 1DM03G04F1662F3100 | 40 | 1DM | BUILDING | 03G | CHORUSMART DOM.RANG. | 04F | BRIT.STD CHORUSMART | 1 | 12 | NR | 1376.667 | CCM | 160.856 | 126 | G | 8011564831827 | 8011564831827 | 8011564831827 | 85389099
GW16237MI | 2 GANG LUX BS PLATE STAINLESS STEEL | RAMKA LUX 2 MODUŁY BS STAL NIERDZEWN. | 104 | 1 | NR | 102 | 1 | NR | 1.961% | OFFICIAL | 1DM03G04F1662F3100 | 40 | 1DM | BUILDING | 03G | CHORUSMART DOM.RANG. | 04F | BRIT.STD CHORUSMART | 1 | 12 | NR | 1376.667 | CCM | 238.086 | 203 | G | 8011564831841 | 8011564831841 | 8011564831841 | 85389099
GW10337M | 13A BS SWITCHED SOCKET BACKLIT WHITE | 13A BS GNIAZDO Z WŁĄCZN. PODŚW. BIAŁE | 10.6 | 1 | NR | 10.4 | 1 | NR | 1.923% | OFFICIAL | 1DM03G04F1542A3100 | 40 | 1DM | BUILDING | 03G | CHORUSMART DOM.RANG. | 04F | BRIT.STD CHORUSMART | 1 | 100 | NR | 308.7 | CCM | 65.23 | 65.23 | G | 8011564832954 | 8011564973763 | 8011564973770 | 85366990
GW12075 | 1P 16AX 2-WAY SWITCH 2M WITH SUPPORT BL | 1P 16AX ŁĄCZ. SCHOD. 2M Z POKRYWĄ CZAR | 21.4 | 1 | NR | 21 | 1 | NR | 1.905% | OFFICIAL | 1DM03G04F1542A7100 | 40 | 1DM | BUILDING | 03G | CHORUSMART DOM.RANG. | 04F | BRIT.STD CHORUSMART | 1 | 100 | NR | 537.51 | CCM | 61.575 | 50.033 | G | 8011564865846 | 8011564865846 | 8011564994935 | 85365080
GW14045M | 10AX 3 GANG ONE WAY SWITCH BS TITANIUM | 10AX ŁĄCZNIK POJ. 3-MODUŁOWY BS TYTAN | 21.4 | 1 | NR | 21 | 1 | NR | 1.905% | OFFICIAL | 1DM03G04F1542AB100 | 40 | 1DM | BUILDING | 03G | CHORUSMART DOM.RANG. | 04F | BRIT.STD CHORUSMART | 1 | 100 | NR | 280.5 | CCM | 86 | 78 | G | 8011564832794 | 8011564973442 | 8011564973459 | 85365080
GW16837 | 2 GANG BS 5M SUPPORT WHITE | WSPORNIK 2 MODUŁY BS 5M BIAŁA | 8.2 | 1 | NR | 8.05 | 1 | NR | 1.863% | OFFICIAL | 1DM03G04F1662F5100 | 40 | 1DM | BUILDING | 03G | CHORUSMART DOM.RANG. | 04F | BRIT.STD CHORUSMART | 1 | 50 | NR | 519.938 | CCM | 10 | 10 | G | 8011564832251 | 8011564973343 | 8011564973343 | 85389099
GW12008M | 20A 1 GANG 2P SWITCH BACKLIT BLACK | 20A PRZEŁ. POJED. PODŚWIETL. CZARNY 2P | 27.8 | 1 | NR | 27.3 | 1 | NR | 1.832% | OFFICIAL | 1DM03G04F1542A7100 | 40 | 1DM | BUILDING | 03G | CHORUSMART DOM.RANG. | 04F | BRIT.STD CHORUSMART | 1 | 100 | NR | 308.7 | CCM | 90 | 90 | G | 8011564832886 | 8011564973626 | 8011564973633 | 85365080
GW10009M | 20A 1 GANG 2P SWITCH BACKLIT WH WHITE | 20A ŁĄCZ. DWUBIEG. PODŚWIETL. BIAŁY | 22.6 | 1 | NR | 22.2 | 1 | NR | 1.802% | OFFICIAL | 1DM03G04F1542A3100 | 40 | 1DM | BUILDING | 03G | CHORUSMART DOM.RANG. | 04F | BRIT.STD CHORUSMART | 1 | 100 | NR | 308.7 | CCM | 77.3 | 77.3 | G | 8011564832893 | 8011564973640 | 8011564973657 | 85365080
GW14336M | 13A BS SWITCHED SOCKET TITANIUM | 13A BS GNIAZDO Z WŁĄCZNIKIEM TYTAN | 11.3 | 1 | NR | 11.1 | 1 | NR | 1.802% | OFFICIAL | 1DM03G04F1542AB100 | 40 | 1DM | BUILDING | 03G | CHORUSMART DOM.RANG. | 04F | BRIT.STD CHORUSMART | 1 | 100 | NR | 308.7 | CCM | 78 | 70 | G | 8011564832947 | 8011564973749 | 8011564973756 | 85366990
GW10038 | 1P 16AX 1-WAY SWITCH 2M WITH SUPPORT WH | 1P 16AX ŁĄCZNIK POJ. 2M Z POKRYWĄ BIAŁ | 11.4 | 1 | NR | 11.2 | 1 | NR | 1.786% | OFFICIAL | 1DM03G04F1542A3100 | 40 | 1DM | BUILDING | 03G | CHORUSMART DOM.RANG. | 04F | BRIT.STD CHORUSMART | 1 | 100 | NR | 537.51 | CCM | 58.524 | 46.982 | G | 8011564865785 | 8011564865785 | 8011564994874 | 85365080
GW10338M | 13A BS TWIN SWITCHED SOCKET WHITE | 13A BS PODWÓJNE GNIAZDO Z WŁĄCZ. BIAŁE | 11.5 | 1 | NR | 11.3 | 1 | NR | 1.77% | OFFICIAL | 1DM03G04F1542A3100 | 40 | 1DM | BUILDING | 03G | CHORUSMART DOM.RANG. | 04F | BRIT.STD CHORUSMART | 1 | 50 | NR | 561 | CCM | 115.65 | 115.65 | G | 8011564832985 | 8011564973824 | 8011564973831 | 85366990
GW12339M | 13A BS TWIN SWITCHED SOCKET BACKLIT BK | 13A BS PODW.GNIAZDO Z WŁĄCZ.PODŚW CZARNE | 23.1 | 1 | NR | 22.7 | 1 | NR | 1.762% | OFFICIAL | 1DM03G04F1542A7100 | 40 | 1DM | BUILDING | 03G | CHORUSMART DOM.RANG. | 04F | BRIT.STD CHORUSMART | 1 | 50 | NR | 561 | CCM | 140 | 140 | G | 8011564833029 | 8011564973909 | 8011564973916 | 85366990
GW14009M | 20A 1 GANG 2P SWITCH BACKLIT WH TITANIUM | 20A 1-MODUŁ.ŁĄCZNIK PODŚWIETL.B TYTAN 2P | 35.4 | 1 | NR | 34.8 | 1 | NR | 1.724% | OFFICIAL | 1DM03G04F1542AB100 | 40 | 1DM | BUILDING | 03G | CHORUSMART DOM.RANG. | 04F | BRIT.STD CHORUSMART | 1 | 100 | NR | 308.7 | CCM | 92 | 80 | G | 8011564832916 | 8011564973688 | 8011564973695 | 85365080
GW14038 | 1P 16AX 1-WAY SWITCH 2M WITH SUPPORT TI | 1P 16AX ŁĄCZNIK POJ. 2M Z POKRYWĄ TYT | 23.8 | 1 | NR | 23.4 | 1 | NR | 1.709% | OFFICIAL | 1DM03G04F1542AB100 | 40 | 1DM | BUILDING | 03G | CHORUSMART DOM.RANG. | 04F | BRIT.STD CHORUSMART | 1 | 100 | NR | 537.51 | CCM | 58.675 | 47.133 | G | 8011564865860 | 8011564865860 | 8011564994959 | 85365080
GW12085M | 10AX 3 GANG TWO WAY SWITCH BS BLACK | 10AX ŁĄCZNIK SCHOD.3-MODUŁ. BS CZARNY | 23.9 | 1 | NR | 23.5 | 1 | NR | 1.702% | OFFICIAL | 1DM03G04F1542A7100 | 40 | 1DM | BUILDING | 03G | CHORUSMART DOM.RANG. | 04F | BRIT.STD CHORUSMART | 1 | 100 | NR | 280.5 | CCM | 92 | 80 | G | 8011564832817 | 8011564973480 | 8011564973497 | 85365080
GW16236MC | 1 GANG LUX BS PLATE CHROME | RAMKA LUX 1 MODUŁ BS CHROM | 18 | 1 | NR | 17.7 | 1 | NR | 1.695% | OFFICIAL | 1DM03G04F1662F3100 | 40 | 1DM | BUILDING | 03G | CHORUSMART DOM.RANG. | 04F | BRIT.STD CHORUSMART | 1 | 12 | NR | 235.156 | CCM | 36.219 | 30.255 | G | 8011564831711 | 8011564972933 | 8011564972933 | 85389099
GW16236MO | 1 GANG LUX BS PLATE GOLD | RAMKA LUX 1 MODUŁ BS ZŁOTO | 18 | 1 | NR | 17.7 | 1 | NR | 1.695% | OFFICIAL | 1DM03G04F1662F3100 | 40 | 1DM | BUILDING | 03G | CHORUSMART DOM.RANG. | 04F | BRIT.STD CHORUSMART | 1 | 12 | NR | 235.156 | CCM | 36.219 | 30.255 | G | 8011564831698 | 8011564972919 | 8011564972919 | 85389099
GW12336M | 13A BS SWITCHED SOCKET BLACK | 13A BS GNIAZDO Z WŁĄCZNIKIEM CZARNE | 9.05 | 1 | NR | 8.9 | 1 | NR | 1.685% | OFFICIAL | 1DM03G04F1542A7100 | 40 | 1DM | BUILDING | 03G | CHORUSMART DOM.RANG. | 04F | BRIT.STD CHORUSMART | 1 | 100 | NR | 308.7 | CCM | 78 | 70 | G | 8011564832930 | 8011564973725 | 8011564973732 | 85366990
GW14085M | 10AX 3 GANG TWO WAY SWITCH BS TITANIUM | 10AX ŁĄCZ. SCHOD. 3-MODUŁOWY BS TYTAN | 30.4 | 1 | NR | 29.9 | 1 | NR | 1.672% | OFFICIAL | 1DM03G04F1542AB100 | 40 | 1DM | BUILDING | 03G | CHORUSMART DOM.RANG. | 04F | BRIT.STD CHORUSMART | 1 | 100 | NR | 280.5 | CCM | 92 | 80 | G | 8011564832824 | 8011564973503 | 8011564973510 | 85365080
GW16237TB | LUX PLATE BS 2-GANG WHITE | RAMKA LUX 2 MODUŁY MLECZNOBIAŁA | 12.2 | 1 | NR | 12 | 1 | NR | 1.667% | OFFICIAL | 1DM03G04F1662F3100 | 40 | 1DM | BUILDING | 03G | CHORUSMART DOM.RANG. | 04F | BRIT.STD CHORUSMART | 1 | 6 | NR | 470.313 | CCM | 56.447 | 44.518 | G | 8011564832220 | 8011564973312 | 8011564973312 | 85389099
GW16237TN | 2 GANG LUX BS PLATE TONER BLACK | RAMKA LUX 2 MODUŁY BS CZARNA | 12.2 | 1 | NR | 12 | 1 | NR | 1.667% | OFFICIAL | 1DM03G04F1662F3100 | 40 | 1DM | BUILDING | 03G | CHORUSMART DOM.RANG. | 04F | BRIT.STD CHORUSMART | 1 | 6 | NR | 470.313 | CCM | 56.447 | 44.518 | G | 8011564831681 | 8011564972902 | 8011564972902 | 85389099
GW10358M | 13A TWIN SWITCHED SOCKET WITH USB WH | 13A PODW.GNIAZDO Z PRZYCISK. I USB BIAŁE | 68.5 | 1 | NR | 67.4 | 1 | NR | 1.632% | OFFICIAL | 1DM03G04F1542A3100 | 40 | 1DM | BUILDING | 03G | CHORUSMART DOM.RANG. | 04F | BRIT.STD CHORUSMART | 1 | 60 | NR | 563.063 | CCM | 185.9 | 180 | G | 8011564735965 | 8011564930223 | 8011564930230 | 85366990
GW10498M | 45A CABLE OUTLET WH | 45A WYLOT PRZEWODU BIAŁY | 12.5 | 1 | NR | 12.3 | 1 | NR | 1.626% | OFFICIAL | 1DM03G04F1542A3100 | 40 | 1DM | BUILDING | 03G | CHORUSMART DOM.RANG. | 04F | BRIT.STD CHORUSMART | 1 | 60 | NR | 563.063 | CCM | 208.433 | 208.433 | G | 8011564735934 | 8011564930155 | 8011564930162 | 85389099
GW14056 | 1P 16AX TWIN 2-WAY SWITCH WITH SUPP.TI | 1P 16AX PODW.ŁĄCZ. SCHOD. Z ZASIL. TYT | 18.9 | 1 | NR | 18.6 | 1 | NR | 1.613% | OFFICIAL | 1DM03G04F1542AB100 | 40 | 1DM | BUILDING | 03G | CHORUSMART DOM.RANG. | 04F | BRIT.STD CHORUSMART | 1 | 100 | NR | 537.51 | CCM | 86.007 | 74.465 | G | 8011564865877 | 8011564865877 | 8011564994966 | 85365080
GW14338M | 13A BS TWIN SWITCHED SOCKET TITANIUM | 13A BS PODWÓJNE GNIAZDO Z WŁĄCZ. TYTAN | 18.9 | 1 | NR | 18.6 | 1 | NR | 1.613% | OFFICIAL | 1DM03G04F1542AB100 | 40 | 1DM | BUILDING | 03G | CHORUSMART DOM.RANG. | 04F | BRIT.STD CHORUSMART | 1 | 50 | NR | 561 | CCM | 140 | 140 | G | 8011564833005 | 8011564973862 | 8011564973879 | 85366990
GW16236YB | 1 GANG LUX BS PLATE MONOCHROME WHITE | RAMKA LUX 1 MODUŁ BS MONOCHR.BIAŁA | 6.35 | 1 | NR | 6.25 | 1 | NR | 1.6% | OFFICIAL | 1DM03G04F1662F3100 | 40 | 1DM | BUILDING | 03G | CHORUSMART DOM.RANG. | 04F | BRIT.STD CHORUSMART | 1 | 12 | NR | 235.156 | CCM | 35.983 | 30.067 | G | 8011564834323 | 8011564974906 | 8011564974906 | 85389099
GW10085M | 10AX 3 GANG TWO WAY SWITCH BS WHITE | 10AX ŁĄCZNIK SCHOD. 3-MODUŁOWY BS BIAŁY | 19.1 | 1 | NR | 18.8 | 1 | NR | 1.596% | OFFICIAL | 1DM03G04F1542A3100 | 40 | 1DM | BUILDING | 03G | CHORUSMART DOM.RANG. | 04F | BRIT.STD CHORUSMART | 1 | 100 | NR | 280.5 | CCM | 76.74 | 76.74 | G | 8011564832800 | 8011564973466 | 8011564973473 | 85365080
GW10496M | 13A FCU UNSWITCHED WITH NEON WH | 13AX ZŁĄCZE BEZ WYŁ. Z BEZP.PODŚW. BIAŁE | 12.8 | 1 | NR | 12.6 | 1 | NR | 1.587% | OFFICIAL | 1DM03G04F1542A3100 | 40 | 1DM | BUILDING | 03G | CHORUSMART DOM.RANG. | 04F | BRIT.STD CHORUSMART | 1 | 120 | NR | 281.531 | CCM | 89.367 | 89.367 | G | 8011564735910 | 8011564930117 | 8011564930124 | 85389099
GW16236LA | 1 GANG LUX BS PLATE FIN.MAPLE | RAMKA LUX 1 MODUŁ BS WYK. KLON | 19.3 | 1 | NR | 19 | 1 | NR | 1.579% | OFFICIAL | 1DM03G04F1662F3100 | 40 | 1DM | BUILDING | 03G | CHORUSMART DOM.RANG. | 04F | BRIT.STD CHORUSMART | 1 | 12 | NR | 235.156 | CCM | 36.219 | 30.255 | G | 8011564831735 | 8011564972957 | 8011564972957 | 85389099
GW16236LC | 1 GANG LUX BS PLATE FIN.CHERRY | RAMKA LUX 1 MODUŁ BS WYK. WIŚNIA | 19.3 | 1 | NR | 19 | 1 | NR | 1.579% | OFFICIAL | 1DM03G04F1662F3100 | 40 | 1DM | BUILDING | 03G | CHORUSMART DOM.RANG. | 04F | BRIT.STD CHORUSMART | 1 | 12 | NR | 235.156 | CCM | 36.219 | 30.255 | G | 8011564831773 | 8011564972995 | 8011564972995 | 85389099
GW16236LW | 1 GANG LUX BS PLATE FIN.WENGEE | RAMKA LUX 1 MODUŁ BS WYK. WENGE | 19.3 | 1 | NR | 19 | 1 | NR | 1.579% | OFFICIAL | 1DM03G04F1662F3100 | 40 | 1DM | BUILDING | 03G | CHORUSMART DOM.RANG. | 04F | BRIT.STD CHORUSMART | 1 | 12 | NR | 235.156 | CCM | 36.219 | 30.255 | G | 8011564831759 | 8011564972971 | 8011564972971 | 85389099
GW12011M | 45A 1 GANG 2P SWITCH BACKLIT BLACK | 45A PRZEŁ. POJED. PODŚWIETL. CZARNY 2P | 25.8 | 1 | NR | 25.4 | 1 | NR | 1.575% | OFFICIAL | 1DM03G04F1542A7100 | 40 | 1DM | BUILDING | 03G | CHORUSMART DOM.RANG. | 04F | BRIT.STD CHORUSMART | 1 | 100 | NR | 280.5 | CCM | 124 | 124 | G | 8011564832848 | 8011564973541 | 8011564973558 | 85365080
GW10356M | 13A SINGLE SWITCHED SOCKET WITH USB WH | 13A POJ.GNIAZDO Z PRZYCISKIEM I USB BIAŁ | 45.2 | 1 | NR | 44.5 | 1 | NR | 1.573% | OFFICIAL | 1DM03G04F1542A3100 | 40 | 1DM | BUILDING | 03G | CHORUSMART DOM.RANG. | 04F | BRIT.STD CHORUSMART | 1 | 80 | NR | 422.297 | CCM | 112.488 | 112.488 | G | 8011564735958 | 8011564930193 | 8011564930216 | 85366990
GW14011M | 45A 1 GANG 2P SWITCH BACKLIT TITANIUM | 45A 1-MODUŁ.ŁĄCZNIK PODŚWIETL. TYTAN 2P | 32.3 | 1 | NR | 31.8 | 1 | NR | 1.572% | OFFICIAL | 1DM03G04F1542AB100 | 40 | 1DM | BUILDING | 03G | CHORUSMART DOM.RANG. | 04F | BRIT.STD CHORUSMART | 1 | 100 | NR | 280.5 | CCM | 124 | 110 | G | 8011564832855 | 8011564973565 | 8011564973572 | 85365080
GW16838 | 2 GANG BS 5M SUPPORT BLACK | WSPORNIK 2 MODUŁY BS 5M CZARNA | 9.8 | 1 | NR | 9.65 | 1 | NR | 1.554% | OFFICIAL | 1DM03G04F1662F5100 | 40 | 1DM | BUILDING | 03G | CHORUSMART DOM.RANG. | 04F | BRIT.STD CHORUSMART | 1 | 50 | NR | 519.938 | CCM | 52.968 | 44 | G | 8011564832268 | 8011564973350 | 8011564973350 | 85389099
GW12337M | 13A BS SWITCHED SOCKET BACKLIT BLACK | 13A BS GNIAZDO Z WŁĄCZN. PODŚW. CZARNE | 13.2 | 1 | NR | 13 | 1 | NR | 1.538% | OFFICIAL | 1DM03G04F1542A7100 | 40 | 1DM | BUILDING | 03G | CHORUSMART DOM.RANG. | 04F | BRIT.STD CHORUSMART | 1 | 100 | NR | 308.7 | CCM | 78 | 70 | G | 8011564832961 | 8011564973787 | 8011564973794 | 85366990
GW16839 | 2 GANG BS 5M SUPPORT TITANIUM | WSPORNIK 2 MODUŁY BS 5M TYTAN | 13.2 | 1 | NR | 13 | 1 | NR | 1.538% | OFFICIAL | 1DM03G04F1662F5100 | 40 | 1DM | BUILDING | 03G | CHORUSMART DOM.RANG. | 04F | BRIT.STD CHORUSMART | 1 | 50 | NR | 519.938 | CCM | 52.968 | 43.916 | G | 8011564832275 | 8011564973367 | 8011564973367 | 85389099
GW14075 | 1P 16AX 2-WAY SWITCH 2M WITH SUPPORT TI | 1P 16AX ŁĄCZ. SCHOD. 2M Z POKRYWĄ TYT | 26.5 | 1 | NR | 26.1 | 1 | NR | 1.533% | OFFICIAL | 1DM03G04F1542AB100 | 40 | 1DM | BUILDING | 03G | CHORUSMART DOM.RANG. | 04F | BRIT.STD CHORUSMART | 1 | 100 | NR | 537.51 | CCM | 61.635 | 50.093 | G | 8011564865884 | 8011564865884 | 8011564994973 | 85365080
GW10497M | 20A CABLE OUTLET WH | 20A WYLOT PRZEWODU BIAŁY | 6.7 | 1 | NR | 6.6 | 1 | NR | 1.515% | OFFICIAL | 1DM03G04F1542A3100 | 40 | 1DM | BUILDING | 03G | CHORUSMART DOM.RANG. | 04F | BRIT.STD CHORUSMART | 1 | 140 | NR | 241.313 | CCM | 81.307 | 80 | G | 8011564735927 | 8011564930131 | 8011564930148 | 85389099
GW16237LA | 2 GANG LUX BS PLATE FIN. MAPLE | RAMKA LUX 2 MODUŁY BS WYK. KLON | 26.8 | 1 | NR | 26.4 | 1 | NR | 1.515% | OFFICIAL | 1DM03G04F1662F3100 | 40 | 1DM | BUILDING | 03G | CHORUSMART DOM.RANG. | 04F | BRIT.STD CHORUSMART | 1 | 6 | NR | 470.313 | CCM | 56.447 | 44.518 | G | 8011564831742 | 8011564972964 | 8011564972964 | 85389099
GW16237LC | 2 GANG LUX BS PLATE FIN. CHERRY | RAMKA LUX 2 MODUŁY BS WYK. WIŚNIA | 26.8 | 1 | NR | 26.4 | 1 | NR | 1.515% | OFFICIAL | 1DM03G04F1662F3100 | 40 | 1DM | BUILDING | 03G | CHORUSMART DOM.RANG. | 04F | BRIT.STD CHORUSMART | 1 | 6 | NR | 470.313 | CCM | 56.447 | 44.518 | G | 8011564831780 | 8011564973008 | 8011564973008 | 85389099
GW16237LW | 2 GANG LUX BS PLATE FIN. WENGEE | RAMKA LUX 2 MODUŁY BS WYK. WENGE | 26.8 | 1 | NR | 26.4 | 1 | NR | 1.515% | OFFICIAL | 1DM03G04F1662F3100 | 40 | 1DM | BUILDING | 03G | CHORUSMART DOM.RANG. | 04F | BRIT.STD CHORUSMART | 1 | 6 | NR | 470.313 | CCM | 56.447 | 44.518 | G | 8011564831766 | 8011564972988 | 8011564972988 | 85389099
GW16236MI | 1 GANG LUX BS PLATE STAINLESS STEEL | RAMKA LUX 1 MODUŁ BS STAL NIERDZEWN. | 73.9 | 1 | NR | 72.8 | 1 | NR | 1.511% | OFFICIAL | 1DM03G04F1662F3100 | 40 | 1DM | BUILDING | 03G | CHORUSMART DOM.RANG. | 04F | BRIT.STD CHORUSMART | 1 | 16 | NR | 1032.5 | CCM | 191.784 | 165 | G | 8011564831834 | 8011564831834 | 8011564831834 | 85389099
GW16236CA | 1 GANG LUX BS PLATE AQUAMARINE GLAS | RAMKA LUX 1 MODUŁ BS SZŁO AKWAMARYNA | 74 | 1 | NR | 72.9 | 1 | NR | 1.509% | OFFICIAL | 1DM03G04F1662F3100 | 40 | 1DM | BUILDING | 03G | CHORUSMART DOM.RANG. | 04F | BRIT.STD CHORUSMART | 1 | 16 | NR | 1032.5 | CCM | 130.674 | 103 | G | 8011564831872 | 8011564831872 | 8011564831872 | 85389099
GW16236CG | 1 GANG LUX BS PLATE ICE GLAS | RAMKA LUX 1 MODUŁ BS SZŁO SZRONIONE | 74 | 1 | NR | 72.9 | 1 | NR | 1.509% | OFFICIAL | 1DM03G04F1662F3100 | 40 | 1DM | BUILDING | 03G | CHORUSMART DOM.RANG. | 04F | BRIT.STD CHORUSMART | 1 | 16 | NR | 1032.5 | CCM | 129.974 | 103 | G | 8011564831858 | 8011564831858 | 8011564831858 | 85389099
GW16236MA | 1 GANG LUX BS PLATE BLACK ALUMINIUM | RAMKA LUX 1 MODUŁ BS CZARNE ALUMIN. | 74 | 1 | NR | 72.9 | 1 | NR | 1.509% | OFFICIAL | 1DM03G04F1662F3100 | 40 | 1DM | BUILDING | 03G | CHORUSMART DOM.RANG. | 04F | BRIT.STD CHORUSMART | 1 | 16 | NR | 1032.5 | CCM | 129.704 | 103 | G | 8011564831810 | 8011564831810 | 8011564831810 | 85389099
GW16238LA | 6M LUX PLATE FIN.MAPLE | RAMKA LUX 6M WYK. KLON | 75.3 | 1 | NR | 74.2 | 1 | NR | 1.482% | OFFICIAL | 1DM03G04F1662F3100 | 40 | 1DM | BUILDING | 03G | CHORUSMART DOM.RANG. | 04F | BRIT.STD CHORUSMART | 1 | 6 | NR | 470.313 | CCM | 80.197 | 68.268 | G | 8011564831964 | 8011564973183 | 8011564973183 | 85389099
GW16238LC | LUX PLATE 6-GANG FIN.CHERRY | RAMKA LUX 6 MODUŁÓW WYK. WIŚNIA | 75.3 | 1 | NR | 74.2 | 1 | NR | 1.482% | OFFICIAL | 1DM03G04F1662F3100 | 40 | 1DM | BUILDING | 03G | CHORUSMART DOM.RANG. | 04F | BRIT.STD CHORUSMART | 1 | 6 | NR | 470.313 | CCM | 79.197 | 67.268 | G | 8011564831988 | 8011564973206 | 8011564973206 | 85389099
GW16238LW | 6M LUX PLATE FIN.WENGEE | RAMKA LUX 6M WYK. WENGE | 75.3 | 1 | NR | 74.2 | 1 | NR | 1.482% | OFFICIAL | 1DM03G04F1662F3100 | 40 | 1DM | BUILDING | 03G | CHORUSMART DOM.RANG. | 04F | BRIT.STD CHORUSMART | 1 | 6 | NR | 470.313 | CCM | 79.197 | 67.268 | G | 8011564831971 | 8011564973190 | 8011564973190 | 85389099
GW10011M | 45A 1 GANG 2P SWITCH BACKLIT WHITE | 45A ŁĄCZ. DWUBIEG. PODŚWIETL. BIAŁY | 20.8 | 1 | NR | 20.5 | 1 | NR | 1.463% | OFFICIAL | 1DM03G04F1542A3100 | 40 | 1DM | BUILDING | 03G | CHORUSMART DOM.RANG. | 04F | BRIT.STD CHORUSMART | 1 | 100 | NR | 280.5 | CCM | 109.42 | 109.42 | G | 8011564832831 | 8011564973527 | 8011564973534 | 85365080
GW14008M | 20A 1 GANG 2P SWITCH BACKLIT TITANIUM | 20A 1-MODUŁ.ŁĄCZNIK PODŚWIETL.TYTAN 2P | 34.9 | 1 | NR | 34.4 | 1 | NR | 1.453% | OFFICIAL | 1DM03G04F1542AB100 | 40 | 1DM | BUILDING | 03G | CHORUSMART DOM.RANG. | 04F | BRIT.STD CHORUSMART | 1 | 100 | NR | 308.7 | CCM | 90 | 80 | G | 8011564832879 | 8011564973602 | 8011564973619 | 85365080
GW10360M | COOKER UNIT WH | ZESPÓŁ DO KUCHENKI BIAŁY | 21 | 1 | NR | 20.7 | 1 | NR | 1.449% | OFFICIAL | 1DM03G04F1542A3100 | 40 | 1DM | BUILDING | 03G | CHORUSMART DOM.RANG. | 04F | BRIT.STD CHORUSMART | 1 | 60 | NR | 563.063 | CCM | 191.183 | 191.183 | G | 8011564735941 | 8011564930179 | 8011564930186 | 85389099
GW12009M | 20A 1 GANG 2P SWITCH BACKLIT WH BLACK | 20A PRZEŁ. POJED. PODŚWIETL. B CZARNY 2P | 28.3 | 1 | NR | 27.9 | 1 | NR | 1.434% | OFFICIAL | 1DM03G04F1542A7100 | 40 | 1DM | BUILDING | 03G | CHORUSMART DOM.RANG. | 04F | BRIT.STD CHORUSMART | 1 | 100 | NR | 308.7 | CCM | 90 | 90 | G | 8011564832909 | 8011564973664 | 8011564973671 | 85365080
GW10336M | 13A BS SWITCHED SOCKET WHITE | 13A BS GNIAZDO Z WŁĄCZNIKIEM BIAŁE | 7.1 | 1 | NR | 7 | 1 | NR | 1.429% | OFFICIAL | 1DM03G04F1542A3100 | 40 | 1DM | BUILDING | 03G | CHORUSMART DOM.RANG. | 04F | BRIT.STD CHORUSMART | 1 | 100 | NR | 308.7 | CCM | 63.88 | 63.88 | G | 8011564832923 | 8011564973701 | 8011564973718 | 85366990
GW16436VA | 1 GANG GEO BS PLATE SLATE | RAMKA GEO 1 MODUŁ BS ŁUPEK | 7.1 | 1 | NR | 7 | 1 | NR | 1.429% | OFFICIAL | 1DM03G04F1662F1100 | 40 | 1DM | BUILDING | 03G | CHORUSMART DOM.RANG. | 04F | BRIT.STD CHORUSMART | 1 | 12 | NR | 235.156 | CCM | 22.916 | 16.952 | G | 8011564831650 | 8011564972872 | 8011564972872 | 85389099
GW16436VT | 1 GANG GEO BS PLATE TITANIUM | RAMKA GEO 1 MODUŁ BS TYTAN | 7.1 | 1 | NR | 7 | 1 | NR | 1.429% | OFFICIAL | 1DM03G04F1662F1100 | 40 | 1DM | BUILDING | 03G | CHORUSMART DOM.RANG. | 04F | BRIT.STD CHORUSMART | 1 | 12 | NR | 235.156 | CCM | 22.916 | 16.952 | G | 8011564831636 | 8011564972858 | 8011564972858 | 85389099
GW10045M | 10AX 3 GANG ONE WAY SWITCH BS WHITE | 10AX 3-MODUŁ. ŁĄCZNIK POJ. BS BIAŁY | 14.3 | 1 | NR | 14.1 | 1 | NR | 1.418% | OFFICIAL | 1DM03G04F1542A3100 | 40 | 1DM | BUILDING | 03G | CHORUSMART DOM.RANG. | 04F | BRIT.STD CHORUSMART | 1 | 100 | NR | 280.5 | CCM | 70 | 70 | G | 8011564832763 | 8011564973404 | 8011564973411 | 85365080
GW14339M | 13A BS TWIN SWITCHED SOCKET BACKLIT TIT. | 13A BS PODW.GNIAZDO Z WŁĄCZ.PODŚW. TYTAN | 28.6 | 1 | NR | 28.2 | 1 | NR | 1.418% | OFFICIAL | 1DM03G04F1542AB100 | 40 | 1DM | BUILDING | 03G | CHORUSMART DOM.RANG. | 04F | BRIT.STD CHORUSMART | 1 | 50 | NR | 561 | CCM | 140 | 120 | G | 8011564833036 | 8011564973923 | 8011564973930 | 85366990
GW10493M | 13AX FCU SWITCHED WH | 13AX ZŁĄCZE Z WYŁ. I BEZP. BIAŁE | 14.4 | 1 | NR | 14.2 | 1 | NR | 1.408% | OFFICIAL | 1DM03G04F1542A3100 | 40 | 1DM | BUILDING | 03G | CHORUSMART DOM.RANG. | 04F | BRIT.STD CHORUSMART | 1 | 140 | NR | 241.313 | CCM | 91.45 | 90 | G | 8011564735811 | 8011564929975 | 8011564929982 | 85389099
GW10008M | 20A 1 GANG 2P SWITCH BACKLIT WHITE | 20A ŁĄCZ. DWUBIEG. PODŚWIETL. BIAŁY | 22 | 1 | NR | 21.7 | 1 | NR | 1.382% | OFFICIAL | 1DM03G04F1542A3100 | 40 | 1DM | BUILDING | 03G | CHORUSMART DOM.RANG. | 04F | BRIT.STD CHORUSMART | 1 | 100 | NR | 308.7 | CCM | 77.28 | 77.28 | G | 8011564832862 | 8011564973589 | 8011564973596 | 85365080
GW12056 | 1P 16AX TWIN 2-WAY SWITCH WITH SUPP.BL | 1P 16AX PODW. ŁĄCZ. SCHOD. Z ZASIL. CZ | 15.5 | 1 | NR | 15.3 | 1 | NR | 1.307% | OFFICIAL | 1DM03G04F1542A7100 | 40 | 1DM | BUILDING | 03G | CHORUSMART DOM.RANG. | 04F | BRIT.STD CHORUSMART | 1 | 100 | NR | 537.51 | CCM | 86.007 | 74.465 | G | 8011564865839 | 8011564865839 | 8011564994928 | 85365080
GW16238YB | 6M LUX PLATE MONOCHROME WHITE | RAMKA LUX 6M MONOCHROM BIAŁA | 23.4 | 1 | NR | 23.1 | 1 | NR | 1.299% | OFFICIAL | 1DM03G04F1662F3100 | 40 | 1DM | BUILDING | 03G | CHORUSMART DOM.RANG. | 04F | BRIT.STD CHORUSMART | 1 | 6 | NR | 470.313 | CCM | 72.857 | 60.928 | G | 8011564834538 | 8011564975118 | 8011564975118 | 85389099
GW16238MA | 6M LUX PLATE BLACK ALUMINIUM | RAMKA LUX 6M CZARNE ALUMINIUM | 157 | 1 | NR | 155 | 1 | NR | 1.29% | OFFICIAL | 1DM03G04F1662F3100 | 40 | 1DM | BUILDING | 03G | CHORUSMART DOM.RANG. | 04F | BRIT.STD CHORUSMART | 1 | 12 | NR | 1376.667 | CCM | 292.486 | 257 | G | 8011564832008 | 8011564832008 | 8011564832008 | 85389099
GW16237MC | 2 GANG LUX BS PLATE CHROME | RAMKA LUX 2 MODUŁY BS CHROM | 24.8 | 1 | NR | 24.5 | 1 | NR | 1.224% | OFFICIAL | 1DM03G04F1662F3100 | 40 | 1DM | BUILDING | 03G | CHORUSMART DOM.RANG. | 04F | BRIT.STD CHORUSMART | 1 | 6 | NR | 470.313 | CCM | 59.697 | 47.768 | G | 8011564831728 | 8011564972940 | 8011564972940 | 85389099
GW16237MO | 2 GANG LUX BS PLATE GOLD | RAMKA LUX 2 MODUŁY BS ZŁOTO | 24.8 | 1 | NR | 24.5 | 1 | NR | 1.224% | OFFICIAL | 1DM03G04F1662F3100 | 40 | 1DM | BUILDING | 03G | CHORUSMART DOM.RANG. | 04F | BRIT.STD CHORUSMART | 1 | 6 | NR | 470.313 | CCM | 59.697 | 47.768 | G | 8011564831704 | 8011564972926 | 8011564972926 | 85389099
GW14337M | 13A BS SWITCHED SOCKET BACKLIT TITANIUM | 13A BS GNIAZDO Z WŁĄCZN. PODŚW. TYTAN | 17 | 1 | NR | 16.8 | 1 | NR | 1.19% | OFFICIAL | 1DM03G04F1542AB100 | 40 | 1DM | BUILDING | 03G | CHORUSMART DOM.RANG. | 04F | BRIT.STD CHORUSMART | 1 | 100 | NR | 308.7 | CCM | 78 | 70 | G | 8011564832978 | 8011564973800 | 8011564973817 | 85366990
GW10075 | 1P 16AX 2-WAY SWITCH 2M WITH SUPPORT WH | 1P 16AX ŁĄCZ. SCHOD. 2M Z POKRYWĄ BIAŁ | 17.1 | 1 | NR | 16.9 | 1 | NR | 1.183% | OFFICIAL | 1DM03G04F1542A3100 | 40 | 1DM | BUILDING | 03G | CHORUSMART DOM.RANG. | 04F | BRIT.STD CHORUSMART | 1 | 100 | NR | 537.51 | CCM | 61.484 | 49.942 | G | 8011564865808 | 8011564865808 | 8011564994898 | 85365080
GW12045M | 10AX 3 GANG ONE WAY SWITCH BS BLACK | 10AX ŁĄCZNIK POJ. 3-MODUŁ. BS CZARNY | 17.1 | 1 | NR | 16.9 | 1 | NR | 1.183% | OFFICIAL | 1DM03G04F1542A7100 | 40 | 1DM | BUILDING | 03G | CHORUSMART DOM.RANG. | 04F | BRIT.STD CHORUSMART | 1 | 100 | NR | 280.5 | CCM | 86 | 75 | G | 8011564832787 | 8011564973428 | 8011564973435 | 85365080
GW14012 | 1P 16AX TWIN 1-WAY SWITCH WITH SUPP.TI | 1P 16AX PODW.ŁĄCZNIK POJ. Z ZASIL. TYT | 17.1 | 1 | NR | 16.9 | 1 | NR | 1.183% | OFFICIAL | 1DM03G04F1542AB100 | 40 | 1DM | BUILDING | 03G | CHORUSMART DOM.RANG. | 04F | BRIT.STD CHORUSMART | 1 | 100 | NR | 537.51 | CCM | 79.887 | 68.345 | G | 8011564865853 | 8011564865853 | 8011564994942 | 85365080
GW16236TB | LUX PLATE BS 1-GANG WHITE | RAMKA LUX 1 MODUŁ MLECZNOBIAŁA | 8.7 | 1 | NR | 8.6 | 1 | NR | 1.163% | OFFICIAL | 1DM03G04F1662F3100 | 40 | 1DM | BUILDING | 03G | CHORUSMART DOM.RANG. | 04F | BRIT.STD CHORUSMART | 1 | 12 | NR | 235.156 | CCM | 36.219 | 30 | G | 8011564832213 | 8011564973305 | 8011564973305 | 85389099
GW16236TN | 1 GANG LUX BS PLATE TONER BLACK | RAMKA LUX 1 MODUŁ BS CZARNA | 8.7 | 1 | NR | 8.6 | 1 | NR | 1.163% | OFFICIAL | 1DM03G04F1662F3100 | 40 | 1DM | BUILDING | 03G | CHORUSMART DOM.RANG. | 04F | BRIT.STD CHORUSMART | 1 | 12 | NR | 235.156 | CCM | 36.219 | 30.255 | G | 8011564831674 | 8011564972896 | 8011564972896 | 85389099
GW16237YB | 2 GANG LUX BS PLATE MONOCHROME WHITE | RAMKA LUX 2 MODUŁY BS MONOCHR.BIAŁA | 8.7 | 1 | NR | 8.6 | 1 | NR | 1.163% | OFFICIAL | 1DM03G04F1662F3100 | 40 | 1DM | BUILDING | 03G | CHORUSMART DOM.RANG. | 04F | BRIT.STD CHORUSMART | 1 | 6 | NR | 470.313 | CCM | 56.275 | 44.442 | G | 8011564834330 | 8011564974913 | 8011564974913 | 85389099
GW10339M | 13A BS TWIN SWITCHED SOCKET BACKLIT WH | 13A BS PODW.GNIAZDO Z WŁĄCZ. PODŚW BIAŁE | 18.3 | 1 | NR | 18.1 | 1 | NR | 1.105% | OFFICIAL | 1DM03G04F1542A3100 | 40 | 1DM | BUILDING | 03G | CHORUSMART DOM.RANG. | 04F | BRIT.STD CHORUSMART | 1 | 50 | NR | 561 | CCM | 115.31 | 115.31 | G | 8011564833012 | 8011564973886 | 8011564973893 | 85366990
GW10056 | 1P 16AX TWIN 2-WAY SWITCH WITH SUPP.WH | 1P 16AX PODW. ŁĄCZ. SCHOD. Z ZASIL. B | 18.9 | 1 | NR | 18.7 | 1 | NR | 1.07% | OFFICIAL | 1DM03G04F1542A3100 | 40 | 1DM | BUILDING | 03G | CHORUSMART DOM.RANG. | 04F | BRIT.STD CHORUSMART | 1 | 100 | NR | 537.51 | CCM | 86.011 | 74.469 | G | 8011564865792 | 8011564865792 | 8011564994881 | 85365080
GW12038 | 1P 16AX 1-WAY SWITCH 2M WITH SUPPORT BL | 1P 16AX ŁĄCZNIK POJ. 2M Z POKRYWĄ CZAR | 18.9 | 1 | NR | 18.7 | 1 | NR | 1.07% | OFFICIAL | 1DM03G04F1542A7100 | 40 | 1DM | BUILDING | 03G | CHORUSMART DOM.RANG. | 04F | BRIT.STD CHORUSMART | 1 | 100 | NR | 537.51 | CCM | 58.615 | 47.073 | G | 8011564865822 | 8011564865822 | 8011564994911 | 85365080
GW10495M | 13A FCU UNSWITCHED WH | 13AX ZŁĄCZE BEZ WYŁ. Z BEZP. BIAŁE | 11.8 | 1 | NR | 11.7 | 1 | NR | 0.8547% | OFFICIAL | 1DM03G04F1542A3100 | 40 | 1DM | BUILDING | 03G | CHORUSMART DOM.RANG. | 04F | BRIT.STD CHORUSMART | 1 | 120 | NR | 281.531 | CCM | 88.408 | 85 | G | 8011564735835 | 8011564930032 | 8011564930049 | 85389099
GW10750 | BLANKING MOD. FOR ZIGBEE MODULES WH. | MOD. ZAŚLEP. DO MODUŁÓW ZIGBEE B | 3.65 | 1 | NR | 3.55 | 1 | NR | 2.817% | OFFICIAL | 1DM06G14F1370WU100 | 30 | 1DM | BUILDING | 06G | CHORUSMART SYSTEMS | 14F | SMART HOME | 1 | 12 | NR | 134.761 | CCM | 18.04 | 10.379 | G | 8011564895423 | 8011564895423 | 8011564917811 | 85389099
GW14750 | BLANKING MOD. FOR ZIGBEE MODULES TI. | MOD. ZAŚLEP. DO MODUŁÓW ZIGBEE TYT | 4.35 | 1 | NR | 4.25 | 1 | NR | 2.353% | OFFICIAL | 1DM06G14F1470WW100 | 30 | 1DM | BUILDING | 06G | CHORUSMART SYSTEMS | 14F | SMART HOME | 1 | 12 | NR | 134.761 | CCM | 12.762 | 8.512 | G | 8011564896543 | 8011564896543 | 8011564917910 | 85389099
GWA1502 | ZIGBEE 2CH CONTACT INTERFACE 230Vac | INTERFEJS STYK. 2 KAN ZIGBEE 230Vac | 137 | 1 | NR | 134 | 1 | NR | 2.239% | OFFICIAL | 1DM06G14F1850KW100 | 30 | 1DM | BUILDING | 06G | CHORUSMART SYSTEMS | 14F | SMART HOME | 1 | 4 | NR | 404.283 | CCM | 80.957 | 22.374 | G | 8011564876460 | 8011564876460 | 8011564900059 | 85389099
GWA1514 | ZIGBEE FLOOD ALARM | CZUJNIK ZALANIA ZIGBEE | 153 | 1 | NR | 150 | 1 | NR | 2% | OFFICIAL | 1DM06G14F1850KW100 | 30 | 1DM | BUILDING | 06G | CHORUSMART SYSTEMS | 14F | SMART HOME | 1 | 6 | NR | 833 | CCM | 100.891 | 90.802 | G | 8011564728516 | 8011564728516 | 8011564931169 | 90271010
GWA1522 | ZIGBEE 2CH ACTUATOR 230Vac | AKTUATOR 2 KAN. ZIGBEE 230 Vac | 153 | 1 | NR | 150 | 1 | NR | 2% | OFFICIAL | 1DM06G14F1850KW100 | 30 | 1DM | BUILDING | 06G | CHORUSMART SYSTEMS | 14F | SMART HOME | 1 | 4 | NR | 404.283 | CCM | 87.257 | 27.074 | G | 8011564876484 | 8011564876484 | 8011564900073 | 85389099
GWA1523 | ZIGBEE 1CH ACTUATOR WITH POWER METER | AKTUATOR 1 KAN. ZIGBEE Z MIERNIKIEM MOCY | 153 | 1 | NR | 150 | 1 | NR | 2% | OFFICIAL | 1DM06G14F1850KW100 | 30 | 1DM | BUILDING | 06G | CHORUSMART SYSTEMS | 14F | SMART HOME | 1 | 4 | NR | 404.283 | CCM | 89.011 | 28.628 | G | 8011564876491 | 8011564876491 | 8011564900080 | 85389099
GWA1526 | ZIGBEE SMART PLUG | INTELIGENTNA WTYCZKA ZIGBEE | 153 | 1 | NR | 150 | 1 | NR | 2% | OFFICIAL | 1DM06G14F1850KW100 | 30 | 1DM | BUILDING | 06G | CHORUSMART SYSTEMS | 14F | SMART HOME | 1 | 4 | NR | 404.283 | CCM | 60.625 | 40.459 | G | 8011564893436 | 8011564893436 | 8011564913097 | 85389099
GWA1531 | ZIGBEE 1CH ROLLER SHUTTER ACTUATOR | AKTUATOR 1 KAN. ROLETY ZIGBEE | 153 | 1 | NR | 150 | 1 | NR | 2% | OFFICIAL | 1DM06G14F1850KW100 | 30 | 1DM | BUILDING | 06G | CHORUSMART SYSTEMS | 14F | SMART HOME | 1 | 4 | NR | 404.283 | CCM | 87.257 | 27.074 | G | 8011564876507 | 8011564876507 | 8011564900097 | 85364190
GWA1513 | DÃTECTEUR D'OUVERTURE DE FENÃTRE ZIGBE | CZUJNIK DRZWI/OKNA ZIGBEE | 105 | 1 | NR | 103 | 1 | NR | 1.942% | OFFICIAL | 1DM06G14F1850KW100 | 30 | 1DM | BUILDING | 06G | CHORUSMART SYSTEMS | 14F | SMART HOME | 1 | 6 | NR | 632.689 | CCM | 84.511 | 76.06 | G | 8011564736535 | 8011564736535 | 8011564931152 | 90271010
GWA1706 | USB/ZIGBEE INTERFACE | INTERFEJS USB/ZIGBEE | 115 | 1 | NR | 113 | 1 | NR | 1.77% | OFFICIAL | 1DM06G14F1850KW100 | 40 | 1DM | BUILDING | 06G | CHORUSMART SYSTEMS | 14F | SMART HOME | 1 | 12 | NR | 161.828 | CCM | 30.08 | 15.58 | G | 8011564890541 | 8011564890541 | 8011564908505 | 85389099
GWA1512 | ZIGBEE SMOKE ALARM | CZUJKA DYMU ZIGBEE | 177 | 1 | NR | 174 | 1 | NR | 1.724% | OFFICIAL | 1DM06G14F1850KW100 | 30 | 1DM | BUILDING | 06G | CHORUSMART SYSTEMS | 14F | SMART HOME | 1 | 6 | NR | 833 | CCM | 139.664 | 125.698 | G | 8011564736528 | 8011564736528 | 8011564931145 | 90271010
GWA1916 | ZIGBEE LOAD MANAGEMENT RELAY P-COMFORT | PRZEKAŹNIK ZARZ.OBCIĄŻ ZIGBEE P-COMFORT | 241 | 1 | NR | 237 | 1 | NR | 1.688% | OFFICIAL | 1DM06G14F1850KW100 | 30 | 1DM | BUILDING | 06G | CHORUSMART SYSTEMS | 14F | SMART HOME | 1 | 6 | NR | 632.689 | CCM | 126.671 | 86.854 | G | 8011564881556 | 8011564881556 | 8011564902633 | 85389099
GWA1541 | ACCESSORY FOR FLOOD SENSOR SURFACE MOUNT | AKCESORIUM DO CZUJNIKA ZALANIA NATYNKOWY | 61.1 | 1 | NR | 60.1 | 1 | NR | 1.664% | OFFICIAL | 1DM06G14F1850KW100 | 30 | 1DM | BUILDING | 06G | CHORUSMART SYSTEMS | 14F | SMART HOME | 1 | 4 | NR | 404.283 | CCM | 32.37 | 8.27 | G | 8034035005350 | 8034035005350 | 8034035415005 | 85389099
GWA1511 | ZIGBEE MOTION SENSOR | CZUJNIK RUCHU ZIGBEE | 123 | 1 | NR | 121 | 1 | NR | 1.653% | OFFICIAL | 1DM06G14F1850KW100 | 40 | 1DM | BUILDING | 06G | CHORUSMART SYSTEMS | 14F | SMART HOME | 1 | 2 | NR | 1410.938 | CCM | 192.882 | 150.656 | G | 8011564736511 | 8011564736511 | 8011564931138 | 90271010
GWA1911 | KIT P-COMFORT + 1 SMART PLUG ZIGBEE | ZESTAW P-COMFORT+1 INTEL.WTYCZKA ZIGBEE | 386 | 1 | NR | 380 | 1 | NR | 1.579% | OFFICIAL | 1DM06G14F1850KW100 | 30 | 1DM | BUILDING | 06G | CHORUSMART SYSTEMS | 14F | SMART HOME | 1 | 2 | NR | 2054.052 | CCM | 276.526 | 195.526 | G | 8011564897229 | 8011564897229 | 8011564897229 | 85389099
GWA1501 | ZIGBEE POTENT-FREE 2CH CONTACT INTERFACE | INTERFEJS STYK. BEZPOTENC. 2KAN ZIGBEE | 130 | 1 | NR | 128 | 1 | NR | 1.562% | OFFICIAL | 1DM06G14F1850KW100 | 30 | 1DM | BUILDING | 06G | CHORUSMART SYSTEMS | 14F | SMART HOME | 1 | 4 | NR | 404.283 | CCM | 61.281 | 25.748 | G | 8011564876453 | 8011564876453 | 8011564900042 | 85389099
GWA1912 | KIT P-COMFORT + 2 SMART PLUG ZIGBEE | ZESTAW P-COMFORT+ 2 INTEL.WTYCZKI ZIGBEE | 529 | 1 | NR | 521 | 1 | NR | 1.536% | OFFICIAL | 1DM06G14F1850KW100 | 30 | 1DM | BUILDING | 06G | CHORUSMART SYSTEMS | 14F | SMART HOME | 1 | 2 | NR | 2054.052 | CCM | 276.536 | 195.536 | G | 8011564897236 | 8011564897236 | 8011564897236 | 85389099
GWA1521 | ZIGBEE POTENTIAL-FREE 1CH ACTUATOR | AKTUATOR BEZPOTENCJAŁ. 1 KAN. ZIGBEE | 133 | 1 | NR | 131 | 1 | NR | 1.527% | OFFICIAL | 1DM06G14F1850KW100 | 30 | 1DM | BUILDING | 06G | CHORUSMART SYSTEMS | 14F | SMART HOME | 1 | 4 | NR | 404.283 | CCM | 89.247 | 29.064 | G | 8011564876477 | 8011564876477 | 8011564900066 | 85389099
GW12750 | BLANKING MOD. FOR ZIGBEE MODULES BL. | MOD. ZAŚLEP. DO MODUŁÓW ZIGBEE CZ | 4 | 1 | NR | 3.95 | 1 | NR | 1.266% | OFFICIAL | 1DM06G14F1390WV100 | 30 | 1DM | BUILDING | 06G | CHORUSMART SYSTEMS | 14F | SMART HOME | 1 | 12 | NR | 134.761 | CCM | 18.025 | 10.364 | G | 8011564896536 | 8011564896536 | 8011564917903 | 85389099
GW13750 | BLANKING MOD. FOR ZIGBEE MODULES BEI | MODUŁ ZAŚLEP. MIESZKAŃ. MODUŁY ZIGBEE BE | 4 | 1 | NR | 3.95 | 1 | NR | 1.266% | OFFICIAL | 1DM06G14F1270WT100 | 30 | 1DM | BUILDING | 06G | CHORUSMART SYSTEMS | 14F | SMART HOME | 1 | 12 | NR | 134.761 | CCM | 25.473 | 11.47 | G | 8034035074004 | 8034035074004 | 8034035457838 | 85389099
GW15750 | BLANKING MOD. FOR ZIGBEE MODULES WH. | MODUŁ ZAŚLEP. ZAMIESZK. MODUŁ ZIGBEE B. | 4 | 1 | NR | 3.95 | 1 | NR | 1.266% | OFFICIAL | 1DM06G14F1250WS100 | 30 | 1DM | BUILDING | 06G | CHORUSMART SYSTEMS | 14F | SMART HOME | 1 | 12 | NR | 134.761 | CCM | 25.473 | 11.47 | G | 8034035076701 | 8034035076701 | 8034035461576 | 85389099
GWA9002 | SMART GATEWAY WITH UNLIMITED LICENCE | INTELIGENTNA BRAMKA Z NIEOGR. LICENCJĄ | 1360 | 1 | NR | 1330 | 1 | NR | 2.256% | OFFICIAL | 1DM06G39F1792CD100 | 30 | 1DM | BUILDING | 06G | CHORUSMART SYSTEMS | 39F | CHORUSMART KNX BUS | 1 | 4 | NR | 2556.918 | CCM | 326.126 | 166.826 | G | 8034035028359 | 8034035028359 | 8034035028359 | 85389099
GW90883 | WIND SENSOR + RAIN SENSOR KNX - 230VAC | CZUJ. WIATRU+CZUJ. DESZCZU KNX-230VAC | 1370 | 1 | NR | 1340 | 1 | NR | 2.239% | OFFICIAL | 1DM06G39F1792CD100 | 40 | 1DM | BUILDING | 06G | CHORUSMART SYSTEMS | 39F | CHORUSMART KNX BUS | 1 | 1 | NR | 6162.5 | CCM | 562 | 505.8 | G | 8011564759565 | 8011564759565 | 8011564759565 | 90271010
GW90871 | GATEWAY KNX/DMX | BRAMKA KNX/DMX | 1870 | 1 | NR | 1830 | 1 | NR | 2.186% | OFFICIAL | 1DM06G39F1792CD100 | 30 | 1DM | BUILDING | 06G | CHORUSMART SYSTEMS | 39F | CHORUSMART KNX BUS | 1 | 1 | NR | 5463.282 | CCM | 501 | 450.9 | G | 8011564749917 | 8011564749917 | 8011564749917 | 85389099
GW10752 | P-BUTTON PANEL, FL-MOUNTING 4-CH EASY W | PANEL PRZYCISKÓW PODTYNKOWY 4-KAN EASY B | 149 | 1 | NR | 146 | 1 | NR | 2.055% | OFFICIAL | 1DM06G39F1772C0100 | 40 | 1DM | BUILDING | 06G | CHORUSMART SYSTEMS | 39F | CHORUSMART KNX BUS | 1 | 1 | NR | 1617.13 | CCM | 138 | 124.2 | G | 0 | 0 | 0 | 0
GW10787 | 4-CH P-BUTTON PANEL W/SYMB.KNX 2M WH | PANEL 4 KANAŁY KNX – BIAŁY | 149 | 1 | NR | 146 | 1 | NR | 2.055% | OFFICIAL | 1DM06G39F1792C8100 | 30 | 1DM | BUILDING | 06G | CHORUSMART SYSTEMS | 39F | CHORUSMART KNX BUS | 1 | 1 | NR | 1617.13 | CCM | 120 | 35.463 | G | 8011564895171 | 8011564895171 | 8011564895171 | 85365080
GW12767 | ROLL. SH. ACTUATOR 1-CH 6A EASY 2M B | AKTUATOR ROLET 1-KAN 6A EASY 2M C | 203 | 1 | NR | 199 | 1 | NR | 2.01% | OFFICIAL | 1DM06G39F1772C2100 | 40 | 1DM | BUILDING | 06G | CHORUSMART SYSTEMS | 39F | CHORUSMART KNX BUS | 1 | 1 | NR | 1617.13 | CCM | 157 | 141.3 | G | 8011564277960 | 8011564277960 | 8011564277960 | 85364190
GW10557 | INTERCH.1M BUTT.2 DIFF.FOR KNX PUSH-B.WH | PRZ. POJ.LOK.PODW. DLA PRZYC.KNX BIA | 2.55 | 1 | NR | 2.5 | 1 | NR | 2% | OFFICIAL | 1DM06G39F1792C8100 | 30 | 1DM | BUILDING | 06G | CHORUSMART SYSTEMS | 39F | CHORUSMART KNX BUS | 4 | 48 | NR | 33.69 | CCM | 5.439 | 4.376 | G | 8011564876439 | 8011564999992 | 8011564900011 | 85389099
GW12787 | 4-CH P-BUTTON PANEL W/SYMB.KNX 2M BK | PANEL PRZYC. 4 KANAŁY KNX - CZAR. | 153 | 1 | NR | 150 | 1 | NR | 2% | OFFICIAL | 1DM06G39F1792CA100 | 30 | 1DM | BUILDING | 06G | CHORUSMART SYSTEMS | 39F | CHORUSMART KNX BUS | 1 | 1 | NR | 1617.13 | CCM | 135.001 | 36.803 | G | 8011564895195 | 8011564895195 | 8011564895195 | 85389099
GW13787 | 4-CH P-BUTTON PANEL W/SYMB.KNX 2M BE | PANEL PRZYC. 4 KANAŁY KNX - BEŻ | 153 | 1 | NR | 150 | 1 | NR | 2% | OFFICIAL | 1DM06G39F1790N4100 | 30 | 1DM | BUILDING | 06G | CHORUSMART SYSTEMS | 39F | CHORUSMART KNX BUS | 1 | 1 | NR | 1617.13 | CCM | 247.284 | 33.5 | G | 8034035074202 | 8034035074202 | 8034035074202 | 85365080
GW15787 | 4-CH P-BUTTON PANEL W/SYMB.KNX 2M WH | PANEL PRZYC. 4 KANAŁY KNX - BIAŁY | 153 | 1 | NR | 150 | 1 | NR | 2% | OFFICIAL | 1DM06G39F1790N2100 | 30 | 1DM | BUILDING | 06G | CHORUSMART SYSTEMS | 39F | CHORUSMART KNX BUS | 1 | 1 | NR | 1617.13 | CCM | 247.284 | 33.5 | G | 8034035076909 | 8034035076909 | 8034035076909 | 85365080
GW12752 | P-BUTTON PANEL, FL-MOUNTING 4-CH EASY B | PANEL PRZYCISKÓW PODTYNKOWY 4-KAN EASY B | 154 | 1 | NR | 151 | 1 | NR | 1.987% | OFFICIAL | 1DM06G39F1772C2100 | 40 | 1DM | BUILDING | 06G | CHORUSMART SYSTEMS | 39F | CHORUSMART KNX BUS | 1 | 1 | NR | 1617.13 | CCM | 138 | 124.2 | G | 0 | 0 | 0 | 0
GW12786 | IR+LIGHT-SEN DETECTOR EIB BLACK | CZUJNIK IR+ŚWIATŁO EIB CZARNY | 264 | 1 | NR | 259 | 1 | NR | 1.931% | OFFICIAL | 1DM06G39F1792CA100 | 30 | 1DM | BUILDING | 06G | CHORUSMART SYSTEMS | 39F | CHORUSMART KNX BUS | 1 | 1 | NR | 1617.13 | CCM | 153 | 137.7 | G | 8011564278646 | 8011564278646 | 8011564278646 | 85365080
GW13786 | IR+LIGHT-SEN DETECTOR EIB BEIGE | CZUJNIK IR+ZMIERZCHU BEŻ | 264 | 1 | NR | 259 | 1 | NR | 1.931% | OFFICIAL | 1DM06G39F1790N4100 | 30 | 1DM | BUILDING | 06G | CHORUSMART SYSTEMS | 39F | CHORUSMART KNX BUS | 1 | 1 | NR | 1617.13 | CCM | 319.218 | 121.753 | G | 8034035074196 | 8034035074196 | 8034035074196 | 85365080
GW15786 | IR+LIGHT-SEN DETECTOR EIB WHITE | CZUJNIK IR+ZMIERZCHU BIAŁY | 264 | 1 | NR | 259 | 1 | NR | 1.931% | OFFICIAL | 1DM06G39F1790N2100 | 30 | 1DM | BUILDING | 06G | CHORUSMART SYSTEMS | 39F | CHORUSMART KNX BUS | 1 | 1 | NR | 1617.13 | CCM | 319.218 | 121.753 | G | 8034035076893 | 8034035076893 | 8034035076893 | 85365080
GW12797 | ACTUATOR ENGINE COMM. 1-CH 6A 2M B | AKTUATOR SILNIKA ROLET 1-KAN 6A 2M C | 267 | 1 | NR | 262 | 1 | NR | 1.908% | OFFICIAL | 1DM06G39F1792CA100 | 30 | 1DM | BUILDING | 06G | CHORUSMART SYSTEMS | 39F | CHORUSMART KNX BUS | 1 | 1 | NR | 1617.13 | CCM | 155 | 150 | G | 8011564278707 | 8011564278707 | 8011564278707 | 85364190
GW13797 | ACTUATOR ENGINE COMM. 1-CH 6A 2M B | WYWOŁYW. STEROW. SILN. 1 CAN.6A 2M BE | 267 | 1 | NR | 262 | 1 | NR | 1.908% | OFFICIAL | 1DM06G39F1790N4100 | 30 | 1DM | BUILDING | 06G | CHORUSMART SYSTEMS | 39F | CHORUSMART KNX BUS | 1 | 1 | NR | 1617.13 | CCM | 199.495 | 165.066 | G | 8034035074240 | 8034035074240 | 8034035074240 | 85364190
GW15797 | ACTUATOR ENGINE COMM. 1-CH 6A 2M W | WYWOŁYWACZ STER. SILN.1 CAN.6A 2M B. | 267 | 1 | NR | 262 | 1 | NR | 1.908% | OFFICIAL | 1DM06G39F1790N2100 | 30 | 1DM | BUILDING | 06G | CHORUSMART SYSTEMS | 39F | CHORUSMART KNX BUS | 1 | 1 | NR | 1617.13 | CCM | 200.275 | 165.076 | G | 8034035076947 | 8034035076947 | 8034035076947 | 85364190
GW10783A | 6-CH P-BUTTON PANEL W/SYMB.KNX 3M WH | PAN.6CH PRZYCISK. I SYMB.BIAŁA KNX | 268 | 1 | NR | 263 | 1 | NR | 1.901% | OFFICIAL | 1DM06G39F1792C8100 | 30 | 1DM | BUILDING | 06G | CHORUSMART SYSTEMS | 39F | CHORUSMART KNX BUS | 1 | 1 | NR | 1617.13 | CCM | 150 | 135 | G | 8011564876224 | 8011564876224 | 8011564876224 | 85365080
GW10684 | TRANSPONDER CARD | KARTA TRANSPODER | 16.1 | 1 | NR | 15.8 | 1 | NR | 1.899% | OFFICIAL | 1DM06G39F1792C8100 | 30 | 1DM | BUILDING | 06G | CHORUSMART SYSTEMS | 39F | CHORUSMART KNX BUS | 10 | 40 | NR | 23.906 | CCM | 7.1 | 7.1 | G | 8011564426290 | 8011564667822 | 8011564667815 | 85389099
GW12756 | IR+LIGHT-SEN DETECTOR EASY BLACK | CZUJNIK IR+ŚWIATŁO EASY CZARNY | 215 | 1 | NR | 211 | 1 | NR | 1.896% | OFFICIAL | 1DM06G39F1772C2100 | 40 | 1DM | BUILDING | 06G | CHORUSMART SYSTEMS | 39F | CHORUSMART KNX BUS | 1 | 1 | NR | 1617.13 | CCM | 152 | 136.8 | G | 0 | 0 | 0 | 0
GW14782 | P-BUTTON PANEL, FL-MOUNTING, 4-CH EIB T | PANEL PRZYCISKÓW PODTYNKOWY 4-KAN EIB T | 215 | 1 | NR | 211 | 1 | NR | 1.896% | OFFICIAL | 1DM06G39F1792CC100 | 40 | 1DM | BUILDING | 06G | CHORUSMART SYSTEMS | 39F | CHORUSMART KNX BUS | 1 | 1 | NR | 1617.13 | CCM | 137 | 123.3 | G | 8011564278752 | 8011564278752 | 8011564278752 | 85365080
GW10796 | ACTUATOR 1-CH 16A 2M, WHITE | AKTUATOR 1-KAN 16A 2M, BIAŁY | 216 | 1 | NR | 212 | 1 | NR | 1.887% | OFFICIAL | 1DM06G39F1792C8100 | 30 | 1DM | BUILDING | 06G | CHORUSMART SYSTEMS | 39F | CHORUSMART KNX BUS | 1 | 1 | NR | 1617.13 | CCM | 158 | 142.2 | G | 8011564263864 | 8011564263864 | 8011564263864 | 85364190
GW14752 | P-BUTTON PANEL, FL-MOUNTING 4-CH EASY T | PANEL PRZYCISKÓW PODTYNKOWY 4-KAN EASY T | 162 | 1 | NR | 159 | 1 | NR | 1.887% | OFFICIAL | 1DM06G39F1772C4100 | 40 | 1DM | BUILDING | 06G | CHORUSMART SYSTEMS | 39F | CHORUSMART KNX BUS | 1 | 1 | NR | 1617.13 | CCM | 138 | 124.2 | G | 0 | 0 | 0 | 0
GW14784A | 6-CH+1ACT.P-BUT.PANEL W/SYMB KNX 3M.TI | PAN.6CH PRZYC. I SYMB.TYT.+AKT.KNX | 329 | 1 | NR | 323 | 1 | NR | 1.858% | OFFICIAL | 1DM06G39F1792CC100 | 30 | 1DM | BUILDING | 06G | CHORUSMART SYSTEMS | 39F | CHORUSMART KNX BUS | 1 | 1 | NR | 1617.13 | CCM | 266.569 | 178.371 | G | 8011564876354 | 8011564876354 | 8011564876354 | 85365080
GW12552 | INTERCH.2M BUTT.1 LENS FOR KNX PUSH-B.BK | PRZYC. PODW. SYGN POJ DLA PRZYC.KNX CZAR | 2.75 | 1 | NR | 2.7 | 1 | NR | 1.852% | OFFICIAL | 1DM06G39F1792CA100 | 30 | 1DM | BUILDING | 06G | CHORUSMART SYSTEMS | 39F | CHORUSMART KNX BUS | 4 | 48 | NR | 33.69 | CCM | 6.169 | 5.106 | G | 8011564891210 | 8011564909526 | 8011564909533 | 85389099
GW12554 | INTERCH.2M BUTT.2 LENS FOR KNX PUSH-B.BK | PRZ. PODW. SYG.PODW DLA PRZ.KNX CZAR. | 2.75 | 1 | NR | 2.7 | 1 | NR | 1.852% | OFFICIAL | 1DM06G39F1792CA100 | 30 | 1DM | BUILDING | 06G | CHORUSMART SYSTEMS | 39F | CHORUSMART KNX BUS | 4 | 48 | NR | 33.69 | CCM | 6.169 | 5.106 | G | 8011564891241 | 8011564910928 | 8011564910935 | 85389099
GW13552 | INTERCH.2M BUTT.1 LENS FOR KNX PUSH-BE | SYMB. DO SYG. POJ.DO PRZYC.KNX BEŻ | 2.75 | 1 | NR | 2.7 | 1 | NR | 1.852% | OFFICIAL | 1DM06G39F1790N4100 | 30 | 1DM | BUILDING | 06G | CHORUSMART SYSTEMS | 39F | CHORUSMART KNX BUS | 4 | 48 | NR | 33.69 | CCM | 7.334 | 5.419 | G | 8034035073472 | 8034035457227 | 8034035457234 | 85389099
GW13554 | INTERCH.2M BUTT.2 LENS FOR KNX PUSH-B.BE | SYMBOL DO SYG. DOP.PER PULS.KNX BEŻ | 2.75 | 1 | NR | 2.7 | 1 | NR | 1.852% | OFFICIAL | 1DM06G39F1790N4100 | 30 | 1DM | BUILDING | 06G | CHORUSMART SYSTEMS | 39F | CHORUSMART KNX BUS | 4 | 48 | NR | 33.69 | CCM | 35.191 | 4.499 | G | 8034035073496 | 8034035457265 | 8034035457272 | 85389099
GW14552 | INTERCH.2M BUTT.1 LENS FOR KNX PUSH-B.TI | SYMBOL PODW. SYG DO PRZYC.KNX TYT | 2.75 | 1 | NR | 2.7 | 1 | NR | 1.852% | OFFICIAL | 1DM06G39F1792CC100 | 30 | 1DM | BUILDING | 06G | CHORUSMART SYSTEMS | 39F | CHORUSMART KNX BUS | 4 | 48 | NR | 33.69 | CCM | 6.169 | 5.106 | G | 8011564891272 | 8011564910980 | 8011564910997 | 85389099
GW14554 | INTERCH.2M BUTT.2 LENS FOR KNX PUSH-B.TI | SYMBOL PODW. SYG DOP.DO PRZYC.KNX TYT | 2.75 | 1 | NR | 2.7 | 1 | NR | 1.852% | OFFICIAL | 1DM06G39F1792CC100 | 30 | 1DM | BUILDING | 06G | CHORUSMART SYSTEMS | 39F | CHORUSMART KNX BUS | 4 | 48 | NR | 33.69 | CCM | 6.169 | 5.106 | G | 8011564891296 | 8011564911079 | 8011564911086 | 85389099
GW15552 | INTERCH.2M BUTT.1 LENS FOR KNX PUSH-B.WH | PRZYC. PODW. SYGN. POJ.DO PRZYC.KNX BIA | 2.75 | 1 | NR | 2.7 | 1 | NR | 1.852% | OFFICIAL | 1DM06G39F1790N2100 | 30 | 1DM | BUILDING | 06G | CHORUSMART SYSTEMS | 39F | CHORUSMART KNX BUS | 4 | 48 | NR | 33.69 | CCM | 7.334 | 5.419 | G | 8034035076176 | 8034035460968 | 8034035460975 | 85389099
GW15554 | INTERCH.2M BUTT.2 LENS FOR KNX PUSH-B.WH | PRZYC. PODW. GEMMA DOP.DO PRZYC.KNX BIA | 2.75 | 1 | NR | 2.7 | 1 | NR | 1.852% | OFFICIAL | 1DM06G39F1790N2100 | 30 | 1DM | BUILDING | 06G | CHORUSMART SYSTEMS | 39F | CHORUSMART KNX BUS | 4 | 48 | NR | 33.69 | CCM | 35.191 | 4.499 | G | 8034035076190 | 8034035461002 | 8034035461019 | 85389099
GW90834A | CONTACT INTERFACE 4 CHANNEL EASY | INTERFEJS STYKÓW 4 KANAŁY EASY | 166 | 1 | NR | 163 | 1 | NR | 1.84% | OFFICIAL | 1DM06G39F1772C6100 | 40 | 1DM | BUILDING | 06G | CHORUSMART SYSTEMS | 39F | CHORUSMART KNX BUS | 1 | 4 | NR | 404.283 | CCM | 60.207 | 34.674 | G | 0 | 0 | 0 | 0
GW10755A | 6-CH+1RS ACT.P-BUT.PANEL W/SY EASY 3M.W | PAN.6CH PRZYC. I SYMB.BIA+COM.MOT.EASY | 279 | 1 | NR | 274 | 1 | NR | 1.825% | OFFICIAL | 1DM06G39F1772C0100 | 40 | 1DM | BUILDING | 06G | CHORUSMART SYSTEMS | 39F | CHORUSMART KNX BUS | 1 | 1 | NR | 1617.13 | CCM | 277.491 | 186.291 | G | 8011564876217 | 8011564876217 | 8011564876217 | 85365080
GW10552 | INTERCH.2M BUTT.1 LENS FOR KNX PUSH-B.WH | PRZYC. PODW. SYGN POJ DLA PRZYC.KNX BIA | 2.8 | 1 | NR | 2.75 | 1 | NR | 1.818% | OFFICIAL | 1DM06G39F1792C8100 | 30 | 1DM | BUILDING | 06G | CHORUSMART SYSTEMS | 39F | CHORUSMART KNX BUS | 4 | 48 | NR | 33.69 | CCM | 6.479 | 5.416 | G | 8011564876385 | 8011564999695 | 8011564999909 | 85389099
GW10554 | INTERCH.2M BUTT.2 LENS FOR KNX PUSH-B.WH | PRZ. PODW. SYG.PODW DLA PRZ.KNX BIA | 2.8 | 1 | NR | 2.75 | 1 | NR | 1.818% | OFFICIAL | 1DM06G39F1792C8100 | 30 | 1DM | BUILDING | 06G | CHORUSMART SYSTEMS | 39F | CHORUSMART KNX BUS | 4 | 48 | NR | 33.69 | CCM | 6.169 | 5.106 | G | 8011564876408 | 8011564999947 | 8011564999930 | 85389099
GW10683 | TRANSPONDER PROGRAM. UNIT WHITE | JEDNOSTKA PROGR. TRANSPONDERA BIAŁA | 1120 | 1 | NR | 1100 | 1 | NR | 1.818% | OFFICIAL | 1DM06G39F1792C8100 | 40 | 1DM | BUILDING | 06G | CHORUSMART SYSTEMS | 39F | CHORUSMART KNX BUS | 1 | 1 | NR | 2538.78 | CCM | 395 | 395 | G | 0 | 0 | 0 | 0
GW10766 | ACTUATOR 1-CH 16A EASY 2M, WHITE | AKTUATOR 1-KAN 16A EASY 2M, BIAŁY | 169 | 1 | NR | 166 | 1 | NR | 1.807% | OFFICIAL | 1DM06G39F1772C0100 | 40 | 1DM | BUILDING | 06G | CHORUSMART SYSTEMS | 39F | CHORUSMART KNX BUS | 1 | 1 | NR | 1617.13 | CCM | 157 | 141.3 | G | 8011564263420 | 8011564263420 | 8011564263420 | 85364190
GWA9421 | KEYBOARD MODULE 6 CH. KNX INTERC. SYMB. | MODUŁ KLAWIATURY 6 KAN. KNX WYMI. SYMB. | 282 | 1 | NR | 277 | 1 | NR | 1.805% | OFFICIAL | 1DM06G39F1792CD100 | 30 | 1DM | BUILDING | 06G | CHORUSMART SYSTEMS | 39F | CHORUSMART KNX BUS | 1 | 1 | NR | 1617.13 | CCM | 143.163 | 49.963 | G | 8011564848641 | 8011564848641 | 8011564848641 | 85389099
GWA9543 | WALL-MOUNT FRAME FOR GWA9531A | DODATK. MONTAŻ ŚCIANY DO GWA9531A | 22.6 | 1 | NR | 22.2 | 1 | NR | 1.802% | OFFICIAL | 1DM06G39F1792CD100 | 30 | 1DM | BUILDING | 06G | CHORUSMART SYSTEMS | 39F | CHORUSMART KNX BUS | 1 | 3 | NR | 1369.368 | CCM | 136.304 | 100.971 | G | 8034035056239 | 8034035056239 | 8034035056239 | 85389099
GW90800 | KNX WEATHER STATION WITH GPS RECEIVER | STACJA METEO KNX Z ODBIORNIKIEM GPS | 2830 | 1 | NR | 2780 | 1 | NR | 1.799% | OFFICIAL | 1DM06G39F1792CD100 | 30 | 1DM | BUILDING | 06G | CHORUSMART SYSTEMS | 39F | CHORUSMART KNX BUS | 1 | 1 | NR | 7612.5 | CCM | 564.16 | 148.1 | G | 8011564745858 | 8011564745858 | 8011564745858 | 85389099
GW14756 | IR+LIGHT-SEN DETECTOR EASY TITANIUM | CZUJNIK IR+ŚWIATŁO EASY TYTAN | 227 | 1 | NR | 223 | 1 | NR | 1.794% | OFFICIAL | 1DM06G39F1772C4100 | 40 | 1DM | BUILDING | 06G | CHORUSMART SYSTEMS | 39F | CHORUSMART KNX BUS | 1 | 1 | NR | 1617.13 | CCM | 151 | 135.9 | G | 8011564277991 | 8011564277991 | 8011564277991 | 85365080
GW12681 | TRANSPONDER READING UNIT BLACK | CZYTNIK KART TRANSPONDER CZARNY | 511 | 1 | NR | 502 | 1 | NR | 1.793% | OFFICIAL | 1DM06G39F1792CA100 | 40 | 1DM | BUILDING | 06G | CHORUSMART SYSTEMS | 39F | CHORUSMART KNX BUS | 1 | 1 | NR | 1617.13 | CCM | 252 | 226.8 | G | 0 | 0 | 0 | 0
GW12682 | TRANSPONDER HOLDER UNIT BLACK | UCHWYT DO KART TRANSPONDER CZARNY | 511 | 1 | NR | 502 | 1 | NR | 1.793% | OFFICIAL | 1DM06G39F1792CA100 | 40 | 1DM | BUILDING | 06G | CHORUSMART SYSTEMS | 39F | CHORUSMART KNX BUS | 1 | 1 | NR | 1617.13 | CCM | 255 | 229.5 | G | 0 | 0 | 0 | 0
GW12783A | 6-CH P-BUTTON PANEL W/SYMB.KNX 3M BK | PAN.6CH PRZYC. I SYMB.CZARN. KNX | 284 | 1 | NR | 279 | 1 | NR | 1.792% | OFFICIAL | 1DM06G39F1792CA100 | 30 | 1DM | BUILDING | 06G | CHORUSMART SYSTEMS | 39F | CHORUSMART KNX BUS | 1 | 1 | NR | 1617.13 | CCM | 287.337 | 199.139 | G | 8011564876286 | 8011564876286 | 8011564876286 | 85365080
GW13783A | 6-CH P-BUTTON PANEL W/SYMB.KNX 3M BE | PAN.6CH PRZYC. I SYMB.BIAŁY KNX BEŻ | 284 | 1 | NR | 279 | 1 | NR | 1.792% | OFFICIAL | 1DM06G39F1790N4100 | 30 | 1DM | BUILDING | 06G | CHORUSMART SYSTEMS | 39F | CHORUSMART KNX BUS | 1 | 1 | NR | 1617.13 | CCM | 325.618 | 192.087 | G | 8034035074165 | 8034035074165 | 8034035074165 | 85365080
GW15783A | 6-CH P-BUTTON PANEL W/SYMB.KNX 3M WH | PAN.6CH PRZYC. I SYMB.BIAŁY KNX | 284 | 1 | NR | 279 | 1 | NR | 1.792% | OFFICIAL | 1DM06G39F1790N2100 | 30 | 1DM | BUILDING | 06G | CHORUSMART SYSTEMS | 39F | CHORUSMART KNX BUS | 1 | 1 | NR | 1617.13 | CCM | 325.618 | 293.056 | G | 8034035076862 | 8034035076862 | 8034035076862 | 85365080
GW16946CB | ICE TOUCH KNX PLATE WITH INT. SYMBOLS WH | RAMKA ICE TOUCH KNX Z SYMBOLAMI INT.BIA | 114 | 1 | NR | 112 | 1 | NR | 1.786% | OFFICIAL | 1DM06G39F1772D9100 | 30 | 1DM | BUILDING | 06G | CHORUSMART SYSTEMS | 39F | CHORUSMART KNX BUS | 1 | 16 | NR | 1032.5 | CCM | 197.16 | 104.263 | G | 8011564848610 | 8011564848610 | 8011564848610 | 85389099
GW16946CL | ICE TOUCH KNX PLATE WITH INT.SYMB. BEIGE | RAMKA ICE TOUCH KNX SYMBOLE INTERC.BEŻ | 114 | 1 | NR | 112 | 1 | NR | 1.786% | OFFICIAL | 1DM06G39F1772D9100 | 30 | 1DM | BUILDING | 06G | CHORUSMART SYSTEMS | 39F | CHORUSMART KNX BUS | 1 | 16 | NR | 1015 | CCM | 193.721 | 103.334 | G | 8034035070655 | 8034035070655 | 8034035070655 | 85389099
GW16946CN | ICE TOUCH KNX PLATE WITH INT. SYMBOLS BK | RAMKA ICE TOUCH KNX Z SYMBOLAMI INT.CZA | 114 | 1 | NR | 112 | 1 | NR | 1.786% | OFFICIAL | 1DM06G39F1772D9100 | 30 | 1DM | BUILDING | 06G | CHORUSMART SYSTEMS | 39F | CHORUSMART KNX BUS | 1 | 16 | NR | 1032.5 | CCM | 202.22 | 109.323 | G | 8011564848627 | 8011564848627 | 8011564848627 | 85389099
GW16946CT | ICE TOUCH KNX PLATE WITH INT. SYMBOLS TI | RAMKA ICE TOUCH KNX Z SYMBOLAMI INT.TYT | 114 | 1 | NR | 112 | 1 | NR | 1.786% | OFFICIAL | 1DM06G39F1772D9100 | 30 | 1DM | BUILDING | 06G | CHORUSMART SYSTEMS | 39F | CHORUSMART KNX BUS | 1 | 16 | NR | 1032.5 | CCM | 197.76 | 104.863 | G | 8011564848634 | 8011564848634 | 8011564848634 | 85389099
GW12683 | TRANSPONDER PROGRAM. UNIT BLACK | JEDNOSTKA PROGR. TRANSPONDERA CZARNA | 1150 | 1 | NR | 1130 | 1 | NR | 1.77% | OFFICIAL | 1DM06G39F1792CA100 | 40 | 1DM | BUILDING | 06G | CHORUSMART SYSTEMS | 39F | CHORUSMART KNX BUS | 1 | 1 | NR | 2538.78 | CCM | 395 | 355.5 | G | 0 | 0 | 0 | 0
GW14795H | F.M. KNX THERMOSTAT+HUM.MAN.3M TITAN. | PODTYNK. TERMOSTAT KNX+STER.WIL.3M TYTAN | 461 | 1 | NR | 453 | 1 | NR | 1.766% | OFFICIAL | 1DM06G39F1792CC100 | 30 | 1DM | BUILDING | 06G | CHORUSMART SYSTEMS | 39F | CHORUSMART KNX BUS | 1 | 1 | NR | 1617.13 | CCM | 173.933 | 60.735 | G | 8011564825499 | 8011564825499 | 8011564825499 | 90321020
GWA9916 | KNX LOAD MANAGEMENT RELAY P-COMFORT | PRZEKAŹNIK ZARZ.OBCI. KNX/EASY P-COMFORT | 347 | 1 | NR | 341 | 1 | NR | 1.76% | OFFICIAL | 1DM06G39F1792CD100 | 30 | 1DM | BUILDING | 06G | CHORUSMART SYSTEMS | 39F | CHORUSMART KNX BUS | 1 | 6 | NR | 468.798 | CCM | 172.794 | 110.144 | G | 8034035008825 | 8034035008825 | 8034035418303 | 85389099
GW12755A | 6-CH+1RS ACT.P-BUT.PANEL W/SY EASY 3M.B | PAN.6CH PRZYC. I SYMB.CZARN+COM.MOT.EASY | 291 | 1 | NR | 286 | 1 | NR | 1.748% | OFFICIAL | 1DM06G39F1772C2100 | 40 | 1DM | BUILDING | 06G | CHORUSMART SYSTEMS | 39F | CHORUSMART KNX BUS | 1 | 1 | NR | 1617.13 | CCM | 276.569 | 193.371 | G | 0 | 0 | 0 | 0
GWA9145 | TEMPERATURE PROBE SENSOR NTC 100K | CZUJNIK TEMPERATURY NTC 100K | 81.6 | 1 | NR | 80.2 | 1 | NR | 1.746% | OFFICIAL | 1DM06G39F1792CD100 | 30 | 1DM | BUILDING | 06G | CHORUSMART SYSTEMS | 39F | CHORUSMART KNX BUS | 1 | 45 | NR | 535.5 | CCM | 113.244 | 113.244 | G | 8034035066603 | 8034035066603 | 8034035066603 | 90271010
GW14681 | TRANSPONDER READING UNIT TITANIUM | CZYTNIK KART TRANSPONDER TYTAN | 525 | 1 | NR | 516 | 1 | NR | 1.744% | OFFICIAL | 1DM06G39F1792CC100 | 40 | 1DM | BUILDING | 06G | CHORUSMART SYSTEMS | 39F | CHORUSMART KNX BUS | 1 | 1 | NR | 1617.13 | CCM | 252 | 226.8 | G | 0 | 0 | 0 | 0
GW14682 | TRANSPONDER HOLDER UNIT TITANIUM | UCHWYT DO KART TRANSPONDER TYTAN | 525 | 1 | NR | 516 | 1 | NR | 1.744% | OFFICIAL | 1DM06G39F1792CC100 | 40 | 1DM | BUILDING | 06G | CHORUSMART SYSTEMS | 39F | CHORUSMART KNX BUS | 1 | 1 | NR | 1617.13 | CCM | 255 | 229.5 | G | 0 | 0 | 0 | 0
GW12799H | KNX HUMIDITY/TEMPERATURE SENSORS BLACK | CZUJNIKI TEMPERATURY/WILG.KNX 1M CZARNE | 409 | 1 | NR | 402 | 1 | NR | 1.741% | OFFICIAL | 1DM06G39F1792CA100 | 30 | 1DM | BUILDING | 06G | CHORUSMART SYSTEMS | 39F | CHORUSMART KNX BUS | 1 | 1 | NR | 1617.13 | CCM | 251.226 | 119.295 | G | 8011564809147 | 8011564809147 | 8011564809147 | 90329000
GW13799H | KNX HUMIDITY/TEMPERATURE SENSORS BEIGE | SONDA TERMOREGULACJI/WILGOCI KNX BEŻ | 409 | 1 | NR | 402 | 1 | NR | 1.741% | OFFICIAL | 1DM06G39F1790N4100 | 30 | 1DM | BUILDING | 06G | CHORUSMART SYSTEMS | 39F | CHORUSMART KNX BUS | 1 | 1 | NR | 1617.13 | CCM | 249.986 | 118.055 | G | 8034035074264 | 8034035074264 | 8034035074264 | 90329000
GW15799H | KNX HUMIDITY/TEMPERATURE SENSORS WHITE | CZUJNIK TERMOREG./WILG. KNX BIA. | 409 | 1 | NR | 402 | 1 | NR | 1.741% | OFFICIAL | 1DM06G39F1790N2100 | 30 | 1DM | BUILDING | 06G | CHORUSMART SYSTEMS | 39F | CHORUSMART KNX BUS | 1 | 1 | NR | 1617.13 | CCM | 249.986 | 118.055 | G | 8034035076961 | 8034035076961 | 8034035076961 | 90329000
GW10757 | 4-CH P-BUTTON PANEL W/SYMB.EASY 2M WH | PANEL 4 KANAŁY EASY - BIAŁY | 117 | 1 | NR | 115 | 1 | NR | 1.739% | OFFICIAL | 1DM06G39F1772C0100 | 40 | 1DM | BUILDING | 06G | CHORUSMART SYSTEMS | 39F | CHORUSMART KNX BUS | 1 | 1 | NR | 1617.13 | CCM | 124 | 35.463 | G | 0 | 0 | 0 | 0
GW90766 | BOOSTER FOR CVD LED DIMMER ACTUAT.4X10A | WZMACNIACZ DO ŚCIEMNIACZA LED CVD 4X10A | 176 | 1 | NR | 173 | 1 | NR | 1.734% | OFFICIAL | 1DM06G39F1792CD100 | 30 | 1DM | BUILDING | 06G | CHORUSMART SYSTEMS | 39F | CHORUSMART KNX BUS | 1 | 4 | NR | 2725.125 | CCM | 259.818 | 150.745 | G | 8011564881440 | 8011564881440 | 8011564908192 | 85389099
GW14900 | TEMPER. PROBE SENSOR 1M NTC 10K TITANIUM | PODTYNK. CZUJNIK TEMPERATURY TYTAN | 58.8 | 1 | NR | 57.8 | 1 | NR | 1.73% | OFFICIAL | 1DM06G39F1772C4100 | 30 | 1DM | BUILDING | 06G | CHORUSMART SYSTEMS | 39F | CHORUSMART KNX BUS | 1 | 1 | NR | 1617.13 | CCM | 145.715 | 17.945 | G | 8011564821934 | 8011564821934 | 8011564821934 | 90271010
GW14794H | F.M. KNX TIMED THERMOSTAT+HUM.MAN.3M T. | PODTYN.TERMOST.Z TIMER.KNX+STER.WIL.3M T | 589 | 1 | NR | 579 | 1 | NR | 1.727% | OFFICIAL | 1DM06G39F1792CC100 | 30 | 1DM | BUILDING | 06G | CHORUSMART SYSTEMS | 39F | CHORUSMART KNX BUS | 1 | 1 | NR | 1617.13 | CCM | 230.063 | 91.195 | G | 8011564825437 | 8011564825437 | 8011564825437 | 90321020
GW90706U | KNX/USB STICK INTERFACE | PENDRIVE INTERFEJS KNX/USB | 589 | 1 | NR | 579 | 1 | NR | 1.727% | OFFICIAL | 1DM06G39F1792CD100 | 30 | 1DM | BUILDING | 06G | CHORUSMART SYSTEMS | 39F | CHORUSMART KNX BUS | 1 | 1 | NR | 336 | CCM | 40.549 | 30.549 | G | 8034035012501 | 8034035012501 | 8034035012501 | 85389099
GW14683 | TRANSPONDER PROGRAM. UNIT TITANIUM | JEDNOSTKA PROGR. TRANSPONDERA TYTAN | 1180 | 1 | NR | 1160 | 1 | NR | 1.724% | OFFICIAL | 1DM06G39F1792CC100 | 40 | 1DM | BUILDING | 06G | CHORUSMART SYSTEMS | 39F | CHORUSMART KNX BUS | 1 | 1 | NR | 2538.78 | CCM | 396 | 356.4 | G | 0 | 0 | 0 | 0
GW14766 | ACTUATOR 1-CH 16A EASY 2M, TITANIUM | AKTUATOR 1-KAN 16A EASY 2M, TYTAN | 177 | 1 | NR | 174 | 1 | NR | 1.724% | OFFICIAL | 1DM06G39F1772C4100 | 40 | 1DM | BUILDING | 06G | CHORUSMART SYSTEMS | 39F | CHORUSMART KNX BUS | 1 | 1 | NR | 1617.13 | CCM | 159 | 143.1 | G | 0 | 0 | 0 | 0
GW16974CB | KNX/EASY ICE THERMOSTATS WHITE | TERMOSTATY ICE KNX/EASY BIAŁE | 650 | 1 | NR | 639 | 1 | NR | 1.721% | OFFICIAL | 1DM06G39F1772D9100 | 30 | 1DM | BUILDING | 06G | CHORUSMART SYSTEMS | 39F | CHORUSMART KNX BUS | 1 | 8 | NR | 2065 | CCM | 379.328 | 231.812 | G | 8011564833708 | 8011564833708 | 8011564833708 | 90321020
GW16974CN | KNX/EASY ICE THERMOSTATS BLACK | TERMOSTATY ICE KNX/EASY CZARNE | 650 | 1 | NR | 639 | 1 | NR | 1.721% | OFFICIAL | 1DM06G39F1772D9100 | 30 | 1DM | BUILDING | 06G | CHORUSMART SYSTEMS | 39F | CHORUSMART KNX BUS | 1 | 8 | NR | 2065 | CCM | 387.5 | 234.71 | G | 8011564833715 | 8011564833715 | 8011564833715 | 90321020
GW16974CT | KNX/EASY ICE THERMOSTATS TITANIUM | TERMOSTATY ICE KNX/EASY TYTAN | 650 | 1 | NR | 639 | 1 | NR | 1.721% | OFFICIAL | 1DM06G39F1772D9100 | 30 | 1DM | BUILDING | 06G | CHORUSMART SYSTEMS | 39F | CHORUSMART KNX BUS | 1 | 8 | NR | 2065 | CCM | 378.998 | 231.482 | G | 8011564833722 | 8011564833722 | 8011564833722 | 90321020
GW90742 | ACTUATOR 4-CH 16AX KNX M.C. DIN RAIL | PRZYCISK 4-KAN. 16AX KNX ST.R SZYNA DIN | 473 | 1 | NR | 465 | 1 | NR | 1.72% | OFFICIAL | 1DM06G39F1792CD100 | 30 | 1DM | BUILDING | 06G | CHORUSMART SYSTEMS | 39F | CHORUSMART KNX BUS | 1 | 1 | NR | 2538.78 | CCM | 195.955 | 71.855 | G | 8011564759404 | 8011564759404 | 8011564759404 | 85364190
GW90884 | LUMINOSITY SENSOR KNX | CZUJNIK NATĘŻENIA ŚWIATŁA KNX | 474 | 1 | NR | 466 | 1 | NR | 1.717% | OFFICIAL | 1DM06G39F1792CD100 | 30 | 1DM | BUILDING | 06G | CHORUSMART SYSTEMS | 39F | CHORUSMART KNX BUS | 1 | 1 | NR | 6162.5 | CCM | 473 | 425.7 | G | 8011564759572 | 8011564759572 | 8011564759572 | 90271010
GWA9303 | KNX UNIVERS. DIMMER 2-CH X 400W DIN RAIL | ŚCIEMNIACZ UNIW. KNX 2KAN.X 400W SZY DIN | 652 | 1 | NR | 641 | 1 | NR | 1.716% | OFFICIAL | 1DM06G39F1792CD100 | 30 | 1DM | BUILDING | 06G | CHORUSMART SYSTEMS | 39F | CHORUSMART KNX BUS | 1 | 24 | NR | 1004.063 | CCM | 266 | 266 | G | 8034035057656 | 8034035057656 | 8034035057656 | 85365080
GWA9302 | UNIVERSAL DIMMER KNX 2 CHAN X 300W DIN R | ŚCIEMNIACZ UNIW. KNX 2KAN.X 300W SZY DIN | 593 | 1 | NR | 583 | 1 | NR | 1.715% | OFFICIAL | 1DM06G39F1792CD100 | 30 | 1DM | BUILDING | 06G | CHORUSMART SYSTEMS | 39F | CHORUSMART KNX BUS | 1 | 4 | NR | 2725.125 | CCM | 318 | 85.849 | G | 8011564825000 | 8011564825000 | 8011564825000 | 85365080
GWA9351 | UNIVERSAL DIMMER EASY 1 CHAN.500W DIN R. | ŚCIEMNIACZ UNIWER.EASY 1KAN.500W SZY DIN | 356 | 1 | NR | 350 | 1 | NR | 1.714% | OFFICIAL | 1DM06G39F1772C6100 | 40 | 1DM | BUILDING | 06G | CHORUSMART SYSTEMS | 39F | CHORUSMART KNX BUS | 1 | 4 | NR | 2725.125 | CCM | 201.473 | 81.678 | G | 0 | 0 | 0 | 0
GW16962CB | ICE TOUCH KNX PLATE WHITE 2 SYMB | RAMKA ICE TOUCH KNX BIAŁA 2 SYMBOLE | 101 | 1 | NR | 99.3 | 1 | NR | 1.712% | OFFICIAL | 1DM06G39F1772D9100 | 40 | 1DM | BUILDING | 06G | CHORUSMART SYSTEMS | 39F | CHORUSMART KNX BUS | 1 | 16 | NR | 1032.5 | CCM | 192.646 | 103.058 | G
GW16962CN | ICE TOUCH KNX PLATE BLACK 2 SYMB | RAMKA ICE TOUCH KNX CZARNA 2 SYMBOLE | 101 | 1 | NR | 99.3 | 1 | NR | 1.712% | OFFICIAL | 1DM06G39F1772D9100 | 40 | 1DM | BUILDING | 06G | CHORUSMART SYSTEMS | 39F | CHORUSMART KNX BUS | 1 | 12 | NR | 1011.5 | CCM | 192.646 | 103.058 | G
GW16962CT | ICE TOUCH KNX PLATE TITANIUM 2 SYMB | RAMKA ICE TOUCH KNX TYTAN 2 SYMBOLE | 101 | 1 | NR | 99.3 | 1 | NR | 1.712% | OFFICIAL | 1DM06G39F1772D9100 | 40 | 1DM | BUILDING | 06G | CHORUSMART SYSTEMS | 39F | CHORUSMART KNX BUS | 1 | 12 | NR | 1011.5 | CCM | 192.646 | 103.058 | G
GW16964CB | ICE TOUCH KNX PLATE WHITE 4 SYMB | RAMKA ICE TOUCH KNX BIAŁA 4 SYMBOLE | 101 | 1 | NR | 99.3 | 1 | NR | 1.712% | OFFICIAL | 1DM06G39F1772D9100 | 40 | 1DM | BUILDING | 06G | CHORUSMART SYSTEMS | 39F | CHORUSMART KNX BUS | 1 | 16 | NR | 1032.5 | CCM | 192.646 | 103.058 | G
GW16964CN | ICE TOUCH KNX PLATE BLACK 4 SYMB | RAMKA ICE TOUCH KNX CZARNA 4 SYMBOLE | 101 | 1 | NR | 99.3 | 1 | NR | 1.712% | OFFICIAL | 1DM06G39F1772D9100 | 40 | 1DM | BUILDING | 06G | CHORUSMART SYSTEMS | 39F | CHORUSMART KNX BUS | 1 | 12 | NR | 1011.5 | CCM | 192.646 | 103.058 | G
GW16964CT | ICE TOUCH KNX PLATE TITANIUM 4 SYMB | RAMKA ICE TOUCH KNX TYTAN 4 SYMBOLE | 101 | 1 | NR | 99.3 | 1 | NR | 1.712% | OFFICIAL | 1DM06G39F1772D9100 | 40 | 1DM | BUILDING | 06G | CHORUSMART SYSTEMS | 39F | CHORUSMART KNX BUS | 1 | 16 | NR | 1032.5 | CCM | 192.646 | 103.058 | G
GW16966CB | ICE TOUCH KNX PLATE WHITE 6 SYMB | RAMKA ICE TOUCH KNX BIAŁA 6 SYMBOLI | 101 | 1 | NR | 99.3 | 1 | NR | 1.712% | OFFICIAL | 1DM06G39F1772D9100 | 40 | 1DM | BUILDING | 06G | CHORUSMART SYSTEMS | 39F | CHORUSMART KNX BUS | 1 | 16 | NR | 1032.5 | CCM | 194.814 | 101.917 | G
GW16966CN | ICE TOUCH KNX PLATE BLACK 6 SYMB | RAMKA ICE TOUCH KNX CZARNA 6 SYMBOLI | 101 | 1 | NR | 99.3 | 1 | NR | 1.712% | OFFICIAL | 1DM06G39F1772D9100 | 40 | 1DM | BUILDING | 06G | CHORUSMART SYSTEMS | 39F | CHORUSMART KNX BUS | 1 | 16 | NR | 1032.5 | CCM | 192.646 | 103.058 | G
GW16966CT | ICE TOUCH KNX PLATE TITANIUM 6 SYMB | RAMKA ICE TOUCH KNX TYTAN 6 SYMBOLI | 101 | 1 | NR | 99.3 | 1 | NR | 1.712% | OFFICIAL | 1DM06G39F1772D9100 | 40 | 1DM | BUILDING | 06G | CHORUSMART SYSTEMS | 39F | CHORUSMART KNX BUS | 1 | 16 | NR | 1032.5 | CCM | 192.646 | 103.058 | G
GW12785A | 6-CH +1RS ACT.P-BUT.PANEL W/SY KNX 3M.BK | PAN.6CH PRZYC. I SYMB.CZARN.+MOM.MOT.KNX | 357 | 1 | NR | 351 | 1 | NR | 1.709% | OFFICIAL | 1DM06G39F1792CA100 | 30 | 1DM | BUILDING | 06G | CHORUSMART SYSTEMS | 39F | CHORUSMART KNX BUS | 1 | 1 | NR | 1617.13 | CCM | 281.569 | 193.371 | G | 8011564876309 | 8011564876309 | 8011564876309 | 85365080
GW13785A | 6-CH +1RS ACT.P-BUT.PANEL W/SY KNX 3M.BE | PAN.6CH PRZYC. I SYMB.BIAŁY+C.MOT.KNX B | 357 | 1 | NR | 351 | 1 | NR | 1.709% | OFFICIAL | 1DM06G39F1790N4100 | 30 | 1DM | BUILDING | 06G | CHORUSMART SYSTEMS | 39F | CHORUSMART KNX BUS | 1 | 1 | NR | 1617.13 | CCM | 313.38 | 186.249 | G | 8034035074189 | 8034035074189 | 8034035074189 | 85365080
GW15785A | 6-CH +1RS ACT.P-BUT.PANEL W/SY KNX 3M.WH | PAN.6CH PRZYC. I SYMB.BIAŁY+COM.MOT.KNX | 357 | 1 | NR | 351 | 1 | NR | 1.709% | OFFICIAL | 1DM06G39F1790N2100 | 30 | 1DM | BUILDING | 06G | CHORUSMART SYSTEMS | 39F | CHORUSMART KNX BUS | 1 | 1 | NR | 1617.13 | CCM | 313.38 | 186.249 | G | 8034035076886 | 8034035076886 | 8034035076886 | 85365080
GW10784A | 6-CH+1ACT.P-BUT. PANEL W/SYMB KNX 3M.WH | PAN.6CH PRZYC. I SYMB.BIAŁA+ATT.KNX | 298 | 1 | NR | 293 | 1 | NR | 1.706% | OFFICIAL | 1DM06G39F1792C8100 | 30 | 1DM | BUILDING | 06G | CHORUSMART SYSTEMS | 39F | CHORUSMART KNX BUS | 1 | 1 | NR | 1617.13 | CCM | 266.569 | 178.371 | G | 8011564876231 | 8011564876231 | 8011564876231 | 85365080
GWA9788 | GWHOST UP TO 35 PAGES + 3 CLIENTS | GWHOST DO 35 STRON + 3 KLIENTÓW | 4780 | 1 | NR | 4700 | 1 | NR | 1.702% | OFFICIAL | 1DM06G39F1792C8100 | 30 | 1DM | BUILDING | 06G | CHORUSMART SYSTEMS | 39F | CHORUSMART KNX BUS | 1 | 1 | NR | 7332.066 | CCM | 725.23 | 531.603 | G | 8034035024320 | 8034035024320 | 8034035024320 | 85389099
GW90730 | UNIV. 4IN/OUT MODULE +4OUT RELAY KNX DIN | UNIW. MODUŁ 4WEJ/WYJ+4WYJ PRZEK. KNX DIN | 538 | 1 | NR | 529 | 1 | NR | 1.701% | OFFICIAL | 1DM06G39F1792CD100 | 30 | 1DM | BUILDING | 06G | CHORUSMART SYSTEMS | 39F | CHORUSMART KNX BUS | 1 | 4 | NR | 2725.125 | CCM | 120.257 | 0.843 | G | 8011564820838 | 8011564820838 | 8011564820838 | 85389099
GW14783A | 6-CH P-BUTTON PANEL W/SYMB.KNX 3M TI | PAN.6CH PRZYC. I SYMB.TYT.KNX | 300 | 1 | NR | 295 | 1 | NR | 1.695% | OFFICIAL | 1DM06G39F1792CC100 | 30 | 1DM | BUILDING | 06G | CHORUSMART SYSTEMS | 39F | CHORUSMART KNX BUS | 1 | 1 | NR | 1617.13 | CCM | 287.337 | 199.139 | G | 8011564876347 | 8011564876347 | 8011564876347 | 85365080
GWA9787 | GWHOST UP TO 15 PAGES + 3 CLIENTS | GWHOST DO 15 STRON + 3 KLIENTÓW | 4200 | 1 | NR | 4130 | 1 | NR | 1.695% | OFFICIAL | 1DM06G39F1792C8100 | 30 | 1DM | BUILDING | 06G | CHORUSMART SYSTEMS | 39F | CHORUSMART KNX BUS | 1 | 1 | NR | 7332.066 | CCM | 725.23 | 531.603 | G | 8034035024313 | 8034035024313 | 8034035024313 | 85389099
GWA9126 | COMB.ACTUATOR 8/12-CH 8AX KNX DIN RAIL | PRZEKAŹNIK MIESZANY 6/12 CAN.8AX KNX | 785 | 1 | NR | 772 | 1 | NR | 1.684% | OFFICIAL | 1DM06G39F1792CD100 | 30 | 1DM | BUILDING | 06G | CHORUSMART SYSTEMS | 39F | CHORUSMART KNX BUS | 1 | 1 | NR | 6113.25 | CCM | 711.861 | 436.93 | G | 8011564871410 | 8011564871410 | 8011564871410 | 85364190
GWA9350 | BLEEDER 230V-50Hz | PRZEKAŹNIK NAŁADOWANIA | 72.5 | 1 | NR | 71.3 | 1 | NR | 1.683% | OFFICIAL | 1DM06G39F1792CD100 | 30 | 1DM | BUILDING | 06G | CHORUSMART SYSTEMS | 39F | CHORUSMART KNX BUS | 1 | 48 | NR | 114.603 | CCM | 63.262 | 50.03 | G | 8011564885233 | 8011564885233 | 8011564906006 | 85389099
GW14799H | KNX HUMIDITY/TEMPERATURE SENSORS TIT. | CZUJNIKI TEMPERATURY/WILG. KNX 1M TYTAN | 423 | 1 | NR | 416 | 1 | NR | 1.683% | OFFICIAL | 1DM06G39F1792CC100 | 30 | 1DM | BUILDING | 06G | CHORUSMART SYSTEMS | 39F | CHORUSMART KNX BUS | 1 | 1 | NR | 1617.13 | CCM | 250.586 | 118.655 | G | 8011564809161 | 8011564809161 | 8011564809161 | 90329000
GW10900 | TEMPER. PROBE SENSOR 1M NTC 10K WHITE | PODTYNK. CZUJNIK TEMPERATURY BIAŁY | 54.4 | 1 | NR | 53.5 | 1 | NR | 1.682% | OFFICIAL | 1DM06G39F1772C0100 | 30 | 1DM | BUILDING | 06G | CHORUSMART SYSTEMS | 39F | CHORUSMART KNX BUS | 1 | 1 | NR | 1617.13 | CCM | 145.715 | 17.945 | G | 8011564821910 | 8011564821910 | 8011564821910 | 90271010
GW12757 | 4-CH P-BUTTON PANEL W/SYMB.EASY 2M BK | PANEL PRZYC. 4 KANAŁY EASY - CZAR. | 121 | 1 | NR | 119 | 1 | NR | 1.681% | OFFICIAL | 1DM06G39F1772C2100 | 40 | 1DM | BUILDING | 06G | CHORUSMART SYSTEMS | 39F | CHORUSMART KNX BUS | 1 | 1 | NR | 1617.13 | CCM | 135.001 | 36.803 | G | 0 | 0 | 0 | 0
GW90855 | EASY DIMMER ACTUATOR LED CCD CHORUS | AKTUATOR ŚCIEMNIACZA LED EASY CCD CHORUS | 363 | 1 | NR | 357 | 1 | NR | 1.681% | OFFICIAL | 1DM06G39F1792CD100 | 40 | 1DM | BUILDING | 06G | CHORUSMART SYSTEMS | 39F | CHORUSMART KNX BUS | 1 | 1 | NR | 2538.78 | CCM | 308.632 | 164.532 | G | 0 | 0 | 0 | 0
GW90856 | ACTUATOR FOR ENGINE COMM. 2 CH. KNX/EIB | AKTUATOR STEROW.SILNIKA 2 KAN KNX/EIB | 484 | 1 | NR | 476 | 1 | NR | 1.681% | OFFICIAL | 1DM06G39F1792CD100 | 30 | 1DM | BUILDING | 06G | CHORUSMART SYSTEMS | 39F | CHORUSMART KNX BUS | 1 | 1 | NR | 2538.78 | CCM | 374 | 336.6 | G | 8011564718531 | 8011564718531 | 8011564718531 | 85364190
GWA9313 | DIMMER 1-10V 3 CH - DIN RAIL | ŚCIEMNIACZ 1-10V 3 KAN - SZYNA DIN | 484 | 1 | NR | 476 | 1 | NR | 1.681% | OFFICIAL | 1DM06G39F1792CD100 | 30 | 1DM | BUILDING | 06G | CHORUSMART SYSTEMS | 39F | CHORUSMART KNX BUS | 1 | 4 | NR | 2725.125 | CCM | 230.673 | 128.142 | G | 8011564852426 | 8011564852426 | 8011564852426 | 85365080
GW90787 | EXTERNAL MOVEMENT DETECTOR | ZEWNĘTRZNY CZUJNIK RUCHU | 729 | 1 | NR | 717 | 1 | NR | 1.674% | OFFICIAL | 1DM06G39F1792CD100 | 40 | 1DM | BUILDING | 06G | CHORUSMART SYSTEMS | 39F | CHORUSMART KNX BUS | 1 | 1 | NR | 6113.25 | CCM | 525 | 472.5 | G | 8011564441651 | 8011564441651 | 8011564441651 | 85365080
GW10799 | KNX TEMPERATURE SENSOR 1M WHITE | CZUJNIK TEMPERATURY KNX 1M BIAŁY | 304 | 1 | NR | 299 | 1 | NR | 1.672% | OFFICIAL | 1DM06G39F1792C8100 | 30 | 1DM | BUILDING | 06G | CHORUSMART SYSTEMS | 39F | CHORUSMART KNX BUS | 1 | 1 | NR | 1617.13 | CCM | 299.486 | 167.355 | G | 8011564785014 | 8011564785014 | 8011564785014 | 90329000
GWA9140 | KNX FAN COIL ACTUATOR - DIN RAIL | PRZEKAŹNIK FAN COIL KNX - GUIDA DIN | 548 | 1 | NR | 539 | 1 | NR | 1.67% | OFFICIAL | 1DM06G39F1792CD100 | 30 | 1DM | BUILDING | 06G | CHORUSMART SYSTEMS | 39F | CHORUSMART KNX BUS | 1 | 24 | NR | 1004.063 | CCM | 320.25 | 320.25 | G | 8034035057632 | 8034035057632 | 8034035057632 | 85364190
GWA9141 | KNX FAN COIL ACTUATOR 0-10V - DIN RAIL | PRZEK. FAN COIL KNX 0-10V - GUIDA DIN | 548 | 1 | NR | 539 | 1 | NR | 1.67% | OFFICIAL | 1DM06G39F1792CD100 | 30 | 1DM | BUILDING | 06G | CHORUSMART SYSTEMS | 39F | CHORUSMART KNX BUS | 1 | 24 | NR | 1004.063 | CCM | 278.5 | 278.5 | G | 8034035057649 | 8034035057649 | 8034035057649 | 85364190
GW90857 | ACTUATOR FOR ENGINE COMM. 4 CH. KNX/EIB | AKTUATOR STEROW.SILNIKA 4 KAN KNX/EIB | 670 | 1 | NR | 659 | 1 | NR | 1.669% | OFFICIAL | 1DM06G39F1792CD100 | 30 | 1DM | BUILDING | 06G | CHORUSMART SYSTEMS | 39F | CHORUSMART KNX BUS | 1 | 1 | NR | 2538.78 | CCM | 432 | 388.8 | G | 8011564718548 | 8011564718548 | 8011564718548 | 85364190
GW14755A | 6-CH+1RS ACT.P-BUT.PANEL W/SY EASY 3M.T | PAN.6CH PRZYC. I SYMB.TYT.+COM.MOT.EASY | 306 | 1 | NR | 301 | 1 | NR | 1.661% | OFFICIAL | 1DM06G39F1772C4100 | 40 | 1DM | BUILDING | 06G | CHORUSMART SYSTEMS | 39F | CHORUSMART KNX BUS | 1 | 1 | NR | 1617.13 | CCM | 276.569 | 193.371 | G | 0 | 0 | 0 | 0
GW90706B | KNX/USB INTERFACE FOR DIN RAIL | INTERFEJS KNX/USB DO SZYNY DIN | 551 | 1 | NR | 542 | 1 | NR | 1.661% | OFFICIAL | 1DM06G39F1792CD100 | 30 | 1DM | BUILDING | 06G | CHORUSMART SYSTEMS | 39F | CHORUSMART KNX BUS | 1 | 1 | NR | 1617.13 | CCM | 158.875 | 61.475 | G | 8011564795082 | 8011564795082 | 8011564795082 | 85389099
GWA9007CB | TOUCH SCREEN PANEL 7'' WHITE | EKRAN DOTYKOWY 7” BIAŁY | 980 | 1 | NR | 964 | 1 | NR | 1.66% | OFFICIAL | 1DM06G39F1792CD100 | 30 | 1DM | BUILDING | 06G | CHORUSMART SYSTEMS | 39F | CHORUSMART KNX BUS | 1 | 16 | NR | 4640 | CCM | 771 | 740 | G | 8034035021404 | 8034035021404 | 8034035433610 | 85389099
GW10762H | KNX/EASY HUM./TEMP.SENSORS WHITE | KNX/EASY CZUJNIKI WILG./TEMP BIAŁY | 184 | 1 | NR | 181 | 1 | NR | 1.657% | OFFICIAL | 1DM06G39F1772C0100 | 30 | 1DM | BUILDING | 06G | CHORUSMART SYSTEMS | 39F | CHORUSMART KNX BUS | 1 | 1 | NR | 1617.13 | CCM | 171.285 | 39.354 | G | 8011564821972 | 8011564821972 | 8011564821972 | 90271010
GW10794H | F.M. KNX TIMED THERMOSTAT+HUM.MAN.3M W. | PODT. TERMOST.Z TIMER.KNX+STER.WIL.3M B | 553 | 1 | NR | 544 | 1 | NR | 1.654% | OFFICIAL | 1DM06G39F1792C8100 | 30 | 1DM | BUILDING | 06G | CHORUSMART SYSTEMS | 39F | CHORUSMART KNX BUS | 1 | 1 | NR | 1617.13 | CCM | 230.863 | 91.995 | G | 8011564825413 | 8011564825413 | 8011564825413 | 90321020
GW10754A | 6-CH+1ACT.P-BUT.PANEL W/SYMB EASY 3M.WH | PAN.6CH PRZYC. I SYMB.BIAŁA+ATT.EASY | 246 | 1 | NR | 242 | 1 | NR | 1.653% | OFFICIAL | 1DM06G39F1772C0100 | 40 | 1DM | BUILDING | 06G | CHORUSMART SYSTEMS | 39F | CHORUSMART KNX BUS | 1 | 1 | NR | 1617.13 | CCM | 261.569 | 178.371 | G | 0 | 0 | 0 | 0
GWA9001 | UNLIMITED LICENCE FOR SMART GATEWAY | NIEOGRANICZONA LICENCJA INTELIG.BRAMKI | 677 | 1 | NR | 666 | 1 | NR | 1.652% | OFFICIAL | 1DM06G39F1792CD100 | 30 | 1DM | BUILDING | 06G | CHORUSMART SYSTEMS | 39F | CHORUSMART KNX BUS | 1 | 12 | NR | 458.413 | CCM | 22.424 | 12.751 | G | 8034035028342 | 8034035028342 | 8034035028342 | 85389099
GWA9000 | SMART GATEWAY | INTELIGENTNA BRAMKA | 678 | 1 | NR | 667 | 1 | NR | 1.649% | OFFICIAL | 1DM06G39F1792CD100 | 30 | 1DM | BUILDING | 06G | CHORUSMART SYSTEMS | 39F | CHORUSMART KNX BUS | 1 | 4 | NR | 2556.918 | CCM | 256.396 | 166.138 | G | 8011564876514 | 8011564876514 | 8011564876514 | 85389099
GW90708A | LINE/FIELD COUPLING KNX – DIN RAIL | ZŁĄCZE LINIA/POLE KNX – SZYNA DIN | 617 | 1 | NR | 607 | 1 | NR | 1.647% | OFFICIAL | 1DM06G39F1792CD100 | 30 | 1DM | BUILDING | 06G | CHORUSMART SYSTEMS | 39F | CHORUSMART KNX BUS | 1 | 4 | NR | 2725.125 | CCM | 231.819 | 82.669 | G | 8011564855120 | 8011564855120 | 8011564990784 | 85389099
GW90710 | POWER SUPPLY KNX 640mA | ZASILANIE KNX 640mA | 617 | 1 | NR | 607 | 1 | NR | 1.647% | OFFICIAL | 1DM06G39F1792CD100 | 30 | 1DM | BUILDING | 06G | CHORUSMART SYSTEMS | 39F | CHORUSMART KNX BUS | 1 | 1 | NR | 2538.78 | CCM | 370 | 333 | G | 8011564441675 | 8011564441675 | 8011564441675 | 85044090
GWA9545 | PLASTERB.MOUNT.BOX FOR PRESEN. DETECTORS | DODATK. MONTAŻ ODCZ. DO CZUJNIK OBECN. | 43.2 | 1 | NR | 42.5 | 1 | NR | 1.647% | OFFICIAL | 1DM06G39F1792CD100 | 30 | 1DM | BUILDING | 06G | CHORUSMART SYSTEMS | 39F | CHORUSMART KNX BUS | 1 | 3 | NR | 965.042 | CCM | 110.104 | 80.971 | G | 8034035056215 | 8034035056215 | 8034035056215 | 85389099
GWA9352 | UNIVERSAL DIMMER EASY 2 CHAN X 300W DIN | ŚCIEMNIACZ UNIW. EASY 2KAN.X 300W DIN | 432 | 1 | NR | 425 | 1 | NR | 1.647% | OFFICIAL | 1DM06G39F1772C6100 | 40 | 1DM | BUILDING | 06G | CHORUSMART SYSTEMS | 39F | CHORUSMART KNX BUS | 1 | 4 | NR | 2725.125 | CCM | 212.482 | 85.849 | G | 8011564825024 | 8011564825024 | 8011564825024 | 85308000
GW10681 | TRANSPONDER READING UNIT WHITE | CZYTNIK KART TRANSPONDER BIAŁY | 494 | 1 | NR | 486 | 1 | NR | 1.646% | OFFICIAL | 1DM06G39F1792C8100 | 40 | 1DM | BUILDING | 06G | CHORUSMART SYSTEMS | 39F | CHORUSMART KNX BUS | 1 | 1 | NR | 1617.13 | CCM | 250 | 250 | G | 0 | 0 | 0 | 0
GW10682 | TRANSPONDER HOLDER UNIT WHITE | UCHWYT DO KART TRANSPONDER BIAŁY | 494 | 1 | NR | 486 | 1 | NR | 1.646% | OFFICIAL | 1DM06G39F1792C8100 | 40 | 1DM | BUILDING | 06G | CHORUSMART SYSTEMS | 39F | CHORUSMART KNX BUS | 1 | 1 | NR | 1617.13 | CCM | 253 | 253 | G | 0 | 0 | 0 | 0
GW90835B | ACTUATOR 4 CHANNELS 10A EASY-DIN RAIL | AKTUATOR 4 KANAŁY 10A EASY-SZYNA DIN | 247 | 1 | NR | 243 | 1 | NR | 1.646% | OFFICIAL | 1DM06G39F1772C6100 | 40 | 1DM | BUILDING | 06G | CHORUSMART SYSTEMS | 39F | CHORUSMART KNX BUS | 1 | 1 | NR | 2538.78 | CCM | 392.937 | 241.106 | G | 0 | 0 | 0 | 0
GW10795H | F.M. KNX THERMOSTAT+HUM.MAN.3M WHITE | PODTYNK. TERMOSTAT KNX+STER.WIL.3M B | 433 | 1 | NR | 426 | 1 | NR | 1.643% | OFFICIAL | 1DM06G39F1792C8100 | 30 | 1DM | BUILDING | 06G | CHORUSMART SYSTEMS | 39F | CHORUSMART KNX BUS | 1 | 1 | NR | 1617.13 | CCM | 152 | 136.8 | G | 8011564825475 | 8011564825475 | 8011564825475 | 90321020
GW12799 | KNX TEMPERATURE SENSOR 1M BLACK | CZUJNIK TEMPERATURY KNX 1M CZARNY | 310 | 1 | NR | 305 | 1 | NR | 1.639% | OFFICIAL | 1DM06G39F1792CA100 | 30 | 1DM | BUILDING | 06G | CHORUSMART SYSTEMS | 39F | CHORUSMART KNX BUS | 1 | 1 | NR | 1617.13 | CCM | 299.926 | 167.795 | G | 8011564785021 | 8011564785021 | 8011564785021 | 90329000
GW13799 | KNX TEMPERATURE SENSOR 1M BEIGE | CZUJNIK TEMP. KNX DA INCASSO BEŻ | 310 | 1 | NR | 305 | 1 | NR | 1.639% | OFFICIAL | 1DM06G39F1790N4100 | 30 | 1DM | BUILDING | 06G | CHORUSMART SYSTEMS | 39F | CHORUSMART KNX BUS | 1 | 1 | NR | 1617.13 | CCM | 298.486 | 166.555 | G | 8034035074257 | 8034035074257 | 8034035074257 | 90329000
GW15799 | KNX TEMPERATURE SENSOR 1M WHITE | CZUJNIK TEMP. KNX DA WEJŚCIE BIAŁY | 310 | 1 | NR | 305 | 1 | NR | 1.639% | OFFICIAL | 1DM06G39F1790N2100 | 30 | 1DM | BUILDING | 06G | CHORUSMART SYSTEMS | 39F | CHORUSMART KNX BUS | 1 | 1 | NR | 1617.13 | CCM | 298.486 | 166.555 | G | 8034035076954 | 8034035076954 | 8034035076954 | 90329000
GW16976CB | KNX ICE THERMOSTAT WALL-MOUNT. WH. | TERMOSTAT ICE KNX/EASY NATYNKOWY BIAŁY | 434 | 1 | NR | 427 | 1 | NR | 1.639% | OFFICIAL | 1DM06G39F1772D9100 | 30 | 1DM | BUILDING | 06G | CHORUSMART SYSTEMS | 39F | CHORUSMART KNX BUS | 1 | 16 | NR | 1032.5 | CCM | 279.27 | 126.707 | G | 8034035012792 | 8034035012792 | 8034035012792 | 90321020
GW16976CN | KNX ICE THERMOSTAT WALL-MOUNT. BL. | TERMOSTAT ICE KNX/EASY NATYNKOWY CZARNY | 434 | 1 | NR | 427 | 1 | NR | 1.639% | OFFICIAL | 1DM06G39F1772D9100 | 30 | 1DM | BUILDING | 06G | CHORUSMART SYSTEMS | 39F | CHORUSMART KNX BUS | 1 | 16 | NR | 1032.5 | CCM | 278.04 | 125.477 | G | 8034035012808 | 8034035012808 | 8034035012808 | 90321020
GW16976CT | KNX ICE THERMOSTAT WALL-MOUNT. TI. | TERMOSTAT ICE KNX/EASY NATYNKOWY TYTAN | 434 | 1 | NR | 427 | 1 | NR | 1.639% | OFFICIAL | 1DM06G39F1772D9100 | 30 | 1DM | BUILDING | 06G | CHORUSMART SYSTEMS | 39F | CHORUSMART KNX BUS | 1 | 8 | NR | 2065 | CCM | 278.33 | 125.767 | G | 8034035012815 | 8034035012815 | 8034035012815 | 90321020
GWA9707 | ROUTER KNX/IP – GUIDA DIN | ROUTER KNX/IP – PROW. DIN | 930 | 1 | NR | 915 | 1 | NR | 1.639% | OFFICIAL | 1DM06G39F1792CD100 | 30 | 1DM | BUILDING | 06G | CHORUSMART SYSTEMS | 39F | CHORUSMART KNX BUS | 1 | 8 | NR | 242.743 | CCM | 86.729 | 51.338 | G | 8011564892453 | 8011564892453 | 8011564911796 | 85389099
GW12784A | 6-CH+1ACT.P-BUT.PANEL W/SYMB KNX 3M.BK | PAN.6CH PRZYC. I SYMB.CZARN.+ATT.KNX | 311 | 1 | NR | 306 | 1 | NR | 1.634% | OFFICIAL | 1DM06G39F1792CA100 | 30 | 1DM | BUILDING | 06G | CHORUSMART SYSTEMS | 39F | CHORUSMART KNX BUS | 1 | 1 | NR | 1617.13 | CCM | 266.569 | 178.371 | G | 8011564876293 | 8011564876293 | 8011564876293 | 85365080
GW13784A | 6-CH+1ACT.P-BUT. PANEL W/SYMB KNX 3M.BE | PAN.6CH PRZYC. I SYMB.BIAŁY+ATT.KNX BEŻ | 311 | 1 | NR | 306 | 1 | NR | 1.634% | OFFICIAL | 1DM06G39F1790N4100 | 30 | 1DM | BUILDING | 06G | CHORUSMART SYSTEMS | 39F | CHORUSMART KNX BUS | 1 | 1 | NR | 1617.13 | CCM | 298.38 | 171.249 | G | 8034035074172 | 8034035074172 | 8034035074172 | 85365080
GW15784A | 6-CH+1ACT.P-BUT. PANEL W/SYMB KNX 3M.WH | PAN.6CH PRZYC. I SYMB.BIAŁY+ATT.KNX | 311 | 1 | NR | 306 | 1 | NR | 1.634% | OFFICIAL | 1DM06G39F1790N2100 | 30 | 1DM | BUILDING | 06G | CHORUSMART SYSTEMS | 39F | CHORUSMART KNX BUS | 1 | 1 | NR | 1617.13 | CCM | 298.38 | 171.249 | G | 8034035076879 | 8034035076879 | 8034035076879 | 85365080
GW10746 | KNX TOUCH PUSH-BUTTON PANEL 6 CH | PANEL TOUCH KNX 6 KAN.MECHANIZM | 249 | 1 | NR | 245 | 1 | NR | 1.633% | OFFICIAL | 1DM06G39F1772C0100 | 40 | 1DM | BUILDING | 06G | CHORUSMART SYSTEMS | 39F | CHORUSMART KNX BUS | 1 | 1 | NR | 1617.13 | CCM | 128.134 | 28.234 | G | 0 | 0 | 0 | 0
GW14764H | F.M.EASY TIMED THERMOSTAT+HUM.MAN.3M T. | PODTY.TERMOST EASY Z TIMER+STER.WIL.3M T | 498 | 1 | NR | 490 | 1 | NR | 1.633% | OFFICIAL | 1DM06G39F1772C4100 | 40 | 1DM | BUILDING | 06G | CHORUSMART SYSTEMS | 39F | CHORUSMART KNX BUS | 1 | 1 | NR | 1617.13 | CCM | 230.063 | 91.195 | G | 0 | 0 | 0 | 0
GW90709 | POWER SUPPLY KNX 320mA | ZASILANIE KNX 320mA | 500 | 1 | NR | 492 | 1 | NR | 1.626% | OFFICIAL | 1DM06G39F1792CD100 | 30 | 1DM | BUILDING | 06G | CHORUSMART SYSTEMS | 39F | CHORUSMART KNX BUS | 1 | 1 | NR | 2538.78 | CCM | 373 | 350 | G | 8011564441668 | 8011564441668 | 8011564441668 | 85044090
GW90782 | INSTALLATION BRACKET | UCHWYT INSTALACYJNY | 50 | 1 | NR | 49.2 | 1 | NR | 1.626% | OFFICIAL | 1DM06G39F1792CD100 | 40 | 1DM | BUILDING | 06G | CHORUSMART SYSTEMS | 39F | CHORUSMART KNX BUS | 1 | 1 | NR | 1620 | CCM | 135 | 121.5 | G | 0 | 0 | 0 | 0
GW10800 | TEMPERATURE PROBE SENSOR NTC 10K | CZUJNIK TEMPERATURY ZEWNĘTRZNEJ | 68.8 | 1 | NR | 67.7 | 1 | NR | 1.625% | OFFICIAL | 1DM06G39F1792C8100 | 30 | 1DM | BUILDING | 06G | CHORUSMART SYSTEMS | 39F | CHORUSMART KNX BUS | 1 | 10 | NR | 453.15 | CCM | 62.405 | 35.12 | G | 8011564793217 | 8011564793217 | 8011564793217 | 90271010
GW12900 | TEMPER. PROBE SENSOR 1M NTC 10K BLACK | PODTYNK. CZUJNIK TEMPERATURY CZARNY | 56.3 | 1 | NR | 55.4 | 1 | NR | 1.625% | OFFICIAL | 1DM06G39F1772C2100 | 30 | 1DM | BUILDING | 06G | CHORUSMART SYSTEMS | 39F | CHORUSMART KNX BUS | 1 | 1 | NR | 1617.13 | CCM | 145.725 | 17.955 | G | 8011564821927 | 8011564821927 | 8011564821927 | 90271010
GW13900 | TEMPER. PROBE SENSOR 1M NTC 10K BEIGE | CZUJNIK TEMPERATURY 1M NTC 10K BEŻ | 56.3 | 1 | NR | 55.4 | 1 | NR | 1.625% | OFFICIAL | 1DM06G39F1770KU100 | 30 | 1DM | BUILDING | 06G | CHORUSMART SYSTEMS | 39F | CHORUSMART KNX BUS | 1 | 1 | NR | 1617.13 | CCM | 144.37 | 18.839 | G | 8034035074271 | 8034035074271 | 8034035074271 | 90271010
GW15900 | TEMPER. PROBE SENSOR 1M NTC 10K WHITE | CZUJNIK TEMPERATURA 1M NTC 10K BIAŁY | 56.3 | 1 | NR | 55.4 | 1 | NR | 1.625% | OFFICIAL | 1DM06G39F1770KS100 | 30 | 1DM | BUILDING | 06G | CHORUSMART SYSTEMS | 39F | CHORUSMART KNX BUS | 1 | 1 | NR | 1617.13 | CCM | 144.37 | 18.839 | G | 8034035076978 | 8034035076978 | 8034035076978 | 90271010
GW90885 | TEMPERATURE SENSOR KNX | CZUJNIK TEMPERATURY KNX | 563 | 1 | NR | 554 | 1 | NR | 1.625% | OFFICIAL | 1DM06G39F1792CD100 | 30 | 1DM | BUILDING | 06G | CHORUSMART SYSTEMS | 39F | CHORUSMART KNX BUS | 1 | 1 | NR | 1617.13 | CCM | 228 | 205.2 | G | 8011564761360 | 8011564761360 | 8011564761360 | 90271010
GW10769H | EASY HUMIDITY/TEMPERATURE SENSORS WHITE | CZUJNIKI TEMPERATURY/WILG. EASY 1M BIAŁE | 313 | 1 | NR | 308 | 1 | NR | 1.623% | OFFICIAL | 1DM06G39F1772C0100 | 40 | 1DM | BUILDING | 06G | CHORUSMART SYSTEMS | 39F | CHORUSMART KNX BUS | 1 | 1 | NR | 1617.13 | CCM | 149.573 | 40.575 | G | 0 | 0 | 0 | 0
GW90836B | ACTUATOR 4 CHANNELS 16A EASY-DIN RAIL | AKTUATOR 4 KANAŁY 16A EASY-SZYNA DIN | 313 | 1 | NR | 308 | 1 | NR | 1.623% | OFFICIAL | 1DM06G39F1772C6100 | 40 | 1DM | BUILDING | 06G | CHORUSMART SYSTEMS | 39F | CHORUSMART KNX BUS | 1 | 1 | NR | 2538.78 | CCM | 400.937 | 241.106 | G | 0 | 0 | 0 | 0
GW14785A | 6-CH +1RS ACT.P-BUT.PANEL W/SY KNX 3M.TI | PAN.6CH PRZYC. I SYMB.TYT.+COM.MOT.KNX | 376 | 1 | NR | 370 | 1 | NR | 1.622% | OFFICIAL | 1DM06G39F1792CC100 | 30 | 1DM | BUILDING | 06G | CHORUSMART SYSTEMS | 39F | CHORUSMART KNX BUS | 1 | 1 | NR | 1617.13 | CCM | 281.569 | 193.371 | G | 8011564876361 | 8011564876361 | 8011564876361 | 85365080
GW90740A | ACTUATOR 4-CH 16AX KNX DIN RAIL | AKTUATOR 4-KAN. 16AX KNX SZYNA DIN | 376 | 1 | NR | 370 | 1 | NR | 1.622% | OFFICIAL | 1DM06G39F1792CD100 | 30 | 1DM | BUILDING | 06G | CHORUSMART SYSTEMS | 39F | CHORUSMART KNX BUS | 1 | 1 | NR | 2538.78 | CCM | 294 | 264.6 | G | 8011564763814 | 8011564763814 | 8011564763814 | 85364190
GW90741 | ACTUATOR 4-CH 10A KNX DIN RAIL | AKTUATOR 4-KAN. 10A KNX SZYNA DIN | 376 | 1 | NR | 370 | 1 | NR | 1.622% | OFFICIAL | 1DM06G39F1792CD100 | 30 | 1DM | BUILDING | 06G | CHORUSMART SYSTEMS | 39F | CHORUSMART KNX BUS | 1 | 1 | NR | 2538.78 | CCM | 420.778 | 256.147 | G | 8011564759381 | 8011564759381 | 8011564759381 | 85364190
GW90851 | ROLL. SH. ACTUATOR 2-CH 6A EASY DIN | AKTUATOR ROLET 2-KAN 6A EASY DIN | 376 | 1 | NR | 370 | 1 | NR | 1.622% | OFFICIAL | 1DM06G39F1772C6100 | 40 | 1DM | BUILDING | 06G | CHORUSMART SYSTEMS | 39F | CHORUSMART KNX BUS | 1 | 1 | NR | 2538.78 | CCM | 370 | 333 | G | 0 | 0 | 0 | 0
GW12762H | KNX/EASY HUM./TEMP.SENSORS BLACK | KNX/EASY CZUJNIKI WILG./TEMP CZARNY | 189 | 1 | NR | 186 | 1 | NR | 1.613% | OFFICIAL | 1DM06G39F1772C2100 | 30 | 1DM | BUILDING | 06G | CHORUSMART SYSTEMS | 39F | CHORUSMART KNX BUS | 1 | 1 | NR | 1617.13 | CCM | 171.725 | 39.794 | G | 8011564821989 | 8011564821989 | 8011564821989 | 90271010
GW12795H | F.M. KNX THERMOSTAT+HUM.MAN.3M BLACK | PODTYNK. TERMOSTAT KNX+STER.WIL.3M C | 441 | 1 | NR | 434 | 1 | NR | 1.613% | OFFICIAL | 1DM06G39F1792CA100 | 30 | 1DM | BUILDING | 06G | CHORUSMART SYSTEMS | 39F | CHORUSMART KNX BUS | 1 | 1 | NR | 1617.13 | CCM | 185.423 | 51.555 | G | 8011564825482 | 8011564825482 | 8011564825482 | 90321020
GW13762H | CAPT. TEMP/HUMIDITÃ EASY ENCASTRÃ BEIG | CZUJNIK TEMP./WILGOCI EASY WPŁYW BEŻ | 189 | 1 | NR | 186 | 1 | NR | 1.613% | OFFICIAL | 1DM06G39F1770KU100 | 30 | 1DM | BUILDING | 06G | CHORUSMART SYSTEMS | 39F | CHORUSMART KNX BUS | 1 | 1 | NR | 1617.13 | CCM | 171.285 | 154.157 | G | 8034035074080 | 8034035074080 | 8034035074080 | 90271010
GW13795H | F.M. KNX THERMOSTAT+HUM.MAN.3M BEIGE | TERMOSTAT T+H KNX WEJŚCIE BEŻ | 441 | 1 | NR | 434 | 1 | NR | 1.613% | OFFICIAL | 1DM06G39F1790N4100 | 30 | 1DM | BUILDING | 06G | CHORUSMART SYSTEMS | 39F | CHORUSMART KNX BUS | 1 | 1 | NR | 1617.13 | CCM | 160.631 | 61.164 | G | 8034035074226 | 8034035074226 | 8034035074226 | 90321020
GW15762H | KNX/EASY HUM./TEMP.SENSORS WHITE | CZUJNIK TEMP./WILG EASY WEJŚCIE BIA. | 189 | 1 | NR | 186 | 1 | NR | 1.613% | OFFICIAL | 1DM06G39F1770KS100 | 30 | 1DM | BUILDING | 06G | CHORUSMART SYSTEMS | 39F | CHORUSMART KNX BUS | 1 | 1 | NR | 1617.13 | CCM | 171.285 | 154.157 | G | 8034035076787 | 8034035076787 | 8034035076787 | 90271010
GW15795H | F.M. KNX THERMOSTAT+HUM.MAN.3M WHITE | TERMOSTAT T+H KNX WEJŚCIE BIAŁY | 441 | 1 | NR | 434 | 1 | NR | 1.613% | OFFICIAL | 1DM06G39F1790N2100 | 30 | 1DM | BUILDING | 06G | CHORUSMART SYSTEMS | 39F | CHORUSMART KNX BUS | 1 | 1 | NR | 1617.13 | CCM | 160.631 | 61.944 | G | 8034035076923 | 8034035076923 | 8034035076923 | 90321020
GW90728 | UNIV. 4IN+4OUT MODULE +4IN BIN. KNX DIN | UNIW. MODUŁ 4WEJ+4WYJ+4IN BIN. KNX DIN | 441 | 1 | NR | 434 | 1 | NR | 1.613% | OFFICIAL | 1DM06G39F1792CD100 | 30 | 1DM | BUILDING | 06G | CHORUSMART SYSTEMS | 39F | CHORUSMART KNX BUS | 1 | 4 | NR | 2725.125 | CCM | 292.173 | 138.223 | G | 8011564820814 | 8011564820814 | 8011564820814 | 85389099
GW90729 | VOLTAGE INPUT MODULE 8 IN KNX DIN | MODUŁ WEJŚCIA NAPIĘCIA 8 IN KNX DIN | 441 | 1 | NR | 434 | 1 | NR | 1.613% | OFFICIAL | 1DM06G39F1792CD100 | 30 | 1DM | BUILDING | 06G | CHORUSMART SYSTEMS | 39F | CHORUSMART KNX BUS | 1 | 4 | NR | 2725.125 | CCM | 295.772 | 148.222 | G | 8011564820821 | 8011564820821 | 8011564820821 | 85389099
GWA9531A | KNX PRESENCE DETECTOR HEIGHTS 2-6 METERS | CZUJNIK OBECNOŚCI KNX ALT. 2-6 METRI | 441 | 1 | NR | 434 | 1 | NR | 1.613% | OFFICIAL | 1DM06G39F1792CD100 | 30 | 1DM | BUILDING | 06G | CHORUSMART SYSTEMS | 39F | CHORUSMART KNX BUS | 1 | 8 | NR | 1024.845 | CCM | 107.766 | 52.541 | G | 8034035043598 | 8034035043598 | 8034035043598 | 85365080
GW12794H | F.M. KNX TIMED THERMOSTAT+HUM.MAN.3M B. | PODTYN.TERMOST.Z TIMER.KNX+STER.WIL.3M C | 569 | 1 | NR | 560 | 1 | NR | 1.607% | OFFICIAL | 1DM06G39F1792CA100 | 30 | 1DM | BUILDING | 06G | CHORUSMART SYSTEMS | 39F | CHORUSMART KNX BUS | 1 | 1 | NR | 1617.13 | CCM | 229.793 | 90.925 | G | 8011564825420 | 8011564825420 | 8011564825420 | 90321020
GW13794H | F.M. KNX TIMED THERMOSTAT+HUM.MAN.3M BE | CHRONOTERM./PROGRAM.T+H KNX WEJŚCIE BEŻ | 569 | 1 | NR | 560 | 1 | NR | 1.607% | OFFICIAL | 1DM06G39F1790N4100 | 30 | 1DM | BUILDING | 06G | CHORUSMART SYSTEMS | 39F | CHORUSMART KNX BUS | 1 | 1 | NR | 1617.13 | CCM | 246.725 | 101.994 | G | 8034035074219 | 8034035074219 | 8034035074219 | 90321020
GW15794H | F.M. KNX TIMED THERMOSTAT+HUM.MAN.3M W. | CHRONOTERM./PROGRAM.T+H KNX WEJŚCIE BIA | 569 | 1 | NR | 560 | 1 | NR | 1.607% | OFFICIAL | 1DM06G39F1790N2100 | 30 | 1DM | BUILDING | 06G | CHORUSMART SYSTEMS | 39F | CHORUSMART KNX BUS | 1 | 1 | NR | 1617.13 | CCM | 300.235 | 155.504 | G | 8034035076916 | 8034035076916 | 8034035076916 | 90321020
GWA9789 | GWHOST UP TO 100 PAGES + 3 CLIENTS | GWHOST DO 100 STRON + 3 KLIENTÓW | 5690 | 1 | NR | 5600 | 1 | NR | 1.607% | OFFICIAL | 1DM06G39F1792C8100 | 30 | 1DM | BUILDING | 06G | CHORUSMART SYSTEMS | 39F | CHORUSMART KNX BUS | 1 | 1 | NR | 7332.066 | CCM | 725.23 | 531.603 | G | 8034035024337 | 8034035024337 | 8034035024337 | 85389099
GW10741 | EASY TOUCH PUSH-BUTTON PANEL 6 CH | PANEL TOUCH EASY 6 KAN.MECHANIZM | 190 | 1 | NR | 187 | 1 | NR | 1.604% | OFFICIAL | 1DM06G39F1772C0100 | 40 | 1DM | BUILDING | 06G | CHORUSMART SYSTEMS | 39F | CHORUSMART KNX BUS | 1 | 1 | NR | 1617.13 | CCM | 128.134 | 28.234 | G
GW10786 | IR+LIGHT-SEN DETECTOR EIB WHITE | CZUJNIK IR+ŚWIATŁO EIB BIAŁY | 254 | 1 | NR | 250 | 1 | NR | 1.6% | OFFICIAL | 1DM06G39F1792C8100 | 30 | 1DM | BUILDING | 06G | CHORUSMART SYSTEMS | 39F | CHORUSMART KNX BUS | 1 | 1 | NR | 1617.13 | CCM | 153 | 137.7 | G | 8011564263857 | 8011564263857 | 8011564263857 | 85365080
GW14757 | 4-CH P-BUTTON PANEL W/SYMB.EASY 2M TI | PANEL PRZYC. 4 KANAŁY EASY – TYTAN | 127 | 1 | NR | 125 | 1 | NR | 1.6% | OFFICIAL | 1DM06G39F1772C4100 | 40 | 1DM | BUILDING | 06G | CHORUSMART SYSTEMS | 39F | CHORUSMART KNX BUS | 1 | 1 | NR | 1617.13 | CCM | 135.001 | 36.803 | G | 0 | 0 | 0 | 0
GWA9790 | GWHOST OVER 100 PAGES + 3 CLIENTS | GWHOST PONAD 100 STRON + 3 KLIENTÓW | 7630 | 1 | NR | 7510 | 1 | NR | 1.598% | OFFICIAL | 1DM06G39F1792C8100 | 30 | 1DM | BUILDING | 06G | CHORUSMART SYSTEMS | 39F | CHORUSMART KNX BUS | 1 | 1 | NR | 7332.066 | CCM | 725.23 | 531.603 | G | 8034035024344 | 8034035024344 | 8034035024344 | 85389099
GW14799 | KNX TEMPERATURE SENSOR 1M TITANIUM | CZUJNIK TEMPERATURY KNX 1M TYTAN | 320 | 1 | NR | 315 | 1 | NR | 1.587% | OFFICIAL | 1DM06G39F1792CC100 | 30 | 1DM | BUILDING | 06G | CHORUSMART SYSTEMS | 39F | CHORUSMART KNX BUS | 1 | 1 | NR | 1617.13 | CCM | 264.556 | 166.425 | G | 8011564785038 | 8011564785038 | 8011564785038 | 90329000
GW90833 | CONTACT INTERFACE 2 CHANNEL EASY | INTERFEJS STYKÓW 2 KANAŁY EASY | 128 | 1 | NR | 126 | 1 | NR | 1.587% | OFFICIAL | 1DM06G39F1772C6100 | 40 | 1DM | BUILDING | 06G | CHORUSMART SYSTEMS | 39F | CHORUSMART KNX BUS | 1 | 4 | NR | 404.283 | CCM | 46.861 | 28.676 | G | 0 | 0 | 0 | 0
GW16950 | KEYBOARD TEST PLATE 6 CH. KNX/EASY | KLAWIATURA TESTOWA 6 MODUŁÓW KNX/EASY | 32.1 | 1 | NR | 31.6 | 1 | NR | 1.582% | OFFICIAL | 1DM06G39F1792CD100 | 30 | 1DM | BUILDING | 06G | CHORUSMART SYSTEMS | 39F | CHORUSMART KNX BUS | 1 | 12 | NR | 336.656 | CCM | 72.004 | 65.648 | G | 8011564852716 | 8011564988644 | 8011564988644 | 85389099
GW12754A | 6-CH+1ACT.P-BUT.PANEL W/SYMB EASY 3M.BK | PAN.6CH PRZYC. I SYMB.CZARN.+ATT.EASY | 257 | 1 | NR | 253 | 1 | NR | 1.581% | OFFICIAL | 1DM06G39F1772C2100 | 40 | 1DM | BUILDING | 06G | CHORUSMART SYSTEMS | 39F | CHORUSMART KNX BUS | 1 | 1 | NR | 1617.13 | CCM | 261.569 | 178.371 | G | 0 | 0 | 0 | 0
GWA9705 | INTERFACCIA KNX/IP – GUIDA DIN | INTERFEJS KNX/IP – PROW. DIN | 514 | 1 | NR | 506 | 1 | NR | 1.581% | OFFICIAL | 1DM06G39F1792CD100 | 30 | 1DM | BUILDING | 06G | CHORUSMART SYSTEMS | 39F | CHORUSMART KNX BUS | 1 | 8 | NR | 242.743 | CCM | 86.729 | 51.338 | G | 8011564892460 | 8011564892460 | 8011564911819 | 85389099
GW90854 | EASY DIMMER ACTUATOR LED CVD CHORUS | AKTUATOR ŚCIEMNIACZA LED EASY CVD CHORUS | 322 | 1 | NR | 317 | 1 | NR | 1.577% | OFFICIAL | 1DM06G39F1792CD100 | 40 | 1DM | BUILDING | 06G | CHORUSMART SYSTEMS | 39F | CHORUSMART KNX BUS | 1 | 1 | NR | 2538.78 | CCM | 321.326 | 172.526 | G | 8011564805439 | 8011564805439 | 8011564805439 | 85365080
GW90765 | KNX DIMMER ACTUATOR LED CCD | AKTUATOR ŚCIEMNIACZA LED CCD KNX | 451 | 1 | NR | 444 | 1 | NR | 1.577% | OFFICIAL | 1DM06G39F1792CD100 | 30 | 1DM | BUILDING | 06G | CHORUSMART SYSTEMS | 39F | CHORUSMART KNX BUS | 1 | 1 | NR | 2538.78 | CCM | 308.632 | 164.532 | G | 8011564805422 | 8011564805422 | 8011564805422 | 85365080
GW10797 | ACTUATOR ENGINE COMM. 1-CH 6A 2M W | AKTUATOR SILNIKA ROLET 1-KAN 6A 2M B | 260 | 1 | NR | 256 | 1 | NR | 1.562% | OFFICIAL | 1DM06G39F1792C8100 | 30 | 1DM | BUILDING | 06G | CHORUSMART SYSTEMS | 39F | CHORUSMART KNX BUS | 1 | 1 | NR | 1617.13 | CCM | 162 | 145.8 | G | 8011564263888 | 8011564263888 | 8011564263888 | 85364190
GW14762H | KNX/EASY HUM./TEMP.SENSORS TITANIUM | KNX/EASY CZUJNIKI WILG./TEMP TYTAN | 196 | 1 | NR | 193 | 1 | NR | 1.554% | OFFICIAL | 1DM06G39F1772C4100 | 30 | 1DM | BUILDING | 06G | CHORUSMART SYSTEMS | 39F | CHORUSMART KNX BUS | 1 | 1 | NR | 1617.13 | CCM | 171.085 | 39.154 | G | 8011564821996 | 8011564821996 | 8011564821996 | 90271010
GW10767 | ROLL. SH. ACTUATOR 1-CH 6A EASY 2M W | AKTUATOR ROLET 1-KAN 6A EASY 2M B | 198 | 1 | NR | 195 | 1 | NR | 1.538% | OFFICIAL | 1DM06G39F1772C0100 | 40 | 1DM | BUILDING | 06G | CHORUSMART SYSTEMS | 39F | CHORUSMART KNX BUS | 1 | 1 | NR | 1617.13 | CCM | 168 | 151.2 | G | 0 | 0 | 0 | 0
GWA9471 | KEYBOARD MODULE 6 CH. EASY INTERC. SYMB. | MODUŁ KLAWIATURY 6 KAN. EASY WYM. SYMB. | 198 | 1 | NR | 195 | 1 | NR | 1.538% | OFFICIAL | 1DM06G39F1792CD100 | 40 | 1DM | BUILDING | 06G | CHORUSMART SYSTEMS | 39F | CHORUSMART KNX BUS | 1 | 1 | NR | 1617.13 | CCM | 155.961 | 49.963 | G | 0 | 0 | 0 | 0
GWA9108 | ACTUATOR 8-CH 10AX KNX DIN RAIL | PRZEKAŹNIK PRZEŁĄCZANIA 8 CAN.10AX KNX | 595 | 1 | NR | 586 | 1 | NR | 1.536% | OFFICIAL | 1DM06G39F1792CD100 | 30 | 1DM | BUILDING | 06G | CHORUSMART SYSTEMS | 39F | CHORUSMART KNX BUS | 1 | 1 | NR | 2538.78 | CCM | 450.54 | 292.44 | G | 8011564865013 | 8011564865013 | 8011564865013 | 85364190
GW90852 | ROLL. SH. ACTUATOR 4-CH 6A EASY DIN | AKTUATOR ROLET 4-KAN 6A EASY DIN | 529 | 1 | NR | 521 | 1 | NR | 1.536% | OFFICIAL | 1DM06G39F1772C6100 | 40 | 1DM | BUILDING | 06G | CHORUSMART SYSTEMS | 39F | CHORUSMART KNX BUS | 1 | 1 | NR | 2538.78 | CCM | 430 | 387 | G | 8011564718524 | 8011564718524 | 8011564718524 | 85364190
GW10799H | KNX HUMIDITY/TEMPERATURE SENSORS WHITE | CZUJNIKI TEMPERATURY/WILG. KNX 1M BIAŁE | 400 | 1 | NR | 394 | 1 | NR | 1.523% | OFFICIAL | 1DM06G39F1792C8100 | 30 | 1DM | BUILDING | 06G | CHORUSMART SYSTEMS | 39F | CHORUSMART KNX BUS | 1 | 1 | NR | 1617.13 | CCM | 250.786 | 118.855 | G | 8011564809123 | 8011564809123 | 8011564809123 | 90329000
GW10764H | F.M.EASY TIMED THERMOSTAT+HUM.MAN.3M W. | PODTY.TERMOST EASY Z TIMER+STER.WIL.3M B | 467 | 1 | NR | 460 | 1 | NR | 1.522% | OFFICIAL | 1DM06G39F1772C0100 | 40 | 1DM | BUILDING | 06G | CHORUSMART SYSTEMS | 39F | CHORUSMART KNX BUS | 1 | 1 | NR | 1617.13 | CCM | 189.215 | 92.115 | G | 0 | 0 | 0 | 0
GW10785A | 6-CH +1RS ACT.P-BUT.PANEL W/SY KNX 3M.WH | PAN.6CH PRZYC. I SYMB.BIAŁA+COM.MOT.KNX | 334 | 1 | NR | 329 | 1 | NR | 1.52% | OFFICIAL | 1DM06G39F1792C8100 | 30 | 1DM | BUILDING | 06G | CHORUSMART SYSTEMS | 39F | CHORUSMART KNX BUS | 1 | 1 | NR | 1617.13 | CCM | 281.569 | 193.371 | G | 8011564876248 | 8011564876248 | 8011564876248 | 85365080
GW90764 | KNX DIMMER ACTUATOR LED CVD | AKTUATOR ŚCIEMNIACZA LED CVD KNX | 403 | 1 | NR | 397 | 1 | NR | 1.511% | OFFICIAL | 1DM06G39F1792CD100 | 30 | 1DM | BUILDING | 06G | CHORUSMART SYSTEMS | 39F | CHORUSMART KNX BUS | 1 | 1 | NR | 2538.78 | CCM | 331.165 | 172.166 | G | 8011564805415 | 8011564805415 | 8011564805415 | 85365080
GW14754A | 6-CH+1ACT.P-BUT.PANEL W/SYMB EASY 3M.TI | PAN.6CH PRZYC. I SYMB.TYT.+ATT.EASY | 269 | 1 | NR | 265 | 1 | NR | 1.509% | OFFICIAL | 1DM06G39F1772C4100 | 40 | 1DM | BUILDING | 06G | CHORUSMART SYSTEMS | 39F | CHORUSMART KNX BUS | 1 | 1 | NR | 1617.13 | CCM | 261.569 | 178.371 | G | 0 | 0 | 0 | 0
GW14786 | IR+LIGHT-SEN DETECTOR EIB TITANIUM | CZUJNIK IR+ŚWIATŁO EIB TYTAN | 269 | 1 | NR | 265 | 1 | NR | 1.509% | OFFICIAL | 1DM06G39F1792CC100 | 30 | 1DM | BUILDING | 06G | CHORUSMART SYSTEMS | 39F | CHORUSMART KNX BUS | 1 | 1 | NR | 1617.13 | CCM | 152 | 136.8 | G | 8011564278769 | 8011564278769 | 8011564278769 | 85365080
GW10765H | F.M. EASY THERMOSTAT+HUM.MAN 3M WHITE | PODTYN. TERMOSTAT EASY +STER.WILG. 3M B | 338 | 1 | NR | 333 | 1 | NR | 1.502% | OFFICIAL | 1DM06G39F1772C0100 | 40 | 1DM | BUILDING | 06G | CHORUSMART SYSTEMS | 39F | CHORUSMART KNX BUS | 1 | 1 | NR | 1617.13 | CCM | 148.965 | 52.165 | G | 0 | 0 | 0 | 0
GW90876 | KNX INTERFACE ENERGY METER | MIERNIK ENERGII INTERFEJS KNX | 339 | 1 | NR | 334 | 1 | NR | 1.497% | OFFICIAL | 1DM06G39F1792CD100 | 30 | 1DM | BUILDING | 06G | CHORUSMART SYSTEMS | 39F | CHORUSMART KNX BUS | 1 | 5 | NR | 388.388 | CCM | 43.65 | 43.65 | G | 8011564812420 | 8011564812420 | 8011564949614 | 85389099
GW14797 | ACTUATOR ENGINE COMM. 1-CH 6A 2M T | AKTUATOR SILNIKA ROLET 1-KAN 6A 2M T | 272 | 1 | NR | 268 | 1 | NR | 1.493% | OFFICIAL | 1DM06G39F1792CC100 | 30 | 1DM | BUILDING | 06G | CHORUSMART SYSTEMS | 39F | CHORUSMART KNX BUS | 1 | 1 | NR | 1617.13 | CCM | 155 | 150 | G | 8011564278806 | 8011564278806 | 8011564278806 | 85364190
GWA9301 | UNIVERSAL DIMMER KNX 1 CHAN.500W DIN R. | ŚCIEMNIACZ UNIWER. KNX 1KAN.500W SZY DIN | 480 | 1 | NR | 473 | 1 | NR | 1.48% | OFFICIAL | 1DM06G39F1792CD100 | 30 | 1DM | BUILDING | 06G | CHORUSMART SYSTEMS | 39F | CHORUSMART KNX BUS | 1 | 4 | NR | 2725.125 | CCM | 208.815 | 82.182 | G | 8011564824997 | 8011564824997 | 8011564824997 | 85365080
GW10782 | P-BUTTON PANEL, FL-MOUNTING, 4-CH EIB W | PANEL PRZYCISKÓW PODTYNKOWY 4-KAN EIB B | 206 | 1 | NR | 203 | 1 | NR | 1.478% | OFFICIAL | 1DM06G39F1792C8100 | 40 | 1DM | BUILDING | 06G | CHORUSMART SYSTEMS | 39F | CHORUSMART KNX BUS | 1 | 1 | NR | 1617.13 | CCM | 138 | 124.2 | G | 8011564263826 | 8011564263826 | 8011564263826 | 85365080
GW90721A | KNX CONTACT INTERFACE 4 CHANNEL | INTERFEJS STYKI KNX 4 KANAŁY | 206 | 1 | NR | 203 | 1 | NR | 1.478% | OFFICIAL | 1DM06G39F1792CD100 | 30 | 1DM | BUILDING | 06G | CHORUSMART SYSTEMS | 39F | CHORUSMART KNX BUS | 1 | 4 | NR | 404.283 | CCM | 60.037 | 34.704 | G | 8011564794016 | 8011564794016 | 8011564794016 | 85389099
GW12764H | F.M.EASY TIMED THERMOSTAT+HUM.MAN.3M B. | PODTY.TERMOST EASY Z TIMER+STER.WIL.3M C | 481 | 1 | NR | 474 | 1 | NR | 1.477% | OFFICIAL | 1DM06G39F1772C2100 | 40 | 1DM | BUILDING | 06G | CHORUSMART SYSTEMS | 39F | CHORUSMART KNX BUS | 1 | 1 | NR | 1617.13 | CCM | 229.793 | 90.925 | G | 0 | 0 | 0 | 0
GW14767 | ROLL. SH. ACTUATOR 1-CH 6A EASY 2M T | AKTUATOR ROLET 1-KAN 6A EASY 2M T | 208 | 1 | NR | 205 | 1 | NR | 1.463% | OFFICIAL | 1DM06G39F1772C4100 | 40 | 1DM | BUILDING | 06G | CHORUSMART SYSTEMS | 39F | CHORUSMART KNX BUS | 1 | 1 | NR | 1617.13 | CCM | 156 | 140.4 | G | 0 | 0 | 0 | 0
GWA9103 | KNX 3-CH 16AX ACTUATOR WITH ENERGY METER | AKTUATOR 3-KAN. 16AX KNX STEROW.OBCIĄŻ | 417 | 1 | NR | 411 | 1 | NR | 1.46% | OFFICIAL | 1DM06G39F1792CD100 | 30 | 1DM | BUILDING | 06G | CHORUSMART SYSTEMS | 39F | CHORUSMART KNX BUS | 1 | 1 | NR | 2538.78 | CCM | 519.744 | 360.713 | G | 8034035012556 | 8034035012556 | 8034035012556 | 85364190
GW10756 | IR+LIGHT-SEN DETECTOR EASY WHITE | CZUJNIK IR+ŚWIATŁO EASY BIAŁY | 209 | 1 | NR | 206 | 1 | NR | 1.456% | OFFICIAL | 1DM06G39F1772C0100 | 40 | 1DM | BUILDING | 06G | CHORUSMART SYSTEMS | 39F | CHORUSMART KNX BUS | 1 | 1 | NR | 1617.13 | CCM | 159 | 143.1 | G | 0 | 0 | 0 | 0
GW12765H | F.M. EASY THERMOSTAT+HUM.MAN 3M BLACK | PODTYNK. TERMOSTAT EASY +STER.WILG. 3M C | 350 | 1 | NR | 345 | 1 | NR | 1.449% | OFFICIAL | 1DM06G39F1772C2100 | 40 | 1DM | BUILDING | 06G | CHORUSMART SYSTEMS | 39F | CHORUSMART KNX BUS | 1 | 1 | NR | 1617.13 | CCM | 185.423 | 51.555 | G | 0 | 0 | 0 | 0
GW12782 | P-BUTTON PANEL, FL-MOUNTING, 4-CH EIB B | PANEL PRZYCISKÓW PODTYNKOWY 4-KAN EIB C | 210 | 1 | NR | 207 | 1 | NR | 1.449% | OFFICIAL | 1DM06G39F1792CA100 | 40 | 1DM | BUILDING | 06G | CHORUSMART SYSTEMS | 39F | CHORUSMART KNX BUS | 1 | 1 | NR | 1617.13 | CCM | 137 | 123.3 | G | 8011564278639 | 8011564278639 | 8011564278639 | 85365080
GW13782 | P-BUTTON PANEL, FL-MOUNTING, 4-CH EIB B | PANEL PRZYC. PRZYCH. 4 CAN.BEŻ | 210 | 1 | NR | 207 | 1 | NR | 1.449% | OFFICIAL | 1DM06G39F1790N4100 | 40 | 1DM | BUILDING | 06G | CHORUSMART SYSTEMS | 39F | CHORUSMART KNX BUS | 1 | 1 | NR | 1617.13 | CCM | 137 | 123 | G | 8034035074158 | 8034035074158 | 8034035074158 | 85365080
GW15782 | P-BUTTON PANEL, FL-MOUNTING, 4-CH EIB W | PANEL PRZYC. WEJŚ. 4 CAN.BIAŁY | 210 | 1 | NR | 207 | 1 | NR | 1.449% | OFFICIAL | 1DM06G39F1790N2100 | 40 | 1DM | BUILDING | 06G | CHORUSMART SYSTEMS | 39F | CHORUSMART KNX BUS | 1 | 1 | NR | 1617.13 | CCM | 137 | 123 | G | 8034035076855 | 8034035076855 | 8034035076855 | 85365080
GW90872A | GATEWAY KNX/DALI 64/16 IP – DIN RAIL | BRAMKA KNX/DALI 64/16 IP – SZYNA DIN | 1400 | 1 | NR | 1380 | 1 | NR | 1.449% | OFFICIAL | 1DM06G39F1792CD100 | 40 | 1DM | BUILDING | 06G | CHORUSMART SYSTEMS | 39F | CHORUSMART KNX BUS | 1 | 4 | NR | 2725.125 | CCM | 303.364 | 154.214 | G | 8011564855113 | 8011564855113 | 8011564990791 | 85389099
GWA9801 | KNX SINGLE PHASE ENERGY METER DIRECT 32A | JEDNOFAZ.MIERNIK ENERGII BEZPOŚR.KNX 32A | 286 | 1 | NR | 282 | 1 | NR | 1.418% | OFFICIAL | 1DM06G39F1792CD100 | 30 | 1DM | BUILDING | 06G | CHORUSMART SYSTEMS | 39F | CHORUSMART KNX BUS | 1 | 6 | NR | 468.798 | CCM | 144.381 | 108.631 | G | 8034035008832 | 8034035008832 | 8034035418310 | 90283019
GW10753A | 6-CH P-BUTTON PANEL W/SYMB.EASY 3M WH | PAN.6CH PRZYC. I SYMB.BIAŁA EASY | 222 | 1 | NR | 219 | 1 | NR | 1.37% | OFFICIAL | 1DM06G39F1772C0100 | 40 | 1DM | BUILDING | 06G | CHORUSMART SYSTEMS | 39F | CHORUSMART KNX BUS | 1 | 1 | NR | 1617.13 | CCM | 283.259 | 192.059 | G | 0 | 0 | 0 | 0
GW12796 | ACTUATOR 1-CH 16A 2M, BLACK | AKTUATOR 1-KAN 16A 2M, CZARNY | 222 | 1 | NR | 219 | 1 | NR | 1.37% | OFFICIAL | 1DM06G39F1792CA100 | 30 | 1DM | BUILDING | 06G | CHORUSMART SYSTEMS | 39F | CHORUSMART KNX BUS | 1 | 1 | NR | 1617.13 | CCM | 158 | 142.2 | G | 8011564278691 | 8011564278691 | 8011564278691 | 85364190
GW13796 | ACTUATOR 1-CH 16A 2M, BEIGE | WYKR. RUCHU.PODCZERWIEŃ 1M BEŻ | 222 | 1 | NR | 219 | 1 | NR | 1.37% | OFFICIAL | 1DM06G39F1790N4100 | 30 | 1DM | BUILDING | 06G | CHORUSMART SYSTEMS | 39F | CHORUSMART KNX BUS | 1 | 1 | NR | 1617.13 | CCM | 296.169 | 164.238 | G | 8034035074233 | 8034035074233 | 8034035074233 | 85364190
GW15796 | ACTUATOR 1-CH 16A 2M, WHITE | WYWOŁYWACZ 1 KANAŁY 16A 2M BIAŁY | 222 | 1 | NR | 219 | 1 | NR | 1.37% | OFFICIAL | 1DM06G39F1790N2100 | 30 | 1DM | BUILDING | 06G | CHORUSMART SYSTEMS | 39F | CHORUSMART KNX BUS | 1 | 1 | NR | 1617.13 | CCM | 289.769 | 164.238 | G | 8034035076930 | 8034035076930 | 8034035076930 | 85364190
GW14796 | ACTUATOR 1-CH 16A 2M, TITANIUM | AKTUATOR 1-KAN 16A 2M, TYTAN | 224 | 1 | NR | 221 | 1 | NR | 1.357% | OFFICIAL | 1DM06G39F1792CC100 | 30 | 1DM | BUILDING | 06G | CHORUSMART SYSTEMS | 39F | CHORUSMART KNX BUS | 1 | 1 | NR | 1617.13 | CCM | 158 | 142.2 | G | 8011564278790 | 8011564278790 | 8011564278790 | 85364190
GW10751 | BLANKING MODULE INTERFACE 4-INPUT WHITE | MODUŁ ZAŚLEPIAJĄCY INTERFEJS 4 WEJŚCIA B | 3.75 | 1 | NR | 3.7 | 1 | NR | 1.351% | OFFICIAL | 1DM06G39F1772C0100 | 30 | 1DM | BUILDING | 06G | CHORUSMART SYSTEMS | 39F | CHORUSMART KNX BUS | 5 | 200 | NR | 31.122 | CCM | 6.365 | 5.729 | G | 8011564263321 | 8011564625426 | 8011564625419 | 85389099
GW90585 | KNX CABLE 2X2X0,8MM LSZH CCA CLASS | PRZEWÓD KNX 2X2X0,8MM LSZH KLASA CCA | 2.28 | 1 | M | 2.25 | 1 | M | 1.333% | OFFICIAL | 1DM06G39F1792CD100 | 30 | 1DM | BUILDING | 06G | CHORUSMART SYSTEMS | 39F | CHORUSMART KNX BUS | 100 | 100 | M | 45 | CCM | 56.5 | 50.85 | G | 8034035030734 | 8034035434778 | 8034035434778 | 85444995
GW12559 | INTERCH. BUT. 'DND+MUR' FOR KNX PANEL BL | WYM. PRZ. „NIE PRZES+PR. SPRZ”PAN.KNX CZ | 3.9 | 1 | NR | 3.85 | 1 | NR | 1.299% | OFFICIAL | 1DM06G39F1792CA100 | 30 | 1DM | BUILDING | 06G | CHORUSMART SYSTEMS | 39F | CHORUSMART KNX BUS | 1 | 48 | NR | 58.789 | CCM | 5.354 | 5.354 | G | 8011564752252 | 8011564752252 | 8011564943360 | 85389099
GW13559 | INTERCH. BUT. 'DND+MUR' FOR KNX PANEL BE | SYMBOL DO SYG. DND+MUR PER PULS.KNX BEŻ | 3.9 | 1 | NR | 3.85 | 1 | NR | 1.299% | OFFICIAL | 1DM06G39F1790N4100 | 30 | 1DM | BUILDING | 06G | CHORUSMART SYSTEMS | 39F | CHORUSMART KNX BUS | 1 | 48 | NR | 58.789 | CCM | 6.842 | 3.883 | G | 8034035073519 | 8034035073519 | 8034035457302 | 85389099
GW14559 | INTERCH. BUT. 'DND+MUR' FOR KNX PANEL TI | WYM. PRZ. „NIE PRZES+PR. SPRZ”PAN.KNX T | 3.9 | 1 | NR | 3.85 | 1 | NR | 1.299% | OFFICIAL | 1DM06G39F1792CC100 | 30 | 1DM | BUILDING | 06G | CHORUSMART SYSTEMS | 39F | CHORUSMART KNX BUS | 1 | 48 | NR | 58.789 | CCM | 5.417 | 5.416 | G | 8011564752269 | 8011564752269 | 8011564943377 | 85389099
GW15559 | INTERCH. BUT. 'DND+MUR' FOR KNX PANEL WH | PRZYC. GEMME DND+MUR PDO PRZYC.KNX BIA | 3.9 | 1 | NR | 3.85 | 1 | NR | 1.299% | OFFICIAL | 1DM06G39F1790N2100 | 30 | 1DM | BUILDING | 06G | CHORUSMART SYSTEMS | 39F | CHORUSMART KNX BUS | 1 | 48 | NR | 58.789 | CCM | 6.842 | 3.883 | G | 8034035076213 | 8034035076213 | 8034035461040 | 85389099
GW14787 | 4-CH P-BUTTON PANEL W/SYMB.KNX 2M TI | PANEL PRZYC. 4 KANAŁY KNX – TYTAN | 157 | 1 | NR | 155 | 1 | NR | 1.29% | OFFICIAL | 1DM06G39F1792CC100 | 30 | 1DM | BUILDING | 06G | CHORUSMART SYSTEMS | 39F | CHORUSMART KNX BUS | 1 | 1 | NR | 1617.13 | CCM | 135.001 | 36.803 | G | 8011564895317 | 8011564895317 | 8011564895317 | 85389099
GW90584 | KNX CABLE 1X2X0,8MM LSZH CCA CLASS | PRZEWÓD KNX 1X2X0,8MM LSZH KLASA CCA | 1.57 | 1 | M | 1.55 | 1 | M | 1.29% | OFFICIAL | 1DM06G39F1792CD100 | 30 | 1DM | BUILDING | 06G | CHORUSMART SYSTEMS | 39F | CHORUSMART KNX BUS | 100 | 100 | M | 45 | CCM | 34.016 | 34.016 | G | 8034035030727 | 8034035434761 | 8034035434761 | 85444995
GW10769 | EASY TEMPERATURE SENSOR 1M WHITE | CZUJNIK TEMPERATURY EASY 1M BIAŁY | 236 | 1 | NR | 233 | 1 | NR | 1.288% | OFFICIAL | 1DM06G39F1772C0100 | 40 | 1DM | BUILDING | 06G | CHORUSMART SYSTEMS | 39F | CHORUSMART KNX BUS | 1 | 1 | NR | 1617.13 | CCM | 127.624 | 25.626 | G | 0 | 0 | 0 | 0
GW90727 | KNX CONTACT INTERFACE 2 CHANNEL | INTERFEJS STYKI KNX 2 KANAŁY | 159 | 1 | NR | 157 | 1 | NR | 1.274% | OFFICIAL | 1DM06G39F1792CD100 | 30 | 1DM | BUILDING | 06G | CHORUSMART SYSTEMS | 39F | CHORUSMART KNX BUS | 1 | 4 | NR | 404.283 | CCM | 50 | 45 | G | 8011564794023 | 8011564794023 | 8011564794023 | 85176200
GW10559 | INTERCH. BUT. 'DND+MUR' FOR KNX PANEL WH | WYM. PRZ. „NIE PRZESZ+PR. SPRZ”PAN.KNX B | 4.05 | 1 | NR | 4 | 1 | NR | 1.25% | OFFICIAL | 1DM06G39F1792C8100 | 30 | 1DM | BUILDING | 06G | CHORUSMART SYSTEMS | 39F | CHORUSMART KNX BUS | 1 | 48 | NR | 58.789 | CCM | 5.396 | 5.395 | G | 8011564752221 | 8011564752221 | 8011564943346 | 85389099
GW12751 | BLANKING MODULE INTERFACE 4-INPUT BLACK | MODUŁ ZAŚLEPIAJĄCY INTERFEJS 4 MOD. CZAR | 4.1 | 1 | NR | 4.05 | 1 | NR | 1.235% | OFFICIAL | 1DM06G39F1772C2100 | 30 | 1DM | BUILDING | 06G | CHORUSMART SYSTEMS | 39F | CHORUSMART KNX BUS | 5 | 200 | NR | 31.122 | CCM | 6.27 | 5.643 | G | 8011564276901 | 8011564625389 | 8011564625396 | 85389099
GW13751 | BLANKING MODULE INTERFACE 4-INPUT BEIGE | MODUŁ ZAŚLEP. INTERFEJS 4 WEJŚCIA BEŻ | 4.1 | 1 | NR | 4.05 | 1 | NR | 1.235% | OFFICIAL | 1DM06G39F1770KU100 | 30 | 1DM | BUILDING | 06G | CHORUSMART SYSTEMS | 39F | CHORUSMART KNX BUS | 5 | 200 | NR | 31.122 | CCM | 19.131 | 6.105 | G | 8034035074011 | 8034035457845 | 8034035457852 | 85389099
GW15751 | BLANKING MODULE INTERFACE 4-INPUT WHITE | MODUŁ ZAŚLEP. INTERF. 4 WEJŚCIA BIAŁY | 4.1 | 1 | NR | 4.05 | 1 | NR | 1.235% | OFFICIAL | 1DM06G39F1770KS100 | 30 | 1DM | BUILDING | 06G | CHORUSMART SYSTEMS | 39F | CHORUSMART KNX BUS | 5 | 200 | NR | 31.122 | CCM | 19.131 | 6.105 | G | 8034035076718 | 8034035461583 | 8034035461590 | 85389099
GW12766 | ACTUATOR 1-CH 16A EASY 2M, BLACK | AKTUATOR 1-KAN 16A EASY 2M,CZARNY | 172 | 1 | NR | 170 | 1 | NR | 1.176% | OFFICIAL | 1DM06G39F1772C2100 | 40 | 1DM | BUILDING | 06G | CHORUSMART SYSTEMS | 39F | CHORUSMART KNX BUS | 1 | 1 | NR | 1617.13 | CCM | 157 | 141.3 | G | 0 | 0 | 0 | 0
GW14751 | BLANKING MOD. INTERFACE 4-INPUT TITANIUM | MOD. ZAŚLEP. INTERFEJS 4 WEJŚCIA TYTAN | 4.55 | 1 | NR | 4.5 | 1 | NR | 1.111% | OFFICIAL | 1DM06G39F1772C4100 | 30 | 1DM | BUILDING | 06G | CHORUSMART SYSTEMS | 39F | CHORUSMART KNX BUS | 5 | 200 | NR | 31.122 | CCM | 6.155 | 5.013 | G | 8011564276918 | 8011564625402 | 8011564625518 | 85389099
GW10541A | 'DND' LENS FOR KNX PANEL | SYMBOL NIE PRZESZKADZAĆ DO PANELU KNX | 0.93 | 1 | NR | 0.92 | 1 | NR | 1.087% | OFFICIAL | 1DM06G39F1772C6100 | 30 | 1DM | BUILDING | 06G | CHORUSMART SYSTEMS | 39F | CHORUSMART KNX BUS | 24 | 240 | NR | 6.738 | CCM | 0.718 | 0.298 | G | 8011564752290 | 8011564943582 | 8011564943582 | 85389099
GW10542A | 'MUR' LENS FOR KNX PANEL | SYMBOL PROSZĘ SPRZĄTNĄĆ DO PANELU KNX | 0.93 | 1 | NR | 0.92 | 1 | NR | 1.087% | OFFICIAL | 1DM06G39F1772C6100 | 30 | 1DM | BUILDING | 06G | CHORUSMART SYSTEMS | 39F | CHORUSMART KNX BUS | 24 | 240 | NR | 6.738 | CCM | 0.718 | 0.298 | G | 8011564752306 | 8011564943636 | 8011564943636 | 85389099
GW90807 | BUS CLAMP RED-BLACK | ZACISK MAGISTRALI CZERWONO-CZARNY | 4.7 | 1 | NR | 4.65 | 1 | NR | 1.075% | OFFICIAL | 1DM06G39F1792CD100 | 30 | 1DM | BUILDING | 06G | CHORUSMART SYSTEMS | 39F | CHORUSMART KNX BUS | 50 | 50 | NR | 32.4 | CCM | 3.18 | 2.862 | G | 8011564201415 | 8011564556423 | 8011564556423 | 85369010
GW90808 | BUS CLUMP WHITE-YELLOW | ZACISK MAGISTRALI BIAŁO-ŻÓŁTY | 4.7 | 1 | NR | 4.65 | 1 | NR | 1.075% | OFFICIAL | 1DM06G39F1792CD100 | 30 | 1DM | BUILDING | 06G | CHORUSMART SYSTEMS | 39F | CHORUSMART KNX BUS | 50 | 50 | NR | 32.4 | CCM | 2.462 | 1.612 | G | 8011564201422 | 8011564556430 | 8011564556430 | 85369010
GW10501A | LENS FOR KNX PUSH-BUTT.PANEL-TRANSPAR. | SYMBOL DO SYGN.KNX-PRZEŹROCZYSTY | 0.95 | 1 | NR | 0.94 | 1 | NR | 1.064% | OFFICIAL | 1DM06G39F1772C6100 | 30 | 1DM | BUILDING | 06G | CHORUSMART SYSTEMS | 39F | CHORUSMART KNX BUS | 24 | 240 | NR | 6.738 | CCM | 0.535 | 0.286 | G | 8011564890558 | 8011564908512 | 8011564908512 | 85389099
GW10502A | LENS FOR KNX PUSH-BUTT.PANEL-LIGHT | SYMBOL DO SYGN.KNX-ŚWIATŁO | 0.95 | 1 | NR | 0.94 | 1 | NR | 1.064% | OFFICIAL | 1DM06G39F1772C6100 | 30 | 1DM | BUILDING | 06G | CHORUSMART SYSTEMS | 39F | CHORUSMART KNX BUS | 24 | 240 | NR | 6.738 | CCM | 0.718 | 0.298 | G | 8011564890572 | 8011564908536 | 8011564908536 | 85389099
GW10503A | LENS FOR KNX PUSH-BUTT.PANEL-STAIR LIGHT | SYMBOL DO SYGN.KNX-ŚWIATŁO NA SCHODY | 0.95 | 1 | NR | 0.94 | 1 | NR | 1.064% | OFFICIAL | 1DM06G39F1772C6100 | 30 | 1DM | BUILDING | 06G | CHORUSMART SYSTEMS | 39F | CHORUSMART KNX BUS | 24 | 240 | NR | 6.738 | CCM | 0.545 | 0.296 | G | 8011564890589 | 8011564908567 | 8011564908567 | 85389099
GW10504A | LENS FOR KNX PUSH-BUTT.PANEL-TABLE LIGHT | SYMBOL DO SYGN.KNX-LAMPA STOŁOWA | 0.95 | 1 | NR | 0.94 | 1 | NR | 1.064% | OFFICIAL | 1DM06G39F1772C6100 | 30 | 1DM | BUILDING | 06G | CHORUSMART SYSTEMS | 39F | CHORUSMART KNX BUS | 24 | 240 | NR | 6.738 | CCM | 0.545 | 0.296 | G | 8011564890619 | 8011564908604 | 8011564908604 | 85389099
GW10505A | LENS FOR KNX PUSH-BUTT.PANEL-BELL | SYMBOL DO SYGN.KNX-DZWONEK | 0.95 | 1 | NR | 0.94 | 1 | NR | 1.064% | OFFICIAL | 1DM06G39F1772C6100 | 30 | 1DM | BUILDING | 06G | CHORUSMART SYSTEMS | 39F | CHORUSMART KNX BUS | 24 | 240 | NR | 6.738 | CCM | 0.545 | 0.296 | G | 8011564890626 | 8011564908628 | 8011564908628 | 85389099
GW10506A | LENS FOR KNX PUSH-BUTT.PANEL-BURG.ALARM | SYMBOL DO SYGN.KNX-PRZECIWWŁAM. | 0.95 | 1 | NR | 0.94 | 1 | NR | 1.064% | OFFICIAL | 1DM06G39F1772C6100 | 30 | 1DM | BUILDING | 06G | CHORUSMART SYSTEMS | 39F | CHORUSMART KNX BUS | 24 | 240 | NR | 6.738 | CCM | 0.545 | 0.296 | G | 8011564890633 | 8011564908642 | 8011564908642 | 85389099
GW10507A | LENS FOR KNX PUSH-BUTT.PANEL-KEY | SYMBOL DO SYGN.KNX-KLUCZ | 0.95 | 1 | NR | 0.94 | 1 | NR | 1.064% | OFFICIAL | 1DM06G39F1772C6100 | 30 | 1DM | BUILDING | 06G | CHORUSMART SYSTEMS | 39F | CHORUSMART KNX BUS | 24 | 240 | NR | 6.738 | CCM | 0.545 | 0.296 | G | 8011564890602 | 8011564908574 | 8011564908574 | 85389099
GW10508A | LENS FOR KNX PUSH-BUTT.PANEL-ON OFF | SYMBOL DO SYGN.KNX-ICONA ON OFF | 0.95 | 1 | NR | 0.94 | 1 | NR | 1.064% | OFFICIAL | 1DM06G39F1772C6100 | 30 | 1DM | BUILDING | 06G | CHORUSMART SYSTEMS | 39F | CHORUSMART KNX BUS | 24 | 240 | NR | 6.738 | CCM | 0.545 | 0.296 | G | 8011564890640 | 8011564908666 | 8011564908666 | 85389099
GW10509A | LENS FOR KNX PUSH-BUTT.PANEL-ON | SYMBOL DO SYGN.KNX-ON | 0.95 | 1 | NR | 0.94 | 1 | NR | 1.064% | OFFICIAL | 1DM06G39F1772C6100 | 30 | 1DM | BUILDING | 06G | CHORUSMART SYSTEMS | 39F | CHORUSMART KNX BUS | 24 | 240 | NR | 6.738 | CCM | 0.545 | 0.296 | G | 8011564890749 | 8011564908802 | 8011564908802 | 85389099
GW10510A | LENS FOR KNX PUSH-BUTT.PANEL-OFF | SYMBOL DO SYGN.KNX-OFF | 0.95 | 1 | NR | 0.94 | 1 | NR | 1.064% | OFFICIAL | 1DM06G39F1772C6100 | 30 | 1DM | BUILDING | 06G | CHORUSMART SYSTEMS | 39F | CHORUSMART KNX BUS | 24 | 240 | NR | 6.738 | CCM | 0.545 | 0.296 | G | 8011564890756 | 8011564908826 | 8011564908826 | 85389099
GW10511A | LENS FOR KNX PUSH-BUTT.PANEL-SOCKT.OUTL. | SYMBOL DO SYGN.KNX-GNIAZDO | 0.95 | 1 | NR | 0.94 | 1 | NR | 1.064% | OFFICIAL | 1DM06G39F1772C6100 | 30 | 1DM | BUILDING | 06G | CHORUSMART SYSTEMS | 39F | CHORUSMART KNX BUS | 24 | 240 | NR | 6.738 | CCM | 0.718 | 0.298 | G | 8011564890763 | 8011564908840 | 8011564908840 | 85389099
GW10512A | LENS FOR KNX PUSH-BUTT.PANEL-DIMMER | SYMBOL DO SYGN.KNX-DIMMER | 0.95 | 1 | NR | 0.94 | 1 | NR | 1.064% | OFFICIAL | 1DM06G39F1772C6100 | 30 | 1DM | BUILDING | 06G | CHORUSMART SYSTEMS | 39F | CHORUSMART KNX BUS | 24 | 240 | NR | 6.738 | CCM | 0.545 | 0.296 | G | 8011564890770 | 8011564908864 | 8011564908864 | 85389099
GW10513A | LENS FOR KNX PUSH-BUTT.PANEL-DIMMER INC | SYMBOL DO SYGN.KNX-ŚCIEMNIACZ ZWIĘK | 0.95 | 1 | NR | 0.94 | 1 | NR | 1.064% | OFFICIAL | 1DM06G39F1772C6100 | 30 | 1DM | BUILDING | 06G | CHORUSMART SYSTEMS | 39F | CHORUSMART KNX BUS | 24 | 240 | NR | 6.738 | CCM | 0.545 | 0.296 | G | 8011564890794 | 8011564908895 | 8011564908895 | 85389099
GW10514A | LENS FOR KNX PUSH-BUTT.PANEL-DIMMER DEC | SYMBOL DO SYGN.KNX-ŚCIEMNIACZ ZMNIEJ. | 0.95 | 1 | NR | 0.94 | 1 | NR | 1.064% | OFFICIAL | 1DM06G39F1772C6100 | 30 | 1DM | BUILDING | 06G | CHORUSMART SYSTEMS | 39F | CHORUSMART KNX BUS | 24 | 240 | NR | 6.738 | CCM | 0.545 | 0.296 | G | 8011564890923 | 8011564908932 | 8011564908932 | 85389099
GW10515A | LENS FOR KNX PUSH-BUTT.PANEL-ARROW | SYMBOL DO SYGN.KNX-STRZAŁKA | 0.95 | 1 | NR | 0.94 | 1 | NR | 1.064% | OFFICIAL | 1DM06G39F1772C6100 | 30 | 1DM | BUILDING | 06G | CHORUSMART SYSTEMS | 39F | CHORUSMART KNX BUS | 24 | 240 | NR | 6.738 | CCM | 0.545 | 0.296 | G | 8011564890930 | 8011564908956 | 8011564908956 | 85389099
GW10516A | LENS FOR KNX PUSH-BUTT.PANEL-OPEN | SYMBOL DO SYGN.KNX-OTWIERA SIĘ | 0.95 | 1 | NR | 0.94 | 1 | NR | 1.064% | OFFICIAL | 1DM06G39F1772C6100 | 30 | 1DM | BUILDING | 06G | CHORUSMART SYSTEMS | 39F | CHORUSMART KNX BUS | 24 | 240 | NR | 6.738 | CCM | 0.545 | 0.296 | G | 8011564890947 | 8011564908970 | 8011564908970 | 85389099
GW10517A | LENS FOR KNX PUSH-BUTT.PANEL-CLOSE | SYMBOL DO SYGN.KNX-ZAMYKA SIĘ | 0.95 | 1 | NR | 0.94 | 1 | NR | 1.064% | OFFICIAL | 1DM06G39F1772C6100 | 30 | 1DM | BUILDING | 06G | CHORUSMART SYSTEMS | 39F | CHORUSMART KNX BUS | 24 | 240 | NR | 6.738 | CCM | 0.545 | 0.296 | G | 8011564890954 | 8011564908994 | 8011564908994 | 85389099
GW10518A | LENS FOR KNX PUSH-BUTT.PANEL-ROLL.SHUTT. | SYMBOL DO SYGN.KNX-ROLETA | 0.95 | 1 | NR | 0.94 | 1 | NR | 1.064% | OFFICIAL | 1DM06G39F1772C6100 | 30 | 1DM | BUILDING | 06G | CHORUSMART SYSTEMS | 39F | CHORUSMART KNX BUS | 24 | 240 | NR | 6.738 | CCM | 0.545 | 0.296 | G | 8011564890961 | 8011564909014 | 8011564909014 | 85389099
GW10519A | LENS FOR KNX PUSH-BUTT.PANEL-SHUTTER UP | SYMBOL DO SYGN.KNX-DO GÓRY | 0.95 | 1 | NR | 0.94 | 1 | NR | 1.064% | OFFICIAL | 1DM06G39F1772C6100 | 30 | 1DM | BUILDING | 06G | CHORUSMART SYSTEMS | 39F | CHORUSMART KNX BUS | 24 | 240 | NR | 6.738 | CCM | 0.545 | 0.296 | G | 8011564890978 | 8011564909038 | 8011564909038 | 85389099
GW10520A | LENS FOR KNX PUSH-BUTT.PANEL-SHUTTER DW | SYMBOL DO SYGN.KNX-NA DÓŁ | 0.95 | 1 | NR | 0.94 | 1 | NR | 1.064% | OFFICIAL | 1DM06G39F1772C6100 | 30 | 1DM | BUILDING | 06G | CHORUSMART SYSTEMS | 39F | CHORUSMART KNX BUS | 24 | 240 | NR | 6.738 | CCM | 0.545 | 0.296 | G | 8011564890985 | 8011564909052 | 8011564909052 | 85389099
GW10521A | LENS FOR KNX PUSH-BUTT.PANEL-CURTAIN OPE | SYMBOL DO SYGN.KNX-ŻALUZJA OTWIERA SIĘ | 0.95 | 1 | NR | 0.94 | 1 | NR | 1.064% | OFFICIAL | 1DM06G39F1772C6100 | 30 | 1DM | BUILDING | 06G | CHORUSMART SYSTEMS | 39F | CHORUSMART KNX BUS | 24 | 240 | NR | 6.738 | CCM | 0.545 | 0.296 | G | 8011564890992 | 8011564909076 | 8011564909076 | 85389099
GW10522A | LENS FOR KNX PUSH-BUTT.PANEL-CURTAIN CLO | SYMBOL DO SYGN.KNX-ŻALUZJA ZAMYKA SIĘ | 0.95 | 1 | NR | 0.94 | 1 | NR | 1.064% | OFFICIAL | 1DM06G39F1772C6100 | 30 | 1DM | BUILDING | 06G | CHORUSMART SYSTEMS | 39F | CHORUSMART KNX BUS | 24 | 240 | NR | 6.738 | CCM | 0.545 | 0.296 | G | 8011564891005 | 8011564909090 | 8011564909090 | 85389099
GW10523A | LENS FOR KNX PUSH-BUTT.PANEL-FLOOR LIGHT | SYMBOL DO SYGN.KNX-STOJĄCA | 0.95 | 1 | NR | 0.94 | 1 | NR | 1.064% | OFFICIAL | 1DM06G39F1772C6100 | 30 | 1DM | BUILDING | 06G | CHORUSMART SYSTEMS | 39F | CHORUSMART KNX BUS | 24 | 240 | NR | 6.738 | CCM | 0.545 | 0.296 | G | 8011564891012 | 8011564909113 | 8011564909113 | 85389099
GW10524A | LENS FOR KNX PUSH-BUTT.PANEL-CEIL.LIGHT | SYMBOL DO SYGN.KNX-ŻYRANDOL | 0.95 | 1 | NR | 0.94 | 1 | NR | 1.064% | OFFICIAL | 1DM06G39F1772C6100 | 30 | 1DM | BUILDING | 06G | CHORUSMART SYSTEMS | 39F | CHORUSMART KNX BUS | 24 | 240 | NR | 6.738 | CCM | 0.545 | 0.296 | G | 8011564891029 | 8011564909137 | 8011564909137 | 85389099
GW10525A | LENS FOR KNX PUSH-BUTT.PANEL-WALL LIGHT | SYMBOL DO SYGN.KNX-KINKIET | 0.95 | 1 | NR | 0.94 | 1 | NR | 1.064% | OFFICIAL | 1DM06G39F1772C6100 | 30 | 1DM | BUILDING | 06G | CHORUSMART SYSTEMS | 39F | CHORUSMART KNX BUS | 24 | 240 | NR | 6.738 | CCM | 0.545 | 0.296 | G | 8011564891036 | 8011564909151 | 8011564909151 | 85389099
GW10526A | LENS FOR KNX PUSH-BUTT.PANEL-AISLE LIGHT | SYMBOL DO SYGN.KNX-ŚWIATŁO KORYTARZOWE | 0.95 | 1 | NR | 0.94 | 1 | NR | 1.064% | OFFICIAL | 1DM06G39F1772C6100 | 30 | 1DM | BUILDING | 06G | CHORUSMART SYSTEMS | 39F | CHORUSMART KNX BUS | 24 | 240 | NR | 6.738 | CCM | 0.545 | 0.296 | G | 8011564891043 | 8011564909175 | 8011564909175 | 85389099
GW10527A | LENS FOR KNX PUSH-BUTT.PANEL-SCENARIO | SYMBOL DO SYGN.KNX-SCANA | 0.95 | 1 | NR | 0.94 | 1 | NR | 1.064% | OFFICIAL | 1DM06G39F1772C6100 | 30 | 1DM | BUILDING | 06G | CHORUSMART SYSTEMS | 39F | CHORUSMART KNX BUS | 24 | 240 | NR | 6.738 | CCM | 0.545 | 0.296 | G | 8011564891050 | 8011564909199 | 8011564909199 | 85389099
GW10528A | LENS FOR KNX PUSH-BUTT.PANEL-PARTY | SYMBOL DO SYGN.KNX-PARTY | 0.95 | 1 | NR | 0.94 | 1 | NR | 1.064% | OFFICIAL | 1DM06G39F1772C6100 | 30 | 1DM | BUILDING | 06G | CHORUSMART SYSTEMS | 39F | CHORUSMART KNX BUS | 24 | 240 | NR | 6.738 | CCM | 0.545 | 0.296 | G | 8011564891067 | 8011564909212 | 8011564909212 | 85389099
GW10529A | LENS FOR KNX PUSH-BUTT.PANEL-IN | SYMBOL DO SYGN.KNX-WCHODZĘ | 0.95 | 1 | NR | 0.94 | 1 | NR | 1.064% | OFFICIAL | 1DM06G39F1772C6100 | 30 | 1DM | BUILDING | 06G | CHORUSMART SYSTEMS | 39F | CHORUSMART KNX BUS | 24 | 240 | NR | 6.738 | CCM | 0.545 | 0.296 | G | 8011564891074 | 8011564909236 | 8011564909236 | 85389099
GW10530A | LENS FOR KNX PUSH-BUTT.PANEL-OUT | SYMBOL DO SYGN.KNX-WYCHODZĘ | 0.95 | 1 | NR | 0.94 | 1 | NR | 1.064% | OFFICIAL | 1DM06G39F1772C6100 | 30 | 1DM | BUILDING | 06G | CHORUSMART SYSTEMS | 39F | CHORUSMART KNX BUS | 24 | 240 | NR | 6.738 | CCM | 0.718 | 0.298 | G | 8011564891081 | 8011564909250 | 8011564909250 | 85389099
GW10531A | LENS FOR KNX PUSH-BUTT.PANEL-GOOD MORN. | SYMBOL DO SYGN.KNX-DZIEŃ DOBRY | 0.95 | 1 | NR | 0.94 | 1 | NR | 1.064% | OFFICIAL | 1DM06G39F1772C6100 | 30 | 1DM | BUILDING | 06G | CHORUSMART SYSTEMS | 39F | CHORUSMART KNX BUS | 24 | 240 | NR | 6.738 | CCM | 0.545 | 0.296 | G | 8011564891098 | 8011564909274 | 8011564909274 | 85389099
GW10532A | LENS FOR KNX PUSH-BUTT.PANEL-GOOD NIGHT | SYMBOL DO SYGN.KNX-DOBRANOC | 0.95 | 1 | NR | 0.94 | 1 | NR | 1.064% | OFFICIAL | 1DM06G39F1772C6100 | 30 | 1DM | BUILDING | 06G | CHORUSMART SYSTEMS | 39F | CHORUSMART KNX BUS | 24 | 240 | NR | 6.738 | CCM | 0.545 | 0.296 | G | 8011564891104 | 8011564909298 | 8011564909298 | 85389099
GW10533A | LENS FOR KNX PUSH-BUTT.PANEL-TV | SYMBOL DO SYGN.KNX-TV | 0.95 | 1 | NR | 0.94 | 1 | NR | 1.064% | OFFICIAL | 1DM06G39F1772C6100 | 30 | 1DM | BUILDING | 06G | CHORUSMART SYSTEMS | 39F | CHORUSMART KNX BUS | 24 | 240 | NR | 6.738 | CCM | 0.545 | 0.296 | G | 8011564891128 | 8011564909342 | 8011564909342 | 85389099
GW10534A | LENS FOR KNX PUSH-BUTT.PANEL-HEATING | SYMBOL DO SYGN.KNX-OGRZEWANIE | 0.95 | 1 | NR | 0.94 | 1 | NR | 1.064% | OFFICIAL | 1DM06G39F1772C6100 | 30 | 1DM | BUILDING | 06G | CHORUSMART SYSTEMS | 39F | CHORUSMART KNX BUS | 24 | 240 | NR | 6.738 | CCM | 0.545 | 0.296 | G | 8011564891135 | 8011564909366 | 8011564909366 | 85389099
GW10535A | LENS FOR KNX PUSH-BUTT.PANEL-COOLING | SYMBOL DO SYGN.KNX-ODŚWIEŻANIE | 0.95 | 1 | NR | 0.94 | 1 | NR | 1.064% | OFFICIAL | 1DM06G39F1772C6100 | 30 | 1DM | BUILDING | 06G | CHORUSMART SYSTEMS | 39F | CHORUSMART KNX BUS | 24 | 240 | NR | 6.738 | CCM | 0.545 | 0.296 | G | 8011564891142 | 8011564909380 | 8011564909380 | 85389099
GW10536A | LENS FOR KNX PUSH-BUTT.PANEL-HEAT./COOL. | SYMBOL DO SYGN.KNX-ODGRZ./OCHŁADZ. | 0.95 | 1 | NR | 0.94 | 1 | NR | 1.064% | OFFICIAL | 1DM06G39F1772C6100 | 30 | 1DM | BUILDING | 06G | CHORUSMART SYSTEMS | 39F | CHORUSMART KNX BUS | 24 | 240 | NR | 6.738 | CCM | 0.545 | 0.296 | G | 8011564891159 | 8011564909403 | 8011564909403 | 85389099
GW10537A | LENS FOR KNX PUSH-BUTT.PANEL-COMFORT | SYMBOL DO SYGN.KNX-COMFORT | 0.95 | 1 | NR | 0.94 | 1 | NR | 1.064% | OFFICIAL | 1DM06G39F1772C6100 | 30 | 1DM | BUILDING | 06G | CHORUSMART SYSTEMS | 39F | CHORUSMART KNX BUS | 24 | 240 | NR | 6.738 | CCM | 0.545 | 0.296 | G | 8011564891166 | 8011564909427 | 8011564909427 | 85389099
GW10538A | LENS FOR KNX PUSH-BUTT.PANEL-PRECOMFORT | SYMBOL DO SYGN.KNX-PRECOMFORT | 0.95 | 1 | NR | 0.94 | 1 | NR | 1.064% | OFFICIAL | 1DM06G39F1772C6100 | 30 | 1DM | BUILDING | 06G | CHORUSMART SYSTEMS | 39F | CHORUSMART KNX BUS | 24 | 240 | NR | 6.738 | CCM | 0.545 | 0.296 | G | 8011564891173 | 8011564909441 | 8011564909441 | 85389099
GW10539A | LENS FOR KNX PUSH-BUTT.PANEL-ECONOMY | SYMBOL DO SYGN.KNX-ECONOMY | 0.95 | 1 | NR | 0.94 | 1 | NR | 1.064% | OFFICIAL | 1DM06G39F1772C6100 | 30 | 1DM | BUILDING | 06G | CHORUSMART SYSTEMS | 39F | CHORUSMART KNX BUS | 24 | 240 | NR | 6.738 | CCM | 0.545 | 0.296 | G | 8011564891180 | 8011564909465 | 8011564909465 | 85389099
GW10540A | LENS FOR KNX PUSH-BUTT.PANEL-AUTO | SYMBOL DO SYGN.KNX-AUTO | 0.95 | 1 | NR | 0.94 | 1 | NR | 1.064% | OFFICIAL | 1DM06G39F1772C6100 | 30 | 1DM | BUILDING | 06G | CHORUSMART SYSTEMS | 39F | CHORUSMART KNX BUS | 24 | 240 | NR | 6.738 | CCM | 0.545 | 0.296 | G | 8011564891197 | 8011564909489 | 8011564909489 | 85389099
GW12551 | INTERCH.1M BUTT.1 LENS FOR KNX PUSH-B.BK | POJ. SYGN. DO PRZYCISKU.KNX CZAR. | 2.22 | 1 | NR | 2.2 | 1 | NR | 0.9091% | OFFICIAL | 1DM06G39F1792CA100 | 30 | 1DM | BUILDING | 06G | CHORUSMART SYSTEMS | 39F | CHORUSMART KNX BUS | 4 | 48 | NR | 33.69 | CCM | 5.169 | 4.106 | G | 8011564891203 | 8011564909502 | 8011564909519 | 85389099
GW12553 | INTERCH.1M BUTT.2 LENS FOR KNX PUSH-B.BK | PRZYC. POJ. SYGN.PODW. DLA PRZYC.KNX CZ. | 2.22 | 1 | NR | 2.2 | 1 | NR | 0.9091% | OFFICIAL | 1DM06G39F1792CA100 | 30 | 1DM | BUILDING | 06G | CHORUSMART SYSTEMS | 39F | CHORUSMART KNX BUS | 4 | 48 | NR | 33.69 | CCM | 5.169 | 4.106 | G | 8011564891227 | 8011564909540 | 8011564909557 | 85389099
GW13551 | INTERCH.1M BUTT.1 LENS FOR KNX PUSH-BE | SYMBOL DO SYGN. POJ.DO PRZYC.KNX BEŻ | 2.22 | 1 | NR | 2.2 | 1 | NR | 0.9091% | OFFICIAL | 1DM06G39F1790N4100 | 30 | 1DM | BUILDING | 06G | CHORUSMART SYSTEMS | 39F | CHORUSMART KNX BUS | 4 | 48 | NR | 33.69 | CCM | 4.604 | 2.689 | G | 8034035073465 | 8034035457203 | 8034035457210 | 85389099
GW13553 | INTERCH.1M BUTT.2 LENS FOR KNX PUSH-BE | SYMB. DO SYG. PODW. DO PRZYC.KNX BEŻ | 2.22 | 1 | NR | 2.2 | 1 | NR | 0.9091% | OFFICIAL | 1DM06G39F1790N4100 | 30 | 1DM | BUILDING | 06G | CHORUSMART SYSTEMS | 39F | CHORUSMART KNX BUS | 4 | 48 | NR | 33.69 | CCM | 1 | 1 | G | 8034035073489 | 8034035457241 | 8034035457258 | 85389099
GW14551 | INTERCH.1M BUTT.1 LENS FOR KNX PUSH-B.TI | SYMBOL POJ.SYG. POJ.DO PRZYC.KNX CZAR. | 2.22 | 1 | NR | 2.2 | 1 | NR | 0.9091% | OFFICIAL | 1DM06G39F1792CC100 | 30 | 1DM | BUILDING | 06G | CHORUSMART SYSTEMS | 39F | CHORUSMART KNX BUS | 4 | 48 | NR | 33.69 | CCM | 5.169 | 4.106 | G | 8011564891265 | 8011564910966 | 8011564910973 | 85389099
GW14553 | INTERCH.1M BUTT.2 LENS FOR KNX PUSH-B.TI | SYMBOL POJ.SYG PODW. DO PRZYC.KNX TYT | 2.22 | 1 | NR | 2.2 | 1 | NR | 0.9091% | OFFICIAL | 1DM06G39F1792CC100 | 30 | 1DM | BUILDING | 06G | CHORUSMART SYSTEMS | 39F | CHORUSMART KNX BUS | 4 | 48 | NR | 33.69 | CCM | 5.169 | 4.106 | G | 8011564891289 | 8011564911017 | 8011564911062 | 85389099
GW15551 | INTERCH.1M BUTT.1 LENS FOR KNX PUSH-B.WH | PRZYC. POJ.SYMB. POJ.DO PRZYC.KNX BIA | 2.22 | 1 | NR | 2.2 | 1 | NR | 0.9091% | OFFICIAL | 1DM06G39F1790N2100 | 30 | 1DM | BUILDING | 06G | CHORUSMART SYSTEMS | 39F | CHORUSMART KNX BUS | 4 | 48 | NR | 33.69 | CCM | 4.604 | 2.689 | G | 8034035076169 | 8034035460944 | 8034035460951 | 85389099
GW15553 | INTERCH.1M BUTT.2 LENS FOR KNX PUSH-B.WH | PRZYC. POJ.GEMMA PODW. DO PRZYC.KNX BIA | 2.22 | 1 | NR | 2.2 | 1 | NR | 0.9091% | OFFICIAL | 1DM06G39F1790N2100 | 30 | 1DM | BUILDING | 06G | CHORUSMART SYSTEMS | 39F | CHORUSMART KNX BUS | 4 | 48 | NR | 33.69 | CCM | 4.417 | 4.415 | G | 8034035076183 | 8034035460982 | 8034035460999 | 85389099
GW10551 | INTERCH.1M BUTT.1 LENS FOR KNX PUSH-B.WH | POJ. SYGN. DO PRZYCISKU.KNX BIA | 2.4 | 1 | NR | 2.4 | 1 | NR | 0% | OFFICIAL | 1DM06G39F1792C8100 | 30 | 1DM | BUILDING | 06G | CHORUSMART SYSTEMS | 39F | CHORUSMART KNX BUS | 4 | 48 | NR | 33.69 | CCM | 4.509 | 3.446 | G | 8011564876378 | 8011564999671 | 8011564999688 | 85389099
GW10553 | INTERCH.1M BUTT.2 LENS FOR KNX PUSH-B.WH | PRZYC. POJ. SYGN.PODW. DLA PRZYC.KNX BIA | 2.4 | 1 | NR | 2.4 | 1 | NR | 0% | OFFICIAL | 1DM06G39F1792C8100 | 30 | 1DM | BUILDING | 06G | CHORUSMART SYSTEMS | 39F | CHORUSMART KNX BUS | 4 | 48 | NR | 33.69 | CCM | 5.156 | 4.093 | G | 8011564876392 | 8011564999916 | 8011564999923 | 85389099
GW12557 | INTERCH.1M BUTT.2 DIFF.FOR KNX PUSH-B.BK | PRZ. POJ.LOK.PODW. DLA PRZYC.KNX CZAR. | 2.4 | 1 | NR | 2.4 | 1 | NR | 0% | OFFICIAL | 1DM06G39F1792CA100 | 30 | 1DM | BUILDING | 06G | CHORUSMART SYSTEMS | 39F | CHORUSMART KNX BUS | 4 | 48 | NR | 33.69 | CCM | 5.439 | 4.376 | G | 8011564891258 | 8011564910942 | 8011564910959 | 85389099
GW13557 | INTERCH.1M BUTT.2 DIFF.FOR KNX PUSH-B.BE | SYMBOL POJ.LOK.PODW. PER PULS.KNX BEŻ | 2.4 | 1 | NR | 2.4 | 1 | NR | 0% | OFFICIAL | 1DM06G39F1790N4100 | 30 | 1DM | BUILDING | 06G | CHORUSMART SYSTEMS | 39F | CHORUSMART KNX BUS | 4 | 48 | NR | 33.69 | CCM | 6.414 | 3.009 | G | 8034035073502 | 8034035457289 | 8034035457296 | 85389099
GW14557 | INTERCH.1M BUTT.2 DIFF.FOR KNX PUSH-B.TI | SYMBOL POJ.LOKAL.PODW. DO PRZYC.KNX TYT | 2.4 | 1 | NR | 2.4 | 1 | NR | 0% | OFFICIAL | 1DM06G39F1792CC100 | 30 | 1DM | BUILDING | 06G | CHORUSMART SYSTEMS | 39F | CHORUSMART KNX BUS | 4 | 48 | NR | 33.69 | CCM | 5.439 | 4.376 | G | 8011564891302 | 8011564911093 | 8011564911116 | 85389099
GW15557 | INTERCH.1M BUTT.2 DIFF.FOR KNX PUSH-B.WH | PRZYC. POJ.LOC.PODW. DO PRZYC.KNX BIA | 2.4 | 1 | NR | 2.4 | 1 | NR | 0% | OFFICIAL | 1DM06G39F1790N2100 | 30 | 1DM | BUILDING | 06G | CHORUSMART SYSTEMS | 39F | CHORUSMART KNX BUS | 4 | 48 | NR | 33.69 | CCM | 6.414 | 3.009 | G | 8034035076206 | 8034035461026 | 8034035461033 | 85389099
GW16972CB | THERMO ICE WI-FI THERMOSTAT WHITE | TERMOSTAT THERMO ICE WI-FI BIAŁY | 593 | 1 | NR | 583 | 1 | NR | 1.715% | OFFICIAL | 1DM06G40H1812BR100 | 40 | 1DM | BUILDING | 06G | CHORUSMART SYSTEMS | 40H | CR OTHER SYSTEMS | 1 | 8 | NR | 2065 | CCM | 370.391 | 247.875 | G
GW16972CN | THERMO ICE WI-FI THERMOSTAT BLACK | TERMOSTAT THERMO ICE WI-FI CZARNY | 593 | 1 | NR | 583 | 1 | NR | 1.715% | OFFICIAL | 1DM06G40H1812BR100 | 40 | 1DM | BUILDING | 06G | CHORUSMART SYSTEMS | 40H | CR OTHER SYSTEMS | 1 | 8 | NR | 2065 | CCM | 376.051 | 253.535 | G
GW16972CT | THERMO ICE WI-FI THERMOSTAT TITANIUM | TERMOSTAT THERMO ICE WI-FI TYTAN | 593 | 1 | NR | 583 | 1 | NR | 1.715% | OFFICIAL | 1DM06G40H1812BR100 | 40 | 1DM | BUILDING | 06G | CHORUSMART SYSTEMS | 40H | CR OTHER SYSTEMS | 1 | 8 | NR | 2065 | CCM | 370.582 | 245.219 | G
GW16970CB | ICE THERMOSTAT WI-FI WALL-MOUNT. WHITE | TERMOSTAT ICE WI-FI NATYNKOWY BIAŁY | 309 | 1 | NR | 304 | 1 | NR | 1.645% | OFFICIAL | 1DM06G40H1812BR100 | 30 | 1DM | BUILDING | 06G | CHORUSMART SYSTEMS | 40H | CR OTHER SYSTEMS | 1 | 16 | NR | 1032.5 | CCM | 218.291 | 116.175 | G | 8011564755253 | 8011564755253 | 8011564755253 | 90321020
GW16970CN | ICE THERMOSTAT WI-FI WALL-MOUNT. BLACK | TERMOSTAT ICE WI-FI NATYNKOWY CZARNY | 309 | 1 | NR | 304 | 1 | NR | 1.645% | OFFICIAL | 1DM06G40H1812BR100 | 30 | 1DM | BUILDING | 06G | CHORUSMART SYSTEMS | 40H | CR OTHER SYSTEMS | 1 | 16 | NR | 1032.5 | CCM | 218.291 | 116.175 | G | 8011564755284 | 8011564755284 | 8011564755284 | 90321020
GW16970CT | ICE THERMOSTAT WI-FI WALL-MOUNT. TITAN. | TERMOSTAT ICE WI-FI NATYNKOWY TYTAN | 309 | 1 | NR | 304 | 1 | NR | 1.645% | OFFICIAL | 1DM06G40H1812BR100 | 30 | 1DM | BUILDING | 06G | CHORUSMART SYSTEMS | 40H | CR OTHER SYSTEMS | 1 | 16 | NR | 1032.5 | CCM | 218.291 | 116.175 | G | 8011564755291 | 8011564755291 | 8011564755291 | 90321020
GW20537 | SYMBOL DISC KEY | DYSK Z SYMBOLEM KLUCZ | 0.57 | 1 | NR | 0.55 | 1 | NR | 3.636% | OFFICIAL | 1DM08G01H2310B6100 | 30 | 1DM | BUILDING | 08G | SYSTEM DOM. RANGES | 01H | SYSTEM WHITE MOD.DEV | 20 | 1200 | NR | 6.984 | CCM | 0.629 | 0.4 | G | 8011564077515 | 8011564452428 | 8011564452428 | 85389099
GW20538 | SYMBOL DISC DOOR BELL | DYSK Z SYMBOLEM DZWONEK DO DRZWI | 0.57 | 1 | NR | 0.55 | 1 | NR | 3.636% | OFFICIAL | 1DM08G01H2310B6100 | 30 | 1DM | BUILDING | 08G | SYSTEM DOM. RANGES | 01H | SYSTEM WHITE MOD.DEV | 20 | 1200 | NR | 6.984 | CCM | 0.595 | 0.536 | G | 8011564077522 | 8011564452442 | 8011564452442 | 85389099
GW20539 | SYMBOL DISC LAMP | DYSK Z SYMBOLEM LAMPA | 0.57 | 1 | NR | 0.55 | 1 | NR | 3.636% | OFFICIAL | 1DM08G01H2310B6100 | 30 | 1DM | BUILDING | 08G | SYSTEM DOM. RANGES | 01H | SYSTEM WHITE MOD.DEV | 20 | 1200 | NR | 6.984 | CCM | 0.641 | 0.271 | G | 8011564077508 | 8011564452466 | 8011564452466 | 85389099
GW20540 | SYMBOL DISC STAIR LIGHT | DYSK Z SYMBOLEM ŚWIATŁO NA SCHODACH | 0.57 | 1 | NR | 0.55 | 1 | NR | 3.636% | OFFICIAL | 1DM08G01H2310B6100 | 30 | 1DM | BUILDING | 08G | SYSTEM DOM. RANGES | 01H | SYSTEM WHITE MOD.DEV | 20 | 1200 | NR | 6.984 | CCM | 0.609 | 0.548 | G | 8011564077492 | 8011564452480 | 8011564452480 | 85389099
GW20542 | SYMBOL DISC WAITER | DYSK Z SYMBOLEM KELNER | 0.57 | 1 | NR | 0.55 | 1 | NR | 3.636% | OFFICIAL | 1DM08G01H2310B6100 | 30 | 1DM | BUILDING | 08G | SYSTEM DOM. RANGES | 01H | SYSTEM WHITE MOD.DEV | 20 | 1200 | NR | 6.984 | CCM | 0.609 | 0.548 | G | 8011564077546 | 8011564452503 | 8011564452503 | 85389099
GW20549 | SYMBOL DISC DIMMER | DYSK Z SYMBOLEM ŚCIEMNIACZ | 0.57 | 1 | NR | 0.55 | 1 | NR | 3.636% | OFFICIAL | 1DM08G01H2310B6100 | 30 | 1DM | BUILDING | 08G | SYSTEM DOM. RANGES | 01H | SYSTEM WHITE MOD.DEV | 20 | 1200 | NR | 6.984 | CCM | 0.623 | 0.561 | G | 8011564077560 | 8011564452527 | 8011564452527 | 85389099
GW20550 | SYMBOL DISC FAN | DYSK Z SYMBOLEM WENTYLATOR | 0.57 | 1 | NR | 0.55 | 1 | NR | 3.636% | OFFICIAL | 1DM08G01H2310B6100 | 30 | 1DM | BUILDING | 08G | SYSTEM DOM. RANGES | 01H | SYSTEM WHITE MOD.DEV | 20 | 1200 | NR | 6.984 | CCM | 0.635 | 0.572 | G | 8011564077447 | 8011564452541 | 8011564452541 | 85389099
GW20551 | SYMBOL DISC MONITOR/TV | DYSK Z SYMBOLEM MONITOR/TV | 0.57 | 1 | NR | 0.55 | 1 | NR | 3.636% | OFFICIAL | 1DM08G01H2310B6100 | 30 | 1DM | BUILDING | 08G | SYSTEM DOM. RANGES | 01H | SYSTEM WHITE MOD.DEV | 20 | 1200 | NR | 6.984 | CCM | 0.641 | 0.271 | G | 8011564077454 | 8011564452565 | 8011564452565 | 85389099
GW20561 | SYMBOL DISC ONE | DYSK Z SYMBOLEM JEDEN | 0.57 | 1 | NR | 0.55 | 1 | NR | 3.636% | OFFICIAL | 1DM08G01H2310B6100 | 30 | 1DM | BUILDING | 08G | SYSTEM DOM. RANGES | 01H | SYSTEM WHITE MOD.DEV | 20 | 1200 | NR | 6.984 | CCM | 0.738 | 0.664 | G | 8011564077591 | 8011564452701 | 8011564452701 | 85389099
GW20562 | SYMBOL DISC TWO | DYSK Z SYMBOLEM DWA | 0.57 | 1 | NR | 0.55 | 1 | NR | 3.636% | OFFICIAL | 1DM08G01H2310B6100 | 30 | 1DM | BUILDING | 08G | SYSTEM DOM. RANGES | 01H | SYSTEM WHITE MOD.DEV | 20 | 1200 | NR | 6.984 | CCM | 0.673 | 0.605 | G | 8011564077607 | 8011564452725 | 8011564452725 | 85389099
GW20563 | SYMBOL DISC THREE | DYSK Z SYMBOLEM TRZY | 0.57 | 1 | NR | 0.55 | 1 | NR | 3.636% | OFFICIAL | 1DM08G01H2310B6100 | 30 | 1DM | BUILDING | 08G | SYSTEM DOM. RANGES | 01H | SYSTEM WHITE MOD.DEV | 20 | 1200 | NR | 6.984 | CCM | 0.522 | 0.469 | G | 8011564077614 | 8011564452749 | 8011564452749 | 85389099
GW20564 | SYMBOL DISC FOUR | DYSK Z SYMBOLEM CZTERY | 0.57 | 1 | NR | 0.55 | 1 | NR | 3.636% | OFFICIAL | 1DM08G01H2310B6100 | 30 | 1DM | BUILDING | 08G | SYSTEM DOM. RANGES | 01H | SYSTEM WHITE MOD.DEV | 20 | 1200 | NR | 6.984 | CCM | 0.641 | 0.271 | G | 8011564077621 | 8011564452763 | 8011564452763 | 85389099
GW20565 | SYMBOL DISC FIVE | DYSK Z SYMBOLEM PIĘĆ | 0.57 | 1 | NR | 0.55 | 1 | NR | 3.636% | OFFICIAL | 1DM08G01H2310B6100 | 30 | 1DM | BUILDING | 08G | SYSTEM DOM. RANGES | 01H | SYSTEM WHITE MOD.DEV | 20 | 1200 | NR | 6.984 | CCM | 0.74 | 0.666 | G | 8011564077638 | 8011564452787 | 8011564452787 | 85389099
GW20566 | SYMBOL DISC SIX | DYSK Z SYMBOLEM SZEŚĆ | 0.57 | 1 | NR | 0.55 | 1 | NR | 3.636% | OFFICIAL | 1DM08G01H2310B6100 | 30 | 1DM | BUILDING | 08G | SYSTEM DOM. RANGES | 01H | SYSTEM WHITE MOD.DEV | 20 | 1200 | NR | 6.984 | CCM | 0.743 | 0.669 | G | 8011564077645 | 8011564452800 | 8011564452800 | 85389099
GW20567 | SYMBOL DISC SEVEN | DYSK Z SYMBOLEM SIEDEM | 0.57 | 1 | NR | 0.55 | 1 | NR | 3.636% | OFFICIAL | 1DM08G01H2310B6100 | 30 | 1DM | BUILDING | 08G | SYSTEM DOM. RANGES | 01H | SYSTEM WHITE MOD.DEV | 20 | 1200 | NR | 6.984 | CCM | 0.723 | 0.65 | G | 8011564077652 | 8011564452824 | 8011564452824 | 85389099
GW20568 | SYMBOL DISC EIGHT | DYSK Z SYMBOLEM OSIEM | 0.57 | 1 | NR | 0.55 | 1 | NR | 3.636% | OFFICIAL | 1DM08G01H2310B6100 | 30 | 1DM | BUILDING | 08G | SYSTEM DOM. RANGES | 01H | SYSTEM WHITE MOD.DEV | 20 | 1200 | NR | 6.984 | CCM | 0.74 | 0.666 | G | 8011564077669 | 8011564452848 | 8011564452848 | 85389099
GW20569 | SYMBOL DISC NINE | DYSK Z SYMBOLEM DZIEWIĘĆ | 0.57 | 1 | NR | 0.55 | 1 | NR | 3.636% | OFFICIAL | 1DM08G01H2310B6100 | 30 | 1DM | BUILDING | 08G | SYSTEM DOM. RANGES | 01H | SYSTEM WHITE MOD.DEV | 20 | 1200 | NR | 6.984 | CCM | 0.641 | 0.271 | G | 8011564077676 | 8011564452862 | 8011564452862 | 85389099
GW20570 | SYMBOL DISC ZERO | DYSK Z SYMBOLEM ZERO | 0.57 | 1 | NR | 0.55 | 1 | NR | 3.636% | OFFICIAL | 1DM08G01H2310B6100 | 30 | 1DM | BUILDING | 08G | SYSTEM DOM. RANGES | 01H | SYSTEM WHITE MOD.DEV | 20 | 1200 | NR | 6.984 | CCM | 0.804 | 0.723 | G | 8011564077683 | 8011564452886 | 8011564452886 | 85389099
GW20592 | SYMBOL DISC FRECCE APERTURA | SYMBOL DYSK STRZAŁKI OTWARCIE | 0.57 | 1 | NR | 0.55 | 1 | NR | 3.636% | OFFICIAL | 1DM08G01H2310B6100 | 30 | 1DM | BUILDING | 08G | SYSTEM DOM. RANGES | 01H | SYSTEM WHITE MOD.DEV | 20 | 1200 | NR | 6.984 | CCM | 0.713 | 0.642 | G | 8011564077485 | 8011564452626 | 8011564452626 | 85389099
GW20593 | SYMBOL DISC FRECCE CHIUSURA | SYMBOL DYSK STRZAŁKI ZAMKNIĘCIE | 0.57 | 1 | NR | 0.55 | 1 | NR | 3.636% | OFFICIAL | 1DM08G01H2310B6100 | 30 | 1DM | BUILDING | 08G | SYSTEM DOM. RANGES | 01H | SYSTEM WHITE MOD.DEV | 20 | 1200 | NR | 6.984 | CCM | 0.637 | 0.573 | G | 8011564081116 | 8011564452640 | 8011564452640 | 85389099
GW20594 | SYMBOL DISC ''OFF'' | DYSK Z SYMBOLEM „WYŁ.” | 0.57 | 1 | NR | 0.55 | 1 | NR | 3.636% | OFFICIAL | 1DM08G01H2310B6100 | 30 | 1DM | BUILDING | 08G | SYSTEM DOM. RANGES | 01H | SYSTEM WHITE MOD.DEV | 20 | 1200 | NR | 6.984 | CCM | 0.641 | 0.271 | G | 8011564081123 | 8011564452664 | 8011564452664 | 85389099
GW20595 | SYMBOL DISC ''ON'' | DYSK Z SYMBOLEM „ZAŁ.” | 0.57 | 1 | NR | 0.55 | 1 | NR | 3.636% | OFFICIAL | 1DM08G01H2310B6100 | 30 | 1DM | BUILDING | 08G | SYSTEM DOM. RANGES | 01H | SYSTEM WHITE MOD.DEV | 20 | 1200 | NR | 6.984 | CCM | 0.641 | 0.271 | G | 8011564081130 | 8011564452688 | 8011564452688 | 85389099
GW20596 | SYMBOL DISK ''VERTICAL ARROW: UP'' | DYSK Z SYMBOLEM „STRZAŁKA PION: GÓRA” | 0.57 | 1 | NR | 0.55 | 1 | NR | 3.636% | OFFICIAL | 1DM08G01H2310B6100 | 30 | 1DM | BUILDING | 08G | SYSTEM DOM. RANGES | 01H | SYSTEM WHITE MOD.DEV | 20 | 1200 | NR | 6.984 | CCM | 0.605 | 0.545 | G | 8011564081147 | 8011564452589 | 8011564452589 | 85389099
GW20597 | SYMBOL DISK ''VERTICAL ARROW: DOWN'' | DYSK Z SYMBOLEM „STRZAŁKA PION: DÓŁ” | 0.57 | 1 | NR | 0.55 | 1 | NR | 3.636% | OFFICIAL | 1DM08G01H2310B6100 | 30 | 1DM | BUILDING | 08G | SYSTEM DOM. RANGES | 01H | SYSTEM WHITE MOD.DEV | 20 | 1200 | NR | 6.984 | CCM | 0.605 | 0.545 | G | 8011564081154 | 8011564452602 | 8011564452602 | 85389099
GW20058 | BLANKING MODULE 1 GANG CORD OUT.SY/WT | ZAŚLEPKA 1 MODUŁ, MOD.PRZEW SY/BIAŁA | 1.2 | 1 | NR | 1.17 | 1 | NR | 2.564% | OFFICIAL | 1DM08G01H2470BA100 | 30 | 1DM | BUILDING | 08G | SYSTEM DOM. RANGES | 01H | SYSTEM WHITE MOD.DEV | 5 | 120 | NR | 69.842 | CCM | 15.933 | 14.34 | G | 8011564001220 | 8011564453548 | 8011564302457 | 85389099
GW20622 | 40W-E27 LAMPHOLDER | UCHWYT LAMPY 40W-E27 | 6 | 1 | NR | 5.85 | 1 | NR | 2.564% | OFFICIAL | 1DM08G01H2410CA100 | 30 | 1DM | BUILDING | 08G | SYSTEM DOM. RANGES | 01H | SYSTEM WHITE MOD.DEV | 15 | 30 | NR | 279.367 | CCM | 61 | 47.359 | G | 8011564001039 | 8011564455566 | 8011564302075 | 85366190
GW20519 | PUSH-BUTTON-1P NC 10A SY/WT | PRZYCISK, 1P NC 10A SY/BIAŁY | 4.1 | 1 | NR | 4 | 1 | NR | 2.5% | OFFICIAL | 1DM08G01H2310B4100 | 30 | 1DM | BUILDING | 08G | SYSTEM DOM. RANGES | 01H | SYSTEM WHITE MOD.DEV | 5 | 30 | NR | 151.05 | CCM | 33.567 | 30.21 | G | 8011564077317 | 8011564451421 | 8011564406957 | 85365080
GW20205 | 16A 2P+E ITALIAN/GERMAN S.-OUTLET SY/WT | 16A 2P+E GNIAZDO WŁOSK./NIEMIEC. SY/BIA | 8.35 | 1 | NR | 8.15 | 1 | NR | 2.454% | OFFICIAL | 1DM08G01H2330BC100 | 30 | 1DM | BUILDING | 08G | SYSTEM DOM. RANGES | 01H | SYSTEM WHITE MOD.DEV | 5 | 60 | NR | 269.325 | CCM | 56.517 | 46.23 | G | 8011564000575 | 8011564453616 | 8011564301146 | 85366990
GW20216 | 2P+E 15A 250V USA S.-OUTLET SY/WT | 2P+E 15A 250V GNIAZDO ST USA SY/BIA | 4.25 | 1 | NR | 4.15 | 1 | NR | 2.41% | OFFICIAL | 1DM08G01H2330BI100 | 30 | 1DM | BUILDING | 08G | SYSTEM DOM. RANGES | 01H | SYSTEM WHITE MOD.DEV | 30 | 60 | NR | 139.683 | CCM | 37.567 | 33.81 | G | 8011564000698 | 8011564464216 | 8011564301382 | 85366990
GW20511 | PUSH-BUTTON-1P NO 10A -DOOR- SY/WT | PRZYCISK, 1P NO 10A-DRZWI- SY/BIAŁY | 4.25 | 1 | NR | 4.15 | 1 | NR | 2.41% | OFFICIAL | 1DM08G01H2310B4100 | 30 | 1DM | BUILDING | 08G | SYSTEM DOM. RANGES | 01H | SYSTEM WHITE MOD.DEV | 5 | 30 | NR | 151.05 | CCM | 34.2 | 30.78 | G | 8011564077263 | 8011564451346 | 8011564406858 | 85365080
GW20512 | PUSH-BUTTON-1P NO 10A -RING- SY/WT | PRZYCISK, 1P NO 10A-DZWONEK- SY/BIAŁY | 4.25 | 1 | NR | 4.15 | 1 | NR | 2.41% | OFFICIAL | 1DM08G01H2310B4100 | 30 | 1DM | BUILDING | 08G | SYSTEM DOM. RANGES | 01H | SYSTEM WHITE MOD.DEV | 5 | 60 | NR | 75.525 | CCM | 33.9 | 30.51 | G | 8011564077270 | 8011564406872 | 8034035420108 | 85365080
GW20513 | PUSH-BUTTON-1P NO 10A -LIGHT- SY/WT | PRZYCISK, 1P NO 10A-ŚWIATŁO- SY/BIAŁY | 4.25 | 1 | NR | 4.15 | 1 | NR | 2.41% | OFFICIAL | 1DM08G01H2310B4100 | 30 | 1DM | BUILDING | 08G | SYSTEM DOM. RANGES | 01H | SYSTEM WHITE MOD.DEV | 5 | 30 | NR | 151.05 | CCM | 33.867 | 30.48 | G | 8011564077287 | 8011564451360 | 8011564406896 | 85365080
GW20514 | PUSH-BUTTON-1P NO 10A -STAIR-SY/WT | PRZYCISK, 1P NO 10A-SCHODY- SY/BIAŁY | 4.25 | 1 | NR | 4.15 | 1 | NR | 2.41% | OFFICIAL | 1DM08G01H2310B4100 | 30 | 1DM | BUILDING | 08G | SYSTEM DOM. RANGES | 01H | SYSTEM WHITE MOD.DEV | 5 | 30 | NR | 151.05 | CCM | 35.667 | 32.1 | G | 8011564077294 | 8011564451377 | 8011564406919 | 85365080
GW20527 | PUSH-BUTTON-1P NO 10A 2M ILLUM.SY/WT | PRZYCISK, 1P NO 10A 2M PODŚWI.SY/BIAŁY | 8.55 | 1 | NR | 8.35 | 1 | NR | 2.395% | OFFICIAL | 1DM08G01H2310B4100 | 30 | 1DM | BUILDING | 08G | SYSTEM DOM. RANGES | 01H | SYSTEM WHITE MOD.DEV | 15 | 30 | NR | 279.367 | CCM | 51.367 | 46.23 | G | 8011564184626 | 8011564542426 | 8011564542433 | 85365080
GW20559 | 3-WAY SWITCH 1-0-2 10AX SY/WT | ŁĄCZNIK PODWÓJNY 1-0-2 10A SY/BIA | 8.55 | 1 | NR | 8.35 | 1 | NR | 2.395% | OFFICIAL | 1DM08G01H2310B2100 | 30 | 1DM | BUILDING | 08G | SYSTEM DOM. RANGES | 01H | SYSTEM WHITE MOD.DEV | 5 | 60 | NR | 139.683 | CCM | 38.717 | 31.104 | G | 8011564133006 | 8011564517981 | 8011564517998 | 85365080
GW20437 | RCBO-1P+N C6 IDN 10MA 230V 3KA SY/WT | WYŁ.RÓŻN-1P+N C6 IDN 10MA 230V 3KA SY/BI | 171 | 1 | NR | 167 | 1 | NR | 2.395% | OFFICIAL | 1DM08G01H2390C8100 | 30 | 1DM | BUILDING | 08G | SYSTEM DOM. RANGES | 01H | SYSTEM WHITE MOD.DEV | 1 | 15 | NR | 257.4 | CCM | 136.533 | 122.88 | G | 8011564079694 | 8011564079694 | 8011564410947 | 85362010
GW20438 | RCBO-1P+N C10 IDN 10MA 230V 3KA SY/WT | WYŁ.RÓŻN-1P+N C10 IDN 10MA 230V 3KA SY/B | 171 | 1 | NR | 167 | 1 | NR | 2.395% | OFFICIAL | 1DM08G01H2390C8100 | 30 | 1DM | BUILDING | 08G | SYSTEM DOM. RANGES | 01H | SYSTEM WHITE MOD.DEV | 1 | 15 | NR | 257.4 | CCM | 135.8 | 122.22 | G | 8011564079700 | 8011564079700 | 8011564410961 | 85362010
GW20439 | RCBO-1P+N C16 IDN 10MA 230V 3KA SY/WT | WYŁ.RÓŻN-1P+N C16 IDN 10MA 230V 3KA SY/B | 171 | 1 | NR | 167 | 1 | NR | 2.395% | OFFICIAL | 1DM08G01H2390C8100 | 30 | 1DM | BUILDING | 08G | SYSTEM DOM. RANGES | 01H | SYSTEM WHITE MOD.DEV | 1 | 15 | NR | 257.4 | CCM | 135.533 | 121.98 | G | 8011564079717 | 8011564079717 | 8011564410985 | 85362010
GW20448 | RCBO-1P+N C6 IDN 30MA 230V 3KA SY/WT | WYŁ.RÓŻN-1P+N C6 IDN 30MA 230V 3KA SY/BI | 171 | 1 | NR | 167 | 1 | NR | 2.395% | OFFICIAL | 1DM08G01H2390C8100 | 30 | 1DM | BUILDING | 08G | SYSTEM DOM. RANGES | 01H | SYSTEM WHITE MOD.DEV | 1 | 15 | NR | 257.4 | CCM | 136 | 122.4 | G | 8011564113008 | 8011564113008 | 8011564477506 | 85362010
GW20220 | 16A 2P+E ISRAELI SOCKET OUTLET SY/WT | 16A 2P+E GNIAZDO IZRAELSKIE SY/BIA | 6.5 | 1 | NR | 6.35 | 1 | NR | 2.362% | OFFICIAL | 1DM08G01H2330BI100 | 30 | 1DM | BUILDING | 08G | SYSTEM DOM. RANGES | 01H | SYSTEM WHITE MOD.DEV | 5 | 80 | NR | 154.28 | CCM | 41.1 | 35.146 | G | 8011564000643 | 8011564940727 | 8011564940734 | 85366990
GW20201 | 10A 2P+E ITALIAN SOCKET OUTLET SY/WT | 10A 2P+E GNIAZDO WŁOSKIE SY/BIA | 4.4 | 1 | NR | 4.3 | 1 | NR | 2.326% | OFFICIAL | 1DM08G01H2330BC100 | 30 | 1DM | BUILDING | 08G | SYSTEM DOM. RANGES | 01H | SYSTEM WHITE MOD.DEV | 5 | 160 | NR | 100.997 | CCM | 29.35 | 22.85 | G | 8011564000513 | 8011564482821 | 8011564482814 | 85366990
GW20214 | 2P+E 15A 125V USA S.-OUTLET SY/WT | 2P+E 15A 125V GNIAZDO ST USA SY/BIA | 4.45 | 1 | NR | 4.35 | 1 | NR | 2.299% | OFFICIAL | 1DM08G01H2330BI100 | 30 | 1DM | BUILDING | 08G | SYSTEM DOM. RANGES | 01H | SYSTEM WHITE MOD.DEV | 5 | 60 | NR | 139.683 | CCM | 34.75 | 27 | G | 8011564000674 | 8011564453685 | 8011564301344 | 85366990
GW20643 | BELL-3 INPUT 230V 2M SY/WT | DZWONEK 3 WEJŚCIA 230V 2M SY/BIAŁY | 135 | 1 | NR | 132 | 1 | NR | 2.273% | OFFICIAL | 1DM08G01H2430CE100 | 40 | 1DM | BUILDING | 08G | SYSTEM DOM. RANGES | 01H | SYSTEM WHITE MOD.DEV | 1 | 4 | NR | 405 | CCM | 175.5 | 157.95 | G | 8011564184886 | 8011564184886 | 8011564542884 | 85318040
GW20607 | DOUBLE IND.LIGHT-RED/GREEN 230V SY/WT | PODW.LAMPA WSKAŹ. CZER./ZIEL 230V SY/BIA | 9.1 | 1 | NR | 8.9 | 1 | NR | 2.247% | OFFICIAL | 1DM08G01H2410CA100 | 30 | 1DM | BUILDING | 08G | SYSTEM DOM. RANGES | 01H | SYSTEM WHITE MOD.DEV | 15 | 30 | NR | 151.05 | CCM | 39.867 | 35.88 | G | 8011564001008 | 8011564455443 | 8011564362901 | 85308000
GW20228 | DIRECT CONNECTION TV-SOCKET SY/WT | ZŁĄCZE BEZPOŚREDNIE TV GNIAZDO SY/BIAŁE | 6.9 | 1 | NR | 6.75 | 1 | NR | 2.222% | OFFICIAL | 1DM08G01H2350BS100 | 30 | 1DM | BUILDING | 08G | SYSTEM DOM. RANGES | 01H | SYSTEM WHITE MOD.DEV | 30 | 60 | NR | 139.683 | CCM | 33.917 | 25.96 | G | 8011564000810 | 8011564453807 | 8011564301627 | 85366910
GW20237 | BNC 50/75/93 OHM SOCKET OUTLET SY/WT | GNIAZDO BNC 50/75/93 OMÓW SY/BIAŁE | 6.9 | 1 | NR | 6.75 | 1 | NR | 2.222% | OFFICIAL | 1DM08G01H2370C2100 | 40 | 1DM | BUILDING | 08G | SYSTEM DOM. RANGES | 01H | SYSTEM WHITE MOD.DEV | 15 | 30 | NR | 151.05 | CCM | 27.9 | 25.11 | G | 8011564000797 | 8011564453890 | 8011564301580 | 85366930
GW20517 | PUSH-BUTTON-2P NO 10A SY/WT | PRZYCISK, 2P NO 10A SY/BIAŁY | 6.9 | 1 | NR | 6.75 | 1 | NR | 2.222% | OFFICIAL | 1DM08G01H2310B4100 | 30 | 1DM | BUILDING | 08G | SYSTEM DOM. RANGES | 01H | SYSTEM WHITE MOD.DEV | 5 | 60 | NR | 139.683 | CCM | 37.067 | 29.893 | G | 8011564077355 | 8011564451414 | 8011564407039 | 85365080
GW20584 | SWITCH-2P 16A ILLUMINABLE SY/WT | ŁĄCZNIK-2P 16A PODŚWIETLANY SY/BIA | 6.9 | 1 | NR | 6.75 | 1 | NR | 2.222% | OFFICIAL | 1DM08G01H2310B0100 | 30 | 1DM | BUILDING | 08G | SYSTEM DOM. RANGES | 01H | SYSTEM WHITE MOD.DEV | 5 | 60 | NR | 139.683 | CCM | 35.2 | 31.68 | G | 8011564079496 | 8011564410640 | 8011564410657 | 85365080
GW20207 | 16A 2P+E FRENCH SOCKET OUTLET SY/WT | 16A 2P+E GNIAZDO FRANCUSKIE SY/BIA | 6.95 | 1 | NR | 6.8 | 1 | NR | 2.206% | OFFICIAL | 1DM08G01H2330BI100 | 30 | 1DM | BUILDING | 08G | SYSTEM DOM. RANGES | 01H | SYSTEM WHITE MOD.DEV | 5 | 60 | NR | 269.325 | CCM | 64.433 | 52.477 | G | 8011564000599 | 8011564453630 | 8011564301184 | 85366990
GW20246 | 16A 2P+E D.A. ITAL./GER S.-OUT. SY/WT | GNIAZDO 16A 2P+E D.A. ST WŁ/NIE SY/BIA | 9.3 | 1 | NR | 9.1 | 1 | NR | 2.198% | OFFICIAL | 1DM08G01H2330BC100 | 30 | 1DM | BUILDING | 08G | SYSTEM DOM. RANGES | 01H | SYSTEM WHITE MOD.DEV | 5 | 120 | NR | 200.813 | CCM | 53.367 | 46.935 | G
GW20867 | 4CH DETECTOR SYSTEM WHITE | INSTALACJA CZUJNIKÓW 4CH BIAŁA | 186 | 1 | NR | 182 | 1 | NR | 2.198% | OFFICIAL | 1DM08G01H2450CN100 | 40 | 1DM | BUILDING | 08G | SYSTEM DOM. RANGES | 01H | SYSTEM WHITE MOD.DEV | 1 | 2 | NR | 2116.125 | CCM | 252.5 | 227.25 | G | 0 | 0 | 0 | 0
GW20868 | LPG DETECTOR SYSTEM WHITE | INSTALACJA CZUJNIKÓW LPG BIAŁA | 186 | 1 | NR | 182 | 1 | NR | 2.198% | OFFICIAL | 1DM08G01H2450CN100 | 40 | 1DM | BUILDING | 08G | SYSTEM DOM. RANGES | 01H | SYSTEM WHITE MOD.DEV | 1 | 2 | NR | 2116.125 | CCM | 250 | 225 | G | 0 | 0 | 0 | 0
GW20291 | 2P+E 16A ITAL.STD DOUBLE S.-OUTLET SY/WT | GNIAZDO PODW. 2P+E 16A ST. WŁ. SY/BIAŁE | 14.2 | 1 | NR | 13.9 | 1 | NR | 2.158% | OFFICIAL | 1DM08G01H2330BC100 | 30 | 1DM | BUILDING | 08G | SYSTEM DOM. RANGES | 01H | SYSTEM WHITE MOD.DEV | 30 | 60 | NR | 246.783 | CCM | 61.483 | 50.628 | G | 8011564054721 | 8011564454286 | 8011564372054 | 85366990
GW20401 | 16A MAX, 250V FUSEHOLDER 6,3X32 SY/WT | 16A MAX, 250V UCHWYT BEZP.6,3X32 SY/BIA | 4.75 | 1 | NR | 4.65 | 1 | NR | 2.151% | OFFICIAL | 1DM08G01H2390C3100 | 30 | 1DM | BUILDING | 08G | SYSTEM DOM. RANGES | 01H | SYSTEM WHITE MOD.DEV | 5 | 60 | NR | 139.683 | CCM | 35.567 | 32 | G | 8011564001145 | 8011564454408 | 8011564302297 | 85361050
GW20583 | SWITCH-1P 16AX ILLUMINABLE SY/WT | ŁĄCZNIK-1P 16AX PODŚWIETLANY SY/BIA | 4.75 | 1 | NR | 4.65 | 1 | NR | 2.151% | OFFICIAL | 1DM08G01H2310B0100 | 30 | 1DM | BUILDING | 08G | SYSTEM DOM. RANGES | 01H | SYSTEM WHITE MOD.DEV | 5 | 60 | NR | 139.683 | CCM | 30.267 | 27.24 | G | 8011564132948 | 8011564517875 | 8011564517882 | 85365080
GW20613 | BELL-12V-50HZ 8VA SY/WT | DZWONEK-12V-50HZ 8VA SY/BIAŁY | 19.3 | 1 | NR | 18.9 | 1 | NR | 2.116% | OFFICIAL | 1DM08G01H2430CE100 | 30 | 1DM | BUILDING | 08G | SYSTEM DOM. RANGES | 01H | SYSTEM WHITE MOD.DEV | 15 | 30 | NR | 253.75 | CCM | 70.5 | 63.45 | G | 8011564001060 | 8011564455504 | 8011564362963 | 85318040
GW20230 | END-OF-LINE TV-SOCKET 750 OHM SY/WT | GNIAZDO KOŃCOWE TV 750 OMÓW SY/BIAŁE | 9.75 | 1 | NR | 9.55 | 1 | NR | 2.094% | OFFICIAL | 1DM08G01H2350BS100 | 30 | 1DM | BUILDING | 08G | SYSTEM DOM. RANGES | 01H | SYSTEM WHITE MOD.DEV | 30 | 60 | NR | 139.683 | CCM | 38.417 | 34.575 | G | 8011564000834 | 8011564453821 | 8011564301665 | 85366910
GW20248 | 10A 2P+E ARGENTINIAN S.-OUT.SY/WT | GNIAZDO 10A 2P+E ST ARGENTYN.SY/BIAŁ | 9.75 | 1 | NR | 9.55 | 1 | NR | 2.094% | OFFICIAL | 1DM08G01H2330BI100 | 30 | 1DM | BUILDING | 08G | SYSTEM DOM. RANGES | 01H | SYSTEM WHITE MOD.DEV | 30 | 60 | NR | 246.783 | CCM | 75.933 | 68.34 | G | 8011564025998 | 8011564454231 | 8011564337732 | 85366990
GW20357 | 10A 2P+E AUSTR.SOCKET-OUTLET SY/WT | 10A 2P+E GNIAZDO AUSTRAL. SY/BIA | 9.75 | 1 | NR | 9.55 | 1 | NR | 2.094% | OFFICIAL | 1DM08G01H2330BI100 | 30 | 1DM | BUILDING | 08G | SYSTEM DOM. RANGES | 01H | SYSTEM WHITE MOD.DEV | 30 | 60 | NR | 246.783 | CCM | 76.067 | 68.46 | G | 8011564222236 | 8011564574656 | 8011564574663 | 85366990
GW20825 | DLY/WKLY ELECTRONIC TIMER 1CHANNEL W | TIMER ELEKTR. 1 KANAŁ DZIEN./TYG. BIAŁY | 244 | 1 | NR | 239 | 1 | NR | 2.092% | OFFICIAL | 1DM08G01H2450CM100 | 30 | 1DM | BUILDING | 08G | SYSTEM DOM. RANGES | 01H | SYSTEM WHITE MOD.DEV | 1 | 2 | NR | 2116.125 | CCM | 260 | 234 | G | 8011564439801 | 8011564439801 | 8011564667419 | 91070000
GW20572 | SWITCH-1P 16AX LUMIN.230V SY/WT | ŁĄCZNIK-1P 16AX PODŚWIETL. 230V SY/BIA | 7.35 | 1 | NR | 7.2 | 1 | NR | 2.083% | OFFICIAL | 1DM08G01H2310B0100 | 30 | 1DM | BUILDING | 08G | SYSTEM DOM. RANGES | 01H | SYSTEM WHITE MOD.DEV | 5 | 60 | NR | 139.683 | CCM | 31.317 | 26.69 | G | 8011564132931 | 8011564517851 | 8011564517868 | 85365080
GW20320 | S. OUTLET 2M 2P 10A ISRAELY SY/WH | GNIAZDO 2M 2P 10A IZRAELSKIE SY/BIAŁE | 9.85 | 1 | NR | 9.65 | 1 | NR | 2.073% | OFFICIAL | 1DM08G01H2330BI100 | 30 | 1DM | BUILDING | 08G | SYSTEM DOM. RANGES | 01H | SYSTEM WHITE MOD.DEV | 5 | 60 | NR | 139.683 | CCM | 31.479 | 24.063 | G | 8011564818019 | 8011564956520 | 8011564956506 | 85366990
GW20821 | 230V 50HZ PASS.INFRA-RED DETECTOR SY/WT | 230V 50HZ CZUJNIK PODCZERW.RUCHU SY/BIA | 149 | 1 | NR | 146 | 1 | NR | 2.055% | OFFICIAL | 1DM08G01H2450B8100 | 30 | 1DM | BUILDING | 08G | SYSTEM DOM. RANGES | 01H | SYSTEM WHITE MOD.DEV | 1 | 6 | NR | 270 | CCM | 65.667 | 59.1 | G | 8011564038561 | 8011564038561 | 8011564352131 | 85365080
GW20436 | MCB-1P+N C16 3KA 230V SY/WT | SYSTEM WYŁ. NADPR. 1P+N C16 3KA BIAŁY 1M | 64.8 | 1 | NR | 63.5 | 1 | NR | 2.047% | OFFICIAL | 1DM08G01H2390C4100 | 30 | 1DM | BUILDING | 08G | SYSTEM DOM. RANGES | 01H | SYSTEM WHITE MOD.DEV | 15 | 30 | NR | 253.75 | CCM | 82.5 | 69.84 | G | 8011564079687 | 8011564455382 | 8011564410923 | 85362010
GW20312 | 2P+E 16A FRENCH RED SOCKET | GNIAZDO CZERWONE 2P+E 16A FRANCUSKIE | 7.5 | 1 | NR | 7.35 | 1 | NR | 2.041% | OFFICIAL | 1DM08G01H2330BK100 | 30 | 1DM | BUILDING | 08G | SYSTEM DOM. RANGES | 01H | SYSTEM WHITE MOD.DEV | 5 | 30 | NR | 279.367 | CCM | 66.5 | 60.71 | G | 8011564099364 | 8011564453425 | 8011564453418 | 85366990
GW20515 | PUSH-BUTTON-1P NO 10A LUM.230V SY/WT | PRZYCISK, 1P NO 10A-PODŚW.230V SY/BIAŁY | 7.5 | 1 | NR | 7.35 | 1 | NR | 2.041% | OFFICIAL | 1DM08G01H2310B4100 | 30 | 1DM | BUILDING | 08G | SYSTEM DOM. RANGES | 01H | SYSTEM WHITE MOD.DEV | 5 | 60 | NR | 139.683 | CCM | 32.6 | 25.37 | G | 8011564077300 | 8011564451384 | 8011564406933 | 85365080
GW20520 | PUSH-BUTTON-1P DOUBLE NO 10A SY/WT | PRZYCISK, 1P PODWÓJNY NO 10A SY/BIAŁY | 7.5 | 1 | NR | 7.35 | 1 | NR | 2.041% | OFFICIAL | 1DM08G01H2310B4100 | 30 | 1DM | BUILDING | 08G | SYSTEM DOM. RANGES | 01H | SYSTEM WHITE MOD.DEV | 15 | 30 | NR | 151.05 | CCM | 42.867 | 38.58 | G | 8011564081109 | 8011564451445 | 8011564451438 | 85365080
GW20521 | PUSH-BUTTON-1P NO+NO 10A V.ARROW SY/WT | PRZYCISK-1P NO+NO 10A STRZ.PION SY/BIAŁY | 7.5 | 1 | NR | 7.35 | 1 | NR | 2.041% | OFFICIAL | 1DM08G01H2310B4100 | 30 | 1DM | BUILDING | 08G | SYSTEM DOM. RANGES | 01H | SYSTEM WHITE MOD.DEV | 5 | 60 | NR | 139.683 | CCM | 37.8 | 36.28 | G | 8011564077324 | 8011564409989 | 8011564406971 | 85365080
GW20601 | STAIR RISER DIFFUSER FLAT LAMP OPAL | LAMPA PODSTOPN.DYFUZOR PŁASKI OPAL | 7.5 | 1 | NR | 7.35 | 1 | NR | 2.041% | OFFICIAL | 1DM08G01H2410CA100 | 30 | 1DM | BUILDING | 08G | SYSTEM DOM. RANGES | 01H | SYSTEM WHITE MOD.DEV | 15 | 30 | NR | 538.65 | CCM | 65.4 | 58.86 | G | 8011564001053 | 8011564455399 | 8011564302112 | 85308000
GW20603 | IND.LIGHT-RED FLAT DIFF.SY/WT | LAMPA WSKAŹ.CZERW.DYFUZ.PŁASKI SY/BIAŁY | 5 | 1 | NR | 4.9 | 1 | NR | 2.041% | OFFICIAL | 1DM08G01H2410CA100 | 30 | 1DM | BUILDING | 08G | SYSTEM DOM. RANGES | 01H | SYSTEM WHITE MOD.DEV | 5 | 60 | NR | 139.683 | CCM | 33.067 | 29.76 | G | 8011564000926 | 8011564455405 | 8011564301856 | 85308000
GW20605 | IND.LIGHT-YELLOW FLAT DIFF.SY/WT | LAMPA WSKAŹ.ŻÓŁTA DYFUZ.PŁASKI SY/BIAŁY | 5 | 1 | NR | 4.9 | 1 | NR | 2.041% | OFFICIAL | 1DM08G01H2410CA100 | 30 | 1DM | BUILDING | 08G | SYSTEM DOM. RANGES | 01H | SYSTEM WHITE MOD.DEV | 30 | 60 | NR | 139.683 | CCM | 35.8 | 32.22 | G | 8011564000940 | 8011564455429 | 8011564301894 | 85308000
GW20606 | IND.LIGHT-TRANSP.FLAT DIFF.SY/WT | LAMPA WSKAŹ.PRZEŹR.DYFUZ.PŁASKI SY/BIAŁY | 5 | 1 | NR | 4.9 | 1 | NR | 2.041% | OFFICIAL | 1DM08G01H2410CA100 | 30 | 1DM | BUILDING | 08G | SYSTEM DOM. RANGES | 01H | SYSTEM WHITE MOD.DEV | 30 | 60 | NR | 139.683 | CCM | 36.133 | 32.52 | G | 8011564000957 | 8011564455436 | 8011564301917 | 85308000
GW20623 | STAIR RISER DIFFUSER FLAT LAMP RED | LAMPA PODSTOPN.DYFUZOR PŁASKI CZERWONA | 7.5 | 1 | NR | 7.35 | 1 | NR | 2.041% | OFFICIAL | 1DM08G01H2410CA100 | 30 | 1DM | BUILDING | 08G | SYSTEM DOM. RANGES | 01H | SYSTEM WHITE MOD.DEV | 15 | 30 | NR | 538.65 | CCM | 66.033 | 37.81 | G | 8011564024816 | 8011564455573 | 8011564337855 | 85308000
GW20624 | STAIR RISER DIFFUSER FLAT LAMP GREEN | LAMPA PODSTOPN.DYFUZOR PŁASKI ZIELONA | 7.5 | 1 | NR | 7.35 | 1 | NR | 2.041% | OFFICIAL | 1DM08G01H2410CA100 | 40 | 1DM | BUILDING | 08G | SYSTEM DOM. RANGES | 01H | SYSTEM WHITE MOD.DEV | 15 | 30 | NR | 538.65 | CCM | 65.667 | 37.81 | G | 8011564024809 | 8011564455580 | 8011564337879 | 85308000
GW20625 | STAIR RISER DIFFUSER FLAT LAMP YELLOW | LAMPA PODSTOPN.DYFUZOR PŁASKI ŻÓŁTA | 7.5 | 1 | NR | 7.35 | 1 | NR | 2.041% | OFFICIAL | 1DM08G01H2410CA100 | 40 | 1DM | BUILDING | 08G | SYSTEM DOM. RANGES | 01H | SYSTEM WHITE MOD.DEV | 15 | 30 | NR | 538.65 | CCM | 68.4 | 37.81 | G | 8011564024793 | 8011564455597 | 8011564337893 | 85308000
GW20626 | STAIR RISER DIFFUSER FLAT LAMP BLUE | LAMPA PODSTOPN.DYFUZOR PŁASKI NIEBIESKA | 7.5 | 1 | NR | 7.35 | 1 | NR | 2.041% | OFFICIAL | 1DM08G01H2410CA100 | 30 | 1DM | BUILDING | 08G | SYSTEM DOM. RANGES | 01H | SYSTEM WHITE MOD.DEV | 15 | 30 | NR | 538.65 | CCM | 67.967 | 37.81 | G | 8011564024786 | 8011564455603 | 8011564337916 | 85308000
GW20631 | IND.LIGHT-BLUE FLAT DIFF.SY/WT | LAMPA WSKAŹ.NIEBIE DYFUZ.PŁASKI SY/BIAŁY | 5 | 1 | NR | 4.9 | 1 | NR | 2.041% | OFFICIAL | 1DM08G01H2410CA100 | 30 | 1DM | BUILDING | 08G | SYSTEM DOM. RANGES | 01H | SYSTEM WHITE MOD.DEV | 30 | 60 | NR | 139.683 | CCM | 35.483 | 29 | G | 8011564024830 | 8011564455610 | 8011564338012 | 85308000
GW20585 | SWITCH-2P 25AX SY/WT | ŁĄCZNIK-2P 25A SY/BIA | 30.4 | 1 | NR | 29.8 | 1 | NR | 2.013% | OFFICIAL | 1DM08G01H2310B0100 | 30 | 1DM | BUILDING | 08G | SYSTEM DOM. RANGES | 01H | SYSTEM WHITE MOD.DEV | 15 | 30 | NR | 253.75 | CCM | 62.7 | 50 | G | 8011564190528 | 8011564545625 | 8011564545632 | 85365080
GW20206 | 16A 2P FRENCH SOCKET OUTLET SY/WT | 16A 2P GNIAZDO FRANCUSKIE SY/BIA | 5.1 | 1 | NR | 5 | 1 | NR | 2% | OFFICIAL | 1DM08G01H2330BI100 | 30 | 1DM | BUILDING | 08G | SYSTEM DOM. RANGES | 01H | SYSTEM WHITE MOD.DEV | 5 | 60 | NR | 246.783 | CCM | 54.3 | 37.73 | G | 8011564000582 | 8011564453623 | 8011564301160 | 85366990
GW20071 | IMPULSE SWITCH 1P 10A/250V-230V SY/WT | ŁĄCZNIK IMPUL.1P 10A/250V-230V SY/BI | 25.6 | 1 | NR | 25.1 | 1 | NR | 1.992% | OFFICIAL | 1DM08G01H2450B8100 | 30 | 1DM | BUILDING | 08G | SYSTEM DOM. RANGES | 01H | SYSTEM WHITE MOD.DEV | 1 | 5 | NR | 324 | CCM | 69 | 61.05 | G | 8011564025363 | 8011564025363 | 8011564337237 | 85364900
GW20579 | REV.-SWITCH-16AX SY/WT | ŁĄCZNIK KRZYŻ.-16AX SY/BIAŁY | 7.7 | 1 | NR | 7.55 | 1 | NR | 1.987% | OFFICIAL | 1DM08G01H2310B2100 | 30 | 1DM | BUILDING | 08G | SYSTEM DOM. RANGES | 01H | SYSTEM WHITE MOD.DEV | 5 | 60 | NR | 139.683 | CCM | 38.833 | 31.081 | G
GW20811 | ELEC.DIMMER ROT.2WAY 230V 100-500W SY/WT | ŚCIEM.ELEK.OBR.2KIER.230V 100-500W SY/BI | 61.8 | 1 | NR | 60.6 | 1 | NR | 1.98% | OFFICIAL | 1DM08G01H2450CI100 | 30 | 1DM | BUILDING | 08G | SYSTEM DOM. RANGES | 01H | SYSTEM WHITE MOD.DEV | 1 | 14 | NR | 115.714 | CCM | 57.429 | 51.614 | G | 8011564054875 | 8011564054875 | 8011564372368 | 85365080
GW20803 | ELEC.DIMMER ROT.230V 100-900W SY/WT | ŚCIEMN.ELEKTR.OBROT.230V 100-900W SY/BIA | 31.1 | 1 | NR | 30.5 | 1 | NR | 1.967% | OFFICIAL | 1DM08G01H2450CI100 | 30 | 1DM | BUILDING | 08G | SYSTEM DOM. RANGES | 01H | SYSTEM WHITE MOD.DEV | 1 | 14 | NR | 115.714 | CCM | 40.143 | 35.975 | G | 8011564001190 | 8011564001190 | 8011564513914 | 85365080
GW20024 | PUSH-BUTTON-NAME PLATE 3M ILLUM.SY/WT | PRZYC.Z TABL.NA NAZWISK.3M PODŚWIE.SY/BI | 10.4 | 1 | NR | 10.2 | 1 | NR | 1.961% | OFFICIAL | 1DM08G01H2310B4100 | 30 | 1DM | BUILDING | 08G | SYSTEM DOM. RANGES | 01H | SYSTEM WHITE MOD.DEV | 20 | 40 | NR | 403.988 | CCM | 71.75 | 58.15 | G | 8011564000346 | 8011564453517 | 8011564300682 | 85365080
GW20209 | 16A 2P+E BRITISH STD SOCKET OUTLET SY/WT | 16A 2P+E GNIAZDO ST.BRYTYJSKI SY/BIA | 10.4 | 1 | NR | 10.2 | 1 | NR | 1.961% | OFFICIAL | 1DM08G01H2330BI100 | 30 | 1DM | BUILDING | 08G | SYSTEM DOM. RANGES | 01H | SYSTEM WHITE MOD.DEV | 30 | 60 | NR | 246.783 | CCM | 81.2 | 70.405 | G | 8011564000612 | 8011564453654 | 8011564301221 | 85366990
GW20272 | SINGLE 1M BRITISH PHONE SOCKET SY/WT | POJEDYNCZE GNIAZDO TEL. BRYT.1M SY/BIAŁE | 5.2 | 1 | NR | 5.1 | 1 | NR | 1.961% | OFFICIAL | 1DM08G01H2370BW100 | 30 | 1DM | BUILDING | 08G | SYSTEM DOM. RANGES | 01H | SYSTEM WHITE MOD.DEV | 15 | 30 | NR | 151.05 | CCM | 31.067 | 27.96 | G | 8011564123847 | 8011564499058 | 8011564499065 | 85366930
GW20591 | PUSH-BUTTON-NAME PLATE 2M ILLUM.SY/WT | PRZYC.Z TABL.NA NAZWISK.2M PODŚWIE.SY/BI | 10.4 | 1 | NR | 10.2 | 1 | NR | 1.961% | OFFICIAL | 1DM08G01H2310B4100 | 30 | 1DM | BUILDING | 08G | SYSTEM DOM. RANGES | 01H | SYSTEM WHITE MOD.DEV | 15 | 30 | NR | 279.367 | CCM | 57.133 | 51.42 | G | 8011564077379 | 8011564472761 | 8011564472754 | 85365080
GW20802 | ELEC.DIMMER ROT.230V 100-500W SY/WT | ŚCIEMN.ELEKTR.OBROT.230V 100-500W SY/BIA | 41.7 | 1 | NR | 40.9 | 1 | NR | 1.956% | OFFICIAL | 1DM08G01H2450CI100 | 30 | 1DM | BUILDING | 08G | SYSTEM DOM. RANGES | 01H | SYSTEM WHITE MOD.DEV | 1 | 14 | NR | 115.714 | CCM | 66.214 | 59.4 | G | 8011564001183 | 8011564001183 | 8011564513907 | 85365080
GW20828 | DIMMER FOR RESIST-INDUCT. 500W SY.WHITE | ŚCIEMNIACZ DO REZ.-INDUKC. 500W SY.BIAŁY | 78.4 | 1 | NR | 76.9 | 1 | NR | 1.951% | OFFICIAL | 1DM08G01H2450CI100 | 30 | 1DM | BUILDING | 08G | SYSTEM DOM. RANGES | 01H | SYSTEM WHITE MOD.DEV | 1 | 14 | NR | 115.714 | CCM | 62.5 | 56.25 | G | 8011564747326 | 8011564747326 | 8011564701229 | 85365080
GW20827 | TIMED THERMOSTAT SYSTEM WHITE | UKŁAD TERMOSTATU Z TIMEREM BIAŁY | 210 | 1 | NR | 206 | 1 | NR | 1.942% | OFFICIAL | 1DM08G01H2450CM100 | 40 | 1DM | BUILDING | 08G | SYSTEM DOM. RANGES | 01H | SYSTEM WHITE MOD.DEV | 1 | 2 | NR | 2116.125 | CCM | 285 | 256.5 | G | 8011564289314 | 8011564289314 | 8011564633612 | 90321020
GW20841 | 230/120V EURO/USA SHAVER SOCKET SY/WT | 230/120V GNIAZDO GOLARKI EURO/USA SY/BIA | 94.8 | 1 | NR | 93 | 1 | NR | 1.935% | OFFICIAL | 1DM08G01H2470CQ100 | 30 | 1DM | BUILDING | 08G | SYSTEM DOM. RANGES | 01H | SYSTEM WHITE MOD.DEV | 1 | 4 | NR | 1132.875 | CCM | 532.75 | 479.475 | G | 8011564038585 | 8011564038585 | 8011564352155 | 85366990
GW20634 | STAIR RISER LAMP 12/230V 2M SY/WT | LAMPA PODSTOPNICY 12/230V 2M SY/BIAŁA | 42.2 | 1 | NR | 41.4 | 1 | NR | 1.932% | OFFICIAL | 1DM08G01H2410CA100 | 30 | 1DM | BUILDING | 08G | SYSTEM DOM. RANGES | 01H | SYSTEM WHITE MOD.DEV | 1 | 15 | NR | 257.4 | CCM | 61.667 | 55.5 | G | 8011564184664 | 8011564184664 | 8011564542518 | 85308000
GW20853 | ELECTR.THERMOSTAT FOR FAN-COIL SY/WT | TERMOSTAT ELEKTR.DO WENTYL./ZWOJN SY/BIA | 159 | 1 | NR | 156 | 1 | NR | 1.923% | OFFICIAL | 1DM08G01H2470CQ100 | 30 | 1DM | BUILDING | 08G | SYSTEM DOM. RANGES | 01H | SYSTEM WHITE MOD.DEV | 1 | 2 | NR | 2116.125 | CCM | 281.5 | 253.35 | G | 8011564110915 | 8011564110915 | 8011564473713 | 90321020
GW20072 | IMPULSE SWITCH 2P 10A/250V-230V SY/WT | ŁĄCZNIK IMPUL.2P 10A/250V-230V SY/BI | 31.9 | 1 | NR | 31.3 | 1 | NR | 1.917% | OFFICIAL | 1DM08G01H2450B8100 | 30 | 1DM | BUILDING | 08G | SYSTEM DOM. RANGES | 01H | SYSTEM WHITE MOD.DEV | 1 | 5 | NR | 324 | CCM | 75.2 | 67.68 | G | 8011564025370 | 8011564025370 | 8011564337251 | 85364900
GW20208 | 13A 2P+E BRITISH STD SOCKET OUTLET SY/WT | 13A 2P+E GNIAZDO ST.BRYTYJSKI SY/BIA | 10.7 | 1 | NR | 10.5 | 1 | NR | 1.905% | OFFICIAL | 1DM08G01H2330BI100 | 30 | 1DM | BUILDING | 08G | SYSTEM DOM. RANGES | 01H | SYSTEM WHITE MOD.DEV | 30 | 60 | NR | 246.783 | CCM | 82.983 | 74.685 | G | 8011564000605 | 8011564453647 | 8011564301207 | 85366990
GW20382 | THR.TV-SOCKET-10DB C.M.9,5MM SY/WT | GNIAZ.PRZEP.TV-10DB KON.MĘS.9,5MM SY/BIA | 21.4 | 1 | NR | 21 | 1 | NR | 1.905% | OFFICIAL | 1DM08G01H2350BO100 | 30 | 1DM | BUILDING | 08G | SYSTEM DOM. RANGES | 01H | SYSTEM WHITE MOD.DEV | 15 | 30 | NR | 151.05 | CCM | 89.667 | 80.7 | G | 8011564078888 | 8011564409415 | 8011564409422 | 85366910
GW20383 | THR.TV-SOCKET-14DB C.M.9,5MM SY/WT | GNIAZ.PRZEP.TV-14DB KON.MĘS.9,5MM SY/BIA | 21.4 | 1 | NR | 21 | 1 | NR | 1.905% | OFFICIAL | 1DM08G01H2350BO100 | 40 | 1DM | BUILDING | 08G | SYSTEM DOM. RANGES | 01H | SYSTEM WHITE MOD.DEV | 15 | 30 | NR | 151.05 | CCM | 90.567 | 81.51 | G | 8011564078895 | 8011564409439 | 8011564409446 | 85366910
GW20386 | THR.TV-SOCKET-5 DB C.M.9,5MM SY/WT | GNIAZ.PRZEP.TV-5 DB KON.MĘS.9,5MM SY/BIA | 21.4 | 1 | NR | 21 | 1 | NR | 1.905% | OFFICIAL | 1DM08G01H2350BO100 | 30 | 1DM | BUILDING | 08G | SYSTEM DOM. RANGES | 01H | SYSTEM WHITE MOD.DEV | 15 | 30 | NR | 151.05 | CCM | 89.033 | 80.13 | G | 8011564078925 | 8011564409491 | 8011564409507 | 85366910
GW20518 | PUSH-BUTTON-2P NO 10A PULL-CORD SY/WT | PRZYCISK, 2P NO 10A POCIĄGANY SY/BIAŁY | 10.7 | 1 | NR | 10.5 | 1 | NR | 1.905% | OFFICIAL | 1DM08G01H2310B4100 | 30 | 1DM | BUILDING | 08G | SYSTEM DOM. RANGES | 01H | SYSTEM WHITE MOD.DEV | 20 | 40 | NR | 403.988 | CCM | 56.75 | 43.043 | G | 8011564077362 | 8011564409972 | 8011564407053 | 85365080
GW20560 | 3-WAY SWITCH 2P 1-0-2 10AX SY/WH | ŁĄCZNIK PODWÓJNY 2P 1-0-2 SY/BIAŁY | 10.7 | 1 | NR | 10.5 | 1 | NR | 1.905% | OFFICIAL | 1DM08G01H2310B2100 | 30 | 1DM | BUILDING | 08G | SYSTEM DOM. RANGES | 01H | SYSTEM WHITE MOD.DEV | 5 | 60 | NR | 139.683 | CCM | 41.519 | 34.103 | G | 8011564818026 | 8011564956544 | 8011564818033 | 85365080
GW20604 | IND.LIGHT-GREEN FLAT DIFF.SY/WT | LAMPA WSKAŹ.ZIELON.DYFUZ.PŁASKI SY/BIAŁY | 5.35 | 1 | NR | 5.25 | 1 | NR | 1.905% | OFFICIAL | 1DM08G01H2410CA100 | 30 | 1DM | BUILDING | 08G | SYSTEM DOM. RANGES | 01H | SYSTEM WHITE MOD.DEV | 30 | 60 | NR | 139.683 | CCM | 35.733 | 32.16 | G | 8011564000933 | 8011564455412 | 8011564301870 | 85308000
GW20616 | BELL-230V-50HZ 8VA SY/WT | DZWONEK-230V-50HZ 8VA SY/BIAŁY | 21.4 | 1 | NR | 21 | 1 | NR | 1.905% | OFFICIAL | 1DM08G01H2430CE100 | 30 | 1DM | BUILDING | 08G | SYSTEM DOM. RANGES | 01H | SYSTEM WHITE MOD.DEV | 15 | 30 | NR | 253.75 | CCM | 71.967 | 64.77 | G | 8011564001091 | 8011564455528 | 8011564362987 | 85318040
GW20833 | REMOV.EMERGENCY LAMP 230V-50HZ SY/WT | USUW.LAMPA AWARYJNA 230V-50HZ SY/BIAŁA | 75.1 | 1 | NR | 73.7 | 1 | NR | 1.9% | OFFICIAL | 1DM08G01H2410CC100 | 30 | 1DM | BUILDING | 08G | SYSTEM DOM. RANGES | 01H | SYSTEM WHITE MOD.DEV | 1 | 4 | NR | 405 | CCM | 117.25 | 105.525 | G | 8011564054912 | 8011564054912 | 8011564372429 | 85131000
GW20074 | MOMENTARY RELAY 230V 1MOD.SY/WT | PRZEKAŹNIK MONOST. 230V 1MOD.SY/BIA | 37.6 | 1 | NR | 36.9 | 1 | NR | 1.897% | OFFICIAL | 1DM08G01H2450B8100 | 30 | 1DM | BUILDING | 08G | SYSTEM DOM. RANGES | 01H | SYSTEM WHITE MOD.DEV | 1 | 5 | NR | 324 | CCM | 61 | 54.9 | G | 8011564184848 | 8011564184848 | 8011564542846 | 85364900
GW20239 | 2P 6A 24V SPECIAL SOCKET OUTLET SY/WT | GNIAZDO SPECJALNE 2P 6A 24V SY/BIA | 2.7 | 1 | NR | 2.65 | 1 | NR | 1.887% | OFFICIAL | 1DM08G01H2330BU100 | 30 | 1DM | BUILDING | 08G | SYSTEM DOM. RANGES | 01H | SYSTEM WHITE MOD.DEV | 15 | 30 | NR | 151.05 | CCM | 35.867 | 32.28 | G | 8011564000711 | 8011564454170 | 8011564362864 | 85366990
GW20241 | DIN 41529 LOUDSPEAKER OUTLET SY/WT | GNIAZDO GŁOŚNIKA DIN 41529 SY/BIA | 2.7 | 1 | NR | 2.65 | 1 | NR | 1.887% | OFFICIAL | 1DM08G01H2330BU100 | 30 | 1DM | BUILDING | 08G | SYSTEM DOM. RANGES | 01H | SYSTEM WHITE MOD.DEV | 15 | 30 | NR | 151.05 | CCM | 21.733 | 19.56 | G | 8011564000735 | 8011564454187 | 8011564362871 | 85366990
GW20281 | 2P+E 16A DUAL AMP GREEN SOCKET-OUTLET | GNIAZDO ZIELONE 2P+E 16A PODW.AMP | 5.4 | 1 | NR | 5.3 | 1 | NR | 1.887% | OFFICIAL | 1DM08G01H2330BE100 | 30 | 1DM | BUILDING | 08G | SYSTEM DOM. RANGES | 01H | SYSTEM WHITE MOD.DEV | 5 | 60 | NR | 139.683 | CCM | 32.217 | 22.56 | G | 8011564079427 | 8011564410381 | 8011564410398 | 85366990
GW20286 | 2P+E 16A DUAL AMP ORANGE SOCKET-OUTLET | GNIAZDO POMARAŃCZOWE 2P+E 16A PODW.AMP | 5.4 | 1 | NR | 5.3 | 1 | NR | 1.887% | OFFICIAL | 1DM08G01H2330BE100 | 30 | 1DM | BUILDING | 08G | SYSTEM DOM. RANGES | 01H | SYSTEM WHITE MOD.DEV | 5 | 60 | NR | 139.683 | CCM | 32.783 | 29.505 | G | 8011564079458 | 8011564410442 | 8011564410459 | 85366990
GW20295 | 2P+E 16A DUAL AMP RED SOCKET-OUTLET | GNIAZDO CZERWONE 2P+E 16A PODW.AMP | 5.4 | 1 | NR | 5.3 | 1 | NR | 1.887% | OFFICIAL | 1DM08G01H2330BE100 | 30 | 1DM | BUILDING | 08G | SYSTEM DOM. RANGES | 01H | SYSTEM WHITE MOD.DEV | 5 | 320 | NR | 139.683 | CCM | 32.667 | 29.4 | G | 8011564044869 | 8011564454293 | 8011564358553 | 85366990
GW20454 | MCB-1P+N C6 3KA 230V SY/RED | WYŁ. RÓŻN-PR.-1P+N C6 3KA 230V SY/CZERW | 64.8 | 1 | NR | 63.6 | 1 | NR | 1.887% | OFFICIAL | 1DM08G01H2390C4100 | 30 | 1DM | BUILDING | 08G | SYSTEM DOM. RANGES | 01H | SYSTEM WHITE MOD.DEV | 15 | 30 | NR | 253.75 | CCM | 82.933 | 71.645 | G | 8011564126381 | 8011564505308 | 8011564505315 | 85362010
GW20455 | MCB-1P+N C10 3KA 230V SY/RED | WYŁ. RÓŻN-PR.-1P+N C10 3KA 230V SY/CZERW | 64.8 | 1 | NR | 63.6 | 1 | NR | 1.887% | OFFICIAL | 1DM08G01H2390C4100 | 30 | 1DM | BUILDING | 08G | SYSTEM DOM. RANGES | 01H | SYSTEM WHITE MOD.DEV | 15 | 30 | NR | 253.75 | CCM | 81.567 | 73.41 | G | 8011564126398 | 8011564505322 | 8011564505339 | 85362010
GW20456 | MCB-1P+N C16 3KA 230V SY/RED | WYŁ. RÓŻN-PR.-1P+N C16 3KA 230V SY/CZERW | 64.8 | 1 | NR | 63.6 | 1 | NR | 1.887% | OFFICIAL | 1DM08G01H2390C4100 | 30 | 1DM | BUILDING | 08G | SYSTEM DOM. RANGES | 01H | SYSTEM WHITE MOD.DEV | 15 | 30 | NR | 253.75 | CCM | 81.9 | 73.71 | G | 8011564126404 | 8011564505346 | 8011564505353 | 85362010
GW20008 | KEY-OP.1P 10AX 230V 2-WAY SWITCH SY/WT | ŁĄCZ.SCHOD.OBS KLUCZ.1P 10A 230V SY/BIA | 32.7 | 1 | NR | 32.1 | 1 | NR | 1.869% | OFFICIAL | 1DM08G01H2310B2100 | 30 | 1DM | BUILDING | 08G | SYSTEM DOM. RANGES | 01H | SYSTEM WHITE MOD.DEV | 15 | 30 | NR | 253.75 | CCM | 66.433 | 47.325 | G | 8011564000094 | 8011564456723 | 8011564362673 | 85365080
GW20076 | CALL RELAY 12V 1MOD SY/WT | PRZEKAŹNIK DZWONKA 12V 1MOD SY/BIA | 38.5 | 1 | NR | 37.8 | 1 | NR | 1.852% | OFFICIAL | 1DM08G01H2450B8100 | 30 | 1DM | BUILDING | 08G | SYSTEM DOM. RANGES | 01H | SYSTEM WHITE MOD.DEV | 1 | 5 | NR | 324 | CCM | 52.4 | 47 | G | 8011564184824 | 8011564184824 | 8011564542822 | 85364190
GW20602 | OPAL PROTRUDING STAIR RISER LAMP | LAMPA PODSTOPNICY WYPUKŁA OPAL | 11 | 1 | NR | 10.8 | 1 | NR | 1.852% | OFFICIAL | 1DM08G01H2410CA100 | 30 | 1DM | BUILDING | 08G | SYSTEM DOM. RANGES | 01H | SYSTEM WHITE MOD.DEV | 1 | 12 | NR | 683.594 | CCM | 62.167 | 55.95 | G | 8011564001046 | 8011564001046 | 8011564513488 | 85308000
GW20627 | RED PROTRUDING STAIR RISER LAMP | LAMPA PODSTOPNICY WYPUKŁA CZERWONA | 11 | 1 | NR | 10.8 | 1 | NR | 1.852% | OFFICIAL | 1DM08G01H2410CA100 | 30 | 1DM | BUILDING | 08G | SYSTEM DOM. RANGES | 01H | SYSTEM WHITE MOD.DEV | 1 | 12 | NR | 683.594 | CCM | 70.25 | 63.225 | G | 8011564024779 | 8011564024779 | 8011564513495 | 85308000
GW20628 | GREEN PROTRUDING STAIR RISER LAMP | LAMPA PODSTOPNICY WYPUKŁA ZIELONA | 11 | 1 | NR | 10.8 | 1 | NR | 1.852% | OFFICIAL | 1DM08G01H2410CA100 | 30 | 1DM | BUILDING | 08G | SYSTEM DOM. RANGES | 01H | SYSTEM WHITE MOD.DEV | 1 | 12 | NR | 683.594 | CCM | 61.267 | 55.14 | G | 8011564024762 | 8011564024762 | 8011564513501 | 85308000
GW20629 | YELLOW PROTRUDING STAIR RISER LAMP | LAMPA PODSTOPNICY WYPUKŁA ŻÓŁTA | 11 | 1 | NR | 10.8 | 1 | NR | 1.852% | OFFICIAL | 1DM08G01H2410CA100 | 40 | 1DM | BUILDING | 08G | SYSTEM DOM. RANGES | 01H | SYSTEM WHITE MOD.DEV | 1 | 12 | NR | 683.594 | CCM | 61.267 | 55.14 | G | 8011564024755 | 8011564024755 | 8011564513518 | 85308000
GW20630 | BLUE PROTRUDING STAIR RISER LAMP | LAMPA PODSTOPNICY WYPUKŁA NIEBIESKA | 11 | 1 | NR | 10.8 | 1 | NR | 1.852% | OFFICIAL | 1DM08G01H2410CA100 | 40 | 1DM | BUILDING | 08G | SYSTEM DOM. RANGES | 01H | SYSTEM WHITE MOD.DEV | 1 | 12 | NR | 683.594 | CCM | 70 | 49.93 | G | 8011564024731 | 8011564024731 | 8011564513525 | 85308000
GW20005 | KEY-OPERATED SWITCH-2P 10AX SY/WT | ŁĄCZNIK OBSŁUG. KLUCZEM 2P 10A SY/BIA | 33.1 | 1 | NR | 32.5 | 1 | NR | 1.846% | OFFICIAL | 1DM08G01H2310B0100 | 30 | 1DM | BUILDING | 08G | SYSTEM DOM. RANGES | 01H | SYSTEM WHITE MOD.DEV | 15 | 30 | NR | 253.75 | CCM | 66.7 | 42.27 | G | 8011564000056 | 8011564456716 | 8011564362666 | 85365080
GW20530 | KEY-OP.PUSH-BUTTON-2P 10A NO SY/WT | PRZYCISK OBSŁ.KLUCZ 1P 10A NO SY/BIAŁY | 33.1 | 1 | NR | 32.5 | 1 | NR | 1.846% | OFFICIAL | 1DM08G01H2310B4100 | 30 | 1DM | BUILDING | 08G | SYSTEM DOM. RANGES | 01H | SYSTEM WHITE MOD.DEV | 15 | 30 | NR | 253.75 | CCM | 68.067 | 55.569 | G | 8011564184640 | 8011564542464 | 8011564542471 | 85365080
GW20577 | 2-WAY SWITCH-1P 16AX LUMINOUS 230V SY/WT | ŁĄCZNIK SCHOD. 1P 16AX PODŚ.230V SY/BIA | 8.3 | 1 | NR | 8.15 | 1 | NR | 1.84% | OFFICIAL | 1DM08G01H2310B2100 | 30 | 1DM | BUILDING | 08G | SYSTEM DOM. RANGES | 01H | SYSTEM WHITE MOD.DEV | 5 | 60 | NR | 139.683 | CCM | 34.4 | 29 | G | 8011564132962 | 8011564517929 | 8011564517936 | 85365080
GW20449 | RCBO-1P+N C10 IDN 30MA 230V 3KA SY/WT | WYŁ.RÓŻN-1P+N C10 IDN 30MA 230V 3KA SY/B | 60.9 | 1 | NR | 59.8 | 1 | NR | 1.839% | OFFICIAL | 1DM08G01H2390C8100 | 30 | 1DM | BUILDING | 08G | SYSTEM DOM. RANGES | 01H | SYSTEM WHITE MOD.DEV | 1 | 15 | NR | 257.4 | CCM | 136.333 | 122.7 | G | 8011564113015 | 8011564113015 | 8011564477513 | 85362010
GW20608 | DOUBLE IND.LIGHT-RED/GREEN 12/24V SY/WT | PODW.LAMPA WSKAŹ.CZER./ZIEL 12/24V SY/BI | 11.1 | 1 | NR | 10.9 | 1 | NR | 1.835% | OFFICIAL | 1DM08G01H2410CA100 | 30 | 1DM | BUILDING | 08G | SYSTEM DOM. RANGES | 01H | SYSTEM WHITE MOD.DEV | 15 | 30 | NR | 151.05 | CCM | 39 | 35.1 | G | 8011564001015 | 8011564455450 | 8011564362918 | 85308000
GW20651 | THREE-WAY SWITCH 'DND+MUR' 1M SY/WH | ŁĄCZN. PODW.”NIE PRZES+PR.SPRZ.”1M SY/B | 8.35 | 1 | NR | 8.2 | 1 | NR | 1.829% | OFFICIAL | 1DM08G01H2310B2100 | 30 | 1DM | BUILDING | 08G | SYSTEM DOM. RANGES | 01H | SYSTEM WHITE MOD.DEV | 1 | 60 | NR | 139.683 | CCM | 40.417 | 40.417 | G | 8011564752283 | 8011564943568 | 8011564943575 | 85365080
GW20580 | REV.-SWITCH-ILLUMINABLE 16AX 2M SY/WT | ŁĄCZN.KRZYŻ. PODŚWIETL.16AX 2M SY/BIAŁY | 11.2 | 1 | NR | 11 | 1 | NR | 1.818% | OFFICIAL | 1DM08G01H2310B2100 | 30 | 1DM | BUILDING | 08G | SYSTEM DOM. RANGES | 01H | SYSTEM WHITE MOD.DEV | 1 | 15 | NR | 257.4 | CCM | 56.867 | 51.18 | G | 8011564184381 | 8011564184381 | 8011564542167 | 85365080
GW20588 | 2-WAY SWITCH-1P 16AX ILLUMINABLE SY/WT | ŁĄCZNIK SCHOD. 1P 16AX PODŚWIET. SY/BIA | 5.6 | 1 | NR | 5.5 | 1 | NR | 1.818% | OFFICIAL | 1DM08G01H2310B2100 | 30 | 1DM | BUILDING | 08G | SYSTEM DOM. RANGES | 01H | SYSTEM WHITE MOD.DEV | 5 | 60 | NR | 139.683 | CCM | 32.333 | 29.1 | G | 8011564132979 | 8011564517943 | 8011564517950 | 85365080
GW20829 | DIMMER FOR ELECTR.TRANSF. 300W SY.WHITE | ŚCIEMN. DO TRANSF.ELEKTR. 300W SY.BIAŁY | 112 | 1 | NR | 110 | 1 | NR | 1.818% | OFFICIAL | 1DM08G01H2450CI100 | 40 | 1DM | BUILDING | 08G | SYSTEM DOM. RANGES | 01H | SYSTEM WHITE MOD.DEV | 1 | 14 | NR | 115.714 | CCM | 50.227 | 46.628 | G | 8011564747333 | 8011564747333 | 8011564701236 | 85365080
GW20533 | SYMBOL DISC NEUTRAL | DYSK Z SYMBOLEM NEUTRALNY | 34 | 100 | NR | 33.4 | 100 | NR | 1.796% | OFFICIAL | 1DM08G01H2310B6100 | 30 | 1DM | BUILDING | 08G | SYSTEM DOM. RANGES | 01H | SYSTEM WHITE MOD.DEV | 20 | 1200 | NR | 6.984 | CCM | 0.631 | 0.261 | G | 8011564077584 | 8011564452312 | 8011564452312 | 85389099
GW20835 | ANTI BLACK-OUT LAMP 1MODULE SY/WH | LAMPA PRZECIWZACIEMN. 1 MODUŁ SY/BIAŁA | 34.1 | 1 | NR | 33.5 | 1 | NR | 1.791% | OFFICIAL | 1DM08G01H2410CC100 | 30 | 1DM | BUILDING | 08G | SYSTEM DOM. RANGES | 01H | SYSTEM WHITE MOD.DEV | 1 | 14 | NR | 115.714 | CCM | 43.214 | 38.893 | G | 8011564747579 | 8011564747579 | 8011564701465 | 85131000
GW20381 | SOCKET-OUTLET TV DIR.C.M.9,5MM SY/WT | GNIAZDO TV BEZP.KONC.MĘS.9,5MM SY/BIA | 17.1 | 1 | NR | 16.8 | 1 | NR | 1.786% | OFFICIAL | 1DM08G01H2350BO100 | 30 | 1DM | BUILDING | 08G | SYSTEM DOM. RANGES | 01H | SYSTEM WHITE MOD.DEV | 15 | 30 | NR | 151.05 | CCM | 81.8 | 72.06 | G | 8011564078871 | 8011564409392 | 8011564409408 | 85366910
GW20434 | MCB-1P+N C6 3KA 230V SY/WT | SYSTEM WYŁ. NADPR. 1P+N C6 3KA BIAŁY 1M | 62.7 | 1 | NR | 61.6 | 1 | NR | 1.786% | OFFICIAL | 1DM08G01H2390C4100 | 30 | 1DM | BUILDING | 08G | SYSTEM DOM. RANGES | 01H | SYSTEM WHITE MOD.DEV | 15 | 30 | NR | 253.75 | CCM | 82.667 | 71.553 | G | 8011564079663 | 8011564455368 | 8011564410886 | 85362010
GW20435 | MCB-1P+N C10 3KA 230V SY/WT | SYSTEM WYŁ. NADPR. 1P+N C10 3KA BIAŁY 1M | 62.7 | 1 | NR | 61.6 | 1 | NR | 1.786% | OFFICIAL | 1DM08G01H2390C4100 | 30 | 1DM | BUILDING | 08G | SYSTEM DOM. RANGES | 01H | SYSTEM WHITE MOD.DEV | 15 | 30 | NR | 253.75 | CCM | 82.833 | 68.83 | G | 8011564079670 | 8011564455375 | 8011564410909 | 85362010
GW20243 | PHONE S.-OUTLET RJ45 CAT.5E SY/WT | GNIAZDO TELEF. RJ45 KAT.5E SY/BI | 40.1 | 1 | NR | 39.4 | 1 | NR | 1.777% | OFFICIAL | 1DM08G01H2370BY100 | 30 | 1DM | BUILDING | 08G | SYSTEM DOM. RANGES | 01H | SYSTEM WHITE MOD.DEV | 15 | 30 | NR | 279.367 | CCM | 43.567 | 39.21 | G | 8011564038509 | 8011564454200 | 8011564352063 | 85366930
GW20617 | BUZZER 12V-50HZ 8VA SY/WT | BRZĘCZYK 12V-50HZ 8VA SY/BIAŁY | 17.2 | 1 | NR | 16.9 | 1 | NR | 1.775% | OFFICIAL | 1DM08G01H2430CG100 | 30 | 1DM | BUILDING | 08G | SYSTEM DOM. RANGES | 01H | SYSTEM WHITE MOD.DEV | 15 | 30 | NR | 253.75 | CCM | 60.867 | 54.78 | G | 8011564001107 | 8011564455535 | 8011564362994 | 85318040
GW20810 | TIMED ELECTRONIC PUSH-BUTTON SY/WT | PRZYCISK ELEKTRONICZNY Z TIMEREM SY/BIA | 115 | 1 | NR | 113 | 1 | NR | 1.77% | OFFICIAL | 1DM08G01H2450CK100 | 30 | 1DM | BUILDING | 08G | SYSTEM DOM. RANGES | 01H | SYSTEM WHITE MOD.DEV | 1 | 4 | NR | 405 | CCM | 107.5 | 96.75 | G | 8011564026070 | 8011564026070 | 8011564338067 | 85365080
GW20820 | BADGE-OPERATED MECH.SWITCH 3M SY/WT | PRZEŁĄCZNIK MECH.OBSŁUG. KARTĄ 3M SY/BIA | 69 | 1 | NR | 67.8 | 1 | NR | 1.77% | OFFICIAL | 1DM08G01H2470CQ100 | 30 | 1DM | BUILDING | 08G | SYSTEM DOM. RANGES | 01H | SYSTEM WHITE MOD.DEV | 1 | 2 | NR | 810 | CCM | 91.5 | 82.35 | G | 8011564081161 | 8011564081161 | 8011564463417 | 85365080
GW20423 | VOLTAGE SURGE LIMITER 250V 75 J SY/WT | SYSTEM OGRANICZNIK PRZEPIĘĆ 8KA BIAŁY 1M | 29 | 1 | NR | 28.5 | 1 | NR | 1.754% | OFFICIAL | 1DM08G01H2390C3100 | 30 | 1DM | BUILDING | 08G | SYSTEM DOM. RANGES | 01H | SYSTEM WHITE MOD.DEV | 1 | 14 | NR | 115.714 | CCM | 38.071 | 34.264 | G | 8011564026049 | 8011564026049 | 8011564513891 | 85389099
GW20392 | THR.TV/SAT SOCK.10DB F-FEMALE SY/WT | GNIAZDO PRZE.TV/SAT 10DB F-ŻEŃSKIE SY/BI | 23.3 | 1 | NR | 22.9 | 1 | NR | 1.747% | OFFICIAL | 1DM08G01H2350BM100 | 30 | 1DM | BUILDING | 08G | SYSTEM DOM. RANGES | 01H | SYSTEM WHITE MOD.DEV | 15 | 30 | NR | 151.05 | CCM | 90.433 | 81.39 | G | 8011564078949 | 8011564409538 | 8011564409545 | 85366910
GW20393 | THR.TV/SAT SOCK.14DB F-FEMALE SY/WT | GNIAZDO PRZE.TV/SAT 14DB F-ŻEŃSKIE SY/BI | 23.3 | 1 | NR | 22.9 | 1 | NR | 1.747% | OFFICIAL | 1DM08G01H2350BM100 | 40 | 1DM | BUILDING | 08G | SYSTEM DOM. RANGES | 01H | SYSTEM WHITE MOD.DEV | 15 | 30 | NR | 151.05 | CCM | 89.667 | 68.14 | G | 8011564078956 | 8011564409552 | 8011564409569 | 85366910
GW20396 | THR.TV/SAT SOCK.5 DB F-FEMALE SY/WT | GNIAZDO PRZE.TV/SAT 5 DB F-ŻEŃSKIE SY/BI | 23.3 | 1 | NR | 22.9 | 1 | NR | 1.747% | OFFICIAL | 1DM08G01H2350BM100 | 30 | 1DM | BUILDING | 08G | SYSTEM DOM. RANGES | 01H | SYSTEM WHITE MOD.DEV | 15 | 30 | NR | 151.05 | CCM | 88.067 | 76.702 | G | 8011564078987 | 8011564409613 | 8011564409620 | 85366910
GW20283 | 2P+E 16A GERM.ST.GREEN SOCKET | GNIAZDO ZIELONE 2P+E 16A ST. NIEMIECKI | 8.75 | 1 | NR | 8.6 | 1 | NR | 1.744% | OFFICIAL | 1DM08G01H2330BE100 | 30 | 1DM | BUILDING | 08G | SYSTEM DOM. RANGES | 01H | SYSTEM WHITE MOD.DEV | 5 | 30 | NR | 279.367 | CCM | 59.5 | 48.552 | G | 8011564079441 | 8011564410428 | 8011564410435 | 85366990
GW20288 | 2P+E 16A GERM.ST.ORANGE SOCKET | GNIAZDO POMARAŃ. 2P+E 16A ST. NIEMIECKI | 8.75 | 1 | NR | 8.6 | 1 | NR | 1.744% | OFFICIAL | 1DM08G01H2330BE100 | 30 | 1DM | BUILDING | 08G | SYSTEM DOM. RANGES | 01H | SYSTEM WHITE MOD.DEV | 5 | 30 | NR | 279.367 | CCM | 60.4 | 54.4 | G | 8011564079472 | 8011564410480 | 8011564410497 | 85366990
GW20297 | 2P+E 16A GERM.ST.RED SOCKET | GNIAZDO CZERWONE 2P+E 16A ST. NIEMIECKI | 8.75 | 1 | NR | 8.6 | 1 | NR | 1.744% | OFFICIAL | 1DM08G01H2330BE100 | 30 | 1DM | BUILDING | 08G | SYSTEM DOM. RANGES | 01H | SYSTEM WHITE MOD.DEV | 5 | 30 | NR | 279.367 | CCM | 60.767 | 55.22 | G | 8011564044883 | 8011564454316 | 8011564358591 | 85366990
GW20516 | PUSH-BUTTON-1P NO 10A LUM.12/24V SY/WT | PRZYCISK-1P NO 10A-PODŚW.12/24V SY/BIAŁY | 8.75 | 1 | NR | 8.6 | 1 | NR | 1.744% | OFFICIAL | 1DM08G01H2310B4100 | 30 | 1DM | BUILDING | 08G | SYSTEM DOM. RANGES | 01H | SYSTEM WHITE MOD.DEV | 5 | 60 | NR | 139.683 | CCM | 32.45 | 25.32 | G | 8011564081093 | 8011564451391 | 8011564451407 | 85365080
GW20391 | DIRECT TV/SAT SOCKET F-FEMALE C.SY/WT | GNIAZDO BEZP.TV/SAT F-ŻEŃSKIE KON.SY/BIA | 17.6 | 1 | NR | 17.3 | 1 | NR | 1.734% | OFFICIAL | 1DM08G01H2350BM100 | 30 | 1DM | BUILDING | 08G | SYSTEM DOM. RANGES | 01H | SYSTEM WHITE MOD.DEV | 15 | 30 | NR | 151.05 | CCM | 80.2 | 72.18 | G | 8011564078932 | 8011564409514 | 8011564409521 | 85366910
GW20450 | RCBO-1P+N C16 IDN 30MA 230V 3KA SY/WT | WYŁ.RÓŻN-1P+N C16 IDN 30MA 230V 3KA SY/B | 176 | 1 | NR | 173 | 1 | NR | 1.734% | OFFICIAL | 1DM08G01H2390C8100 | 30 | 1DM | BUILDING | 08G | SYSTEM DOM. RANGES | 01H | SYSTEM WHITE MOD.DEV | 1 | 15 | NR | 257.4 | CCM | 135.467 | 121.92 | G | 8011564113022 | 8011564113022 | 8011564477520 | 85362010
GW20656 | DOUB.INDIC.LAMP 'DND+MUR' 1M 230V SY/WH | POD.LAM.WSK.”NIE PRZ+PR.SP.”1M 230V SY/B | 8.8 | 1 | NR | 8.65 | 1 | NR | 1.734% | OFFICIAL | 1DM08G01H2410CA100 | 30 | 1DM | BUILDING | 08G | SYSTEM DOM. RANGES | 01H | SYSTEM WHITE MOD.DEV | 1 | 30 | NR | 151.05 | CCM | 39.467 | 39.467 | G | 8011564752276 | 8011564943384 | 8011564943391 | 85308000
GW20589 | 2-WAY SWITCH-1P 16AX ILLUM.2M SY/WT | ŁĄCZNIK SCHOD. 1P 16AX PODŚWI.2M SY/BIA | 8.85 | 1 | NR | 8.7 | 1 | NR | 1.724% | OFFICIAL | 1DM08G01H2310B2100 | 30 | 1DM | BUILDING | 08G | SYSTEM DOM. RANGES | 01H | SYSTEM WHITE MOD.DEV | 15 | 30 | NR | 279.367 | CCM | 55.033 | 35.047 | G | 8011564184404 | 8011564542181 | 8011564542198 | 85365080
GW20229 | THR.RES.TV-SOCKET 20DB SY/WT | GNIAZDO TV PRZEPUST.REZ 20DB SY/BIA | 8.9 | 1 | NR | 8.75 | 1 | NR | 1.714% | OFFICIAL | 1DM08G01H2350BS100 | 30 | 1DM | BUILDING | 08G | SYSTEM DOM. RANGES | 01H | SYSTEM WHITE MOD.DEV | 30 | 60 | NR | 139.683 | CCM | 36.25 | 32.625 | G | 8011564000827 | 8011564453814 | 8011564301641 | 85366910
GW20431 | MCB-1P C6 3KA 230V SY/WT | SYSTEM WYŁ. NADPRĄDOWY C6 3KA BIAŁY 1M | 47.7 | 1 | NR | 46.9 | 1 | NR | 1.706% | OFFICIAL | 1DM08G01H2390C4100 | 30 | 1DM | BUILDING | 08G | SYSTEM DOM. RANGES | 01H | SYSTEM WHITE MOD.DEV | 15 | 30 | NR | 253.75 | CCM | 82.6 | 74.34 | G | 8011564079632 | 8011564455337 | 8011564410824 | 85362010
GW20432 | MCB-1P C10 3KA 230V SY/WT | SYSTEM WYŁ. NADPRĄDOWY C10 3KA BIAŁY 1M | 47.7 | 1 | NR | 46.9 | 1 | NR | 1.706% | OFFICIAL | 1DM08G01H2390C4100 | 30 | 1DM | BUILDING | 08G | SYSTEM DOM. RANGES | 01H | SYSTEM WHITE MOD.DEV | 15 | 30 | NR | 253.75 | CCM | 82.267 | 74.04 | G | 8011564079649 | 8011564455344 | 8011564410848 | 85362010
GW20433 | MCB-1P C16 3KA 230V SY/WT | SYSTEM WYŁ. NADPRĄDOWY C16 3KA BIAŁY 1M | 47.7 | 1 | NR | 46.9 | 1 | NR | 1.706% | OFFICIAL | 1DM08G01H2390C4100 | 30 | 1DM | BUILDING | 08G | SYSTEM DOM. RANGES | 01H | SYSTEM WHITE MOD.DEV | 15 | 30 | NR | 253.75 | CCM | 81.9 | 72.75 | G | 8011564079656 | 8011564455351 | 8011564410862 | 85362010
GW20503 | SWITCH-2P 16A SY/WT | WYŁĄCZNIK-2P 16A SY/BIA | 6 | 1 | NR | 5.9 | 1 | NR | 1.695% | OFFICIAL | 1DM08G01H2310B0100 | 30 | 1DM | BUILDING | 08G | SYSTEM DOM. RANGES | 01H | SYSTEM WHITE MOD.DEV | 5 | 60 | NR | 139.683 | CCM | 36.45 | 28.078 | G
GW20620 | BUZZER 230V-50HZ 8VA SY/WT | BRZĘCZYK 230V-50HZ 8VA SY/BIAŁY | 18.4 | 1 | NR | 18.1 | 1 | NR | 1.657% | OFFICIAL | 1DM08G01H2430CG100 | 30 | 1DM | BUILDING | 08G | SYSTEM DOM. RANGES | 01H | SYSTEM WHITE MOD.DEV | 15 | 30 | NR | 253.75 | CCM | 60.567 | 54.51 | G | 8011564001138 | 8011564455559 | 8011564363014 | 85318040
GW20271 | DATA CONNECTOR RJ45 CAT.5E UTP SY/WT | ZŁĄCZE DANYCH RJ45 KAT.5E UTP SY/BIAŁE | 24.9 | 1 | NR | 24.5 | 1 | NR | 1.633% | OFFICIAL | 1DM08G01H2370BY100 | 30 | 1DM | BUILDING | 08G | SYSTEM DOM. RANGES | 01H | SYSTEM WHITE MOD.DEV | 15 | 30 | NR | 279.367 | CCM | 35.233 | 31.71 | G | 8011564045828 | 8011564454279 | 8011564359659 | 85366930
GW20504 | SWITCH-2P 16A LUMINOUS 230V SY/WT | WYŁĄCZNIK-2P 16A PODŚWIETL. 230V SY/BIA | 9.4 | 1 | NR | 9.25 | 1 | NR | 1.622% | OFFICIAL | 1DM08G01H2310B0100 | 30 | 1DM | BUILDING | 08G | SYSTEM DOM. RANGES | 01H | SYSTEM WHITE MOD.DEV | 5 | 60 | NR | 139.683 | CCM | 36.5 | 28.941 | G | 8011564077218 | 8011564451322 | 8011564406759 | 85365080
GW20852 | ELECT.THERMOSTAT WINTER/SUMMER SY/WT | TERMOSTAT ELEKTR. ZIMA/LATO SY/BIAŁY | 127 | 1 | NR | 125 | 1 | NR | 1.6% | OFFICIAL | 1DM08G01H2450CM100 | 30 | 1DM | BUILDING | 08G | SYSTEM DOM. RANGES | 01H | SYSTEM WHITE MOD.DEV | 1 | 2 | NR | 2116.125 | CCM | 259.5 | 233.55 | G | 8011564109681 | 8011564109681 | 8011564471481 | 90321020
GW20282 | 2P+E 16A D.AMP ITA/GER ST.GREEN SOCK. | GNIAZDO ZIEL.2P+E 16A P.AMP ST WŁ/NIEM | 9.55 | 1 | NR | 9.4 | 1 | NR | 1.596% | OFFICIAL | 1DM08G01H2330BE100 | 30 | 1DM | BUILDING | 08G | SYSTEM DOM. RANGES | 01H | SYSTEM WHITE MOD.DEV | 5 | 30 | NR | 279.367 | CCM | 59.2 | 51.42 | G | 8011564079434 | 8011564410404 | 8011564410411 | 85366990
GW20287 | 2P+E 16A D.AMP ITA/GER ST.ORANGE SOCK. | GNIAZDO POM.2P+E 16A P.AMP ST WŁ/NIEM | 9.55 | 1 | NR | 9.4 | 1 | NR | 1.596% | OFFICIAL | 1DM08G01H2330BE100 | 30 | 1DM | BUILDING | 08G | SYSTEM DOM. RANGES | 01H | SYSTEM WHITE MOD.DEV | 5 | 30 | NR | 279.367 | CCM | 59.4 | 55 | G | 8011564079465 | 8011564410466 | 8011564410473 | 85366990
GW20296 | 2P+E 16A D.AMP ITA/GER ST.RED SOCK. | GNIAZDO CZERW. 2P+E 16A P.AMP ST WŁ/NIE | 9.55 | 1 | NR | 9.4 | 1 | NR | 1.596% | OFFICIAL | 1DM08G01H2330BE100 | 30 | 1DM | BUILDING | 08G | SYSTEM DOM. RANGES | 01H | SYSTEM WHITE MOD.DEV | 5 | 60 | NR | 269.325 | CCM | 60.667 | 54.6 | G | 8011564044876 | 8011564358577 | 8011564925007 | 85366990
GW20641 | BELL-3 INPUT 12V 2M SY/WT | DZWONEK 3 WEJŚCIA 12V 2M SY/BIAŁY | 128 | 1 | NR | 126 | 1 | NR | 1.587% | OFFICIAL | 1DM08G01H2430CE100 | 40 | 1DM | BUILDING | 08G | SYSTEM DOM. RANGES | 01H | SYSTEM WHITE MOD.DEV | 1 | 4 | NR | 405 | CCM | 89.5 | 76.114 | G | 8011564184862 | 8011564184862 | 8011564542860 | 85318040
GW20265 | 2P+E 16A GERMAN STD S.-OUTLET SY/WT | GNIAZDO 2P+E 16A ST. NIEMIECKI SY/BIAŁE | 6.45 | 1 | NR | 6.35 | 1 | NR | 1.575% | OFFICIAL | 1DM08G01H2330BI100 | 30 | 1DM | BUILDING | 08G | SYSTEM DOM. RANGES | 01H | SYSTEM WHITE MOD.DEV | 5 | 120 | NR | 200.813 | CCM | 56.417 | 46.84 | G
GW20234 | USA-POLARIZED PHONE SOCKET OUTLET SY/WT | USA-POLARYZOWANE GNIAZDO TELEF. SY/BIA | 3.25 | 1 | NR | 3.2 | 1 | NR | 1.562% | OFFICIAL | 1DM08G01H2330BU100 | 30 | 1DM | BUILDING | 08G | SYSTEM DOM. RANGES | 01H | SYSTEM WHITE MOD.DEV | 15 | 30 | NR | 151.05 | CCM | 37.2 | 33.48 | G | 8011564000766 | 8011564453869 | 8011564362833 | 85366990
GW20298 | 2P+E 16A ISRAELI RED SOCKET | GNIAZDO CZERWONE 2P+E 16A IZRAELSKIE | 6.5 | 1 | NR | 6.4 | 1 | NR | 1.562% | OFFICIAL | 1DM08G01H2330BK100 | 30 | 1DM | BUILDING | 08G | SYSTEM DOM. RANGES | 01H | SYSTEM WHITE MOD.DEV | 5 | 80 | NR | 154.28 | CCM | 44.675 | 44.675 | G | 8011564079021 | 8011564940741 | 8011564940758 | 85366990
GW20299 | SOCKET-OUTLET 2P+E 16A ISRAELI STD BLUE | GNIAZDO, 2P+E 16A ST IZRAELSKI NIEBIES. | 6.5 | 1 | NR | 6.4 | 1 | NR | 1.562% | OFFICIAL | 1DM08G01H2330BK100 | 30 | 1DM | BUILDING | 08G | SYSTEM DOM. RANGES | 01H | SYSTEM WHITE MOD.DEV | 5 | 80 | NR | 154.28 | CCM | 46.311 | 35.186 | G | 8011564814028 | 8011564954328 | 8011564954335 | 85366990
GW20356 | 15A 2P+E AUSTR.SOCKET-OUTLET SY/WT | 15A 2P+E GNIAZDO AUSTRAL. SY/BIA | 9.8 | 1 | NR | 9.65 | 1 | NR | 1.554% | OFFICIAL | 1DM08G01H2330BI100 | 30 | 1DM | BUILDING | 08G | SYSTEM DOM. RANGES | 01H | SYSTEM WHITE MOD.DEV | 30 | 60 | NR | 246.783 | CCM | 75.75 | 68.175 | G | 8011564222250 | 8011564574694 | 8011564574700 | 85366990
GW20361 | DOUBLE USB POWER SUPPLY 1M SY/WH | PODWÓJNE GNIAZDO ZASILANIA USB 1M SY/BIA | 26.5 | 1 | NR | 26.1 | 1 | NR | 1.533% | OFFICIAL | 1DM08G01H2370C2100 | 40 | 1DM | BUILDING | 08G | SYSTEM DOM. RANGES | 01H | SYSTEM WHITE MOD.DEV | 10 | 300 | NR | 151.585 | CCM | 30.809 | 30.809 | G | 8011564883727 | 8011564883727 | 8011564904316 | 85044090
GW20362 | DUAL USB CHARGER A+A TYPE 5V 3A 1M SY/WH |  | 26.5 | 1 | NR | 26.1 | 1 | NR | 1.533% | INTERNAL USE | 1DM08G01H2370C2100 | 40 | 1DM | BUILDING | 08G | SYSTEM DOM. RANGES | 01H | SYSTEM WHITE MOD.DEV | 10 | 300 | NR | 151.585 | CCM | 51.333 | 41.333 | G
GW20363 | DUAL USB CHARGER A+C TYPE 5V 3A 1M SY/WH | PODWÓJNE GNIAZDO ZASILANIA USB 1M SY/BIA | 26.5 | 1 | NR | 26.1 | 1 | NR | 1.533% | OFFICIAL | 1DM08G01H2370C2100 | 30 | 1DM | BUILDING | 08G | SYSTEM DOM. RANGES | 01H | SYSTEM WHITE MOD.DEV | 10 | 300 | NR | 151.585 | CCM | 51.333 | 46.2 | G | 8034035091230 | 0 | 0 | 0
GW20522 | PUSH-BUTTON-1P NO+AUX NC -START- SY/WT | PRZYCISK-1P NO+AUX NC -START SY/BIAŁY | 7 | 1 | NR | 6.9 | 1 | NR | 1.449% | OFFICIAL | 1DM08G01H2310B4100 | 30 | 1DM | BUILDING | 08G | SYSTEM DOM. RANGES | 01H | SYSTEM WHITE MOD.DEV | 5 | 60 | NR | 139.683 | CCM | 36.45 | 29.397 | G | 8011564077331 | 8011564451452 | 8011564406995 | 85365080
GW20523 | PUSH-BUTTON-1P NC+AUX NO -STOP- SY/WT | PRZYCISK-1P NC+AUX NO -STOP- SY/BIAŁY | 7 | 1 | NR | 6.9 | 1 | NR | 1.449% | OFFICIAL | 1DM08G01H2310B4100 | 30 | 1DM | BUILDING | 08G | SYSTEM DOM. RANGES | 01H | SYSTEM WHITE MOD.DEV | 5 | 60 | NR | 139.683 | CCM | 36.183 | 29.397 | G | 8011564077348 | 8011564451469 | 8011564407015 | 85365080
GW20351 | 2P+E 10A SWISS TYPE 12 SY/WT | 2P+E 10A STYPU SZWAJCARSKIEGO 12 SY/BIA | 7.05 | 1 | NR | 6.95 | 1 | NR | 1.439% | OFFICIAL | 1DM08G01H2330BI100 | 30 | 1DM | BUILDING | 08G | SYSTEM DOM. RANGES | 01H | SYSTEM WHITE MOD.DEV | 30 | 60 | NR | 139.683 | CCM | 40.217 | 32.032 | G | 8011564114418 | 8011564485723 | 8011564485716 | 85366990
GW20528 | 3-WAY SWITCH 1-0-2 10AX NEUT.DISCS SY/WT | ŁĄCZNIK PODW.1-0-2 10A NEUT.DYSK.SY/BIA | 7.1 | 1 | NR | 7 | 1 | NR | 1.429% | OFFICIAL | 1DM08G01H2310B6100 | 30 | 1DM | BUILDING | 08G | SYSTEM DOM. RANGES | 01H | SYSTEM WHITE MOD.DEV | 5 | 60 | NR | 139.683 | CCM | 35.4 | 31.43 | G | 8011564077409 | 8011564451490 | 8011564407138 | 85365080
GW20238 | ENCLOSUR FOR SUB-D 9/25 CONN.SY/WT | ZAŚLEPKA DO PRZYŁ.OBUD.SUB-D 9/25 SY/BIA | 3.7 | 1 | NR | 3.65 | 1 | NR | 1.37% | OFFICIAL | 1DM08G01H2370C2100 | 30 | 1DM | BUILDING | 08G | SYSTEM DOM. RANGES | 01H | SYSTEM WHITE MOD.DEV | 20 | 40 | NR | 403.988 | CCM | 35.225 | 31.703 | G | 8011564000803 | 8011564453906 | 8011564362857 | 85389099
GW20266 | ENCLOSURE FOR RJ45 IBM SY/WT | OBUDOWA DO RJ45 IBM SY/BIAŁA | 3.7 | 1 | NR | 3.65 | 1 | NR | 1.37% | OFFICIAL | 1DM08G01H2370C0100 | 30 | 1DM | BUILDING | 08G | SYSTEM DOM. RANGES | 01H | SYSTEM WHITE MOD.DEV | 1 | 120 | NR | 89.578 | CCM | 12.8 | 9.489 | G | 8011564045835 | 8011564045835 | 8011564359666 | 85389099
GW20267 | ENCLOSURE FOR RJ45 AVAYA SY/WT | OBUDOWA DO RJ45 AVAYA SY/BIAŁA | 3.7 | 1 | NR | 3.65 | 1 | NR | 1.37% | OFFICIAL | 1DM08G01H2370C0100 | 30 | 1DM | BUILDING | 08G | SYSTEM DOM. RANGES | 01H | SYSTEM WHITE MOD.DEV | 1 | 120 | NR | 89.578 | CCM | 12.075 | 9.159 | G | 8011564045842 | 8011564045842 | 8011564359673 | 85389099
GW20270 | ENCLOSURE FOR RJ45 AMP SY/WT | OBUDOWA DO RJ45 AMP SY/BIAŁA | 3.7 | 1 | NR | 3.65 | 1 | NR | 1.37% | OFFICIAL | 1DM08G01H2370C0100 | 30 | 1DM | BUILDING | 08G | SYSTEM DOM. RANGES | 01H | SYSTEM WHITE MOD.DEV | 1 | 120 | NR | 89.578 | CCM | 12.758 | 8.819 | G | 8011564071872 | 8011564071872 | 8011564398061 | 85389099
GW20212 | 10/15A 2P+E EUROAM.SOCKET OUTLET SY/WT | 10/15A 2P+E GNIAZDO EUROAM. SY/BIA | 3.95 | 1 | NR | 3.9 | 1 | NR | 1.282% | OFFICIAL | 1DM08G01H2330BI100 | 30 | 1DM | BUILDING | 08G | SYSTEM DOM. RANGES | 01H | SYSTEM WHITE MOD.DEV | 5 | 60 | NR | 139.683 | CCM | 37.3 | 25.275 | G | 8011564000650 | 8011564453661 | 8011564362772 | 85366990
GW20235 | FRENCH PHONE S.-OUTLET 8 CONTACTS SY/WT | FRANCUSKIE GNIAZDO TELEF. 8 STYKÓW SY/BI | 16.9 | 1 | NR | 16.7 | 1 | NR | 1.198% | OFFICIAL | 1DM08G01H2370BW100 | 30 | 1DM | BUILDING | 08G | SYSTEM DOM. RANGES | 01H | SYSTEM WHITE MOD.DEV | 15 | 30 | NR | 151.05 | CCM | 41.467 | 37.32 | G | 8011564000773 | 8011564453876 | 8011564362840 | 85366930
GW20251 | TELEPHONE JACK RJ11 SY/WT | GNIAZDO TELEFONICZNE RJ11 SY/BIAŁE | 16.9 | 1 | NR | 16.7 | 1 | NR | 1.198% | OFFICIAL | 1DM08G01H2370BW100 | 30 | 1DM | BUILDING | 08G | SYSTEM DOM. RANGES | 01H | SYSTEM WHITE MOD.DEV | 15 | 30 | NR | 151.05 | CCM | 27.467 | 24.72 | G | 8011564026025 | 8011564454248 | 8011564337794 | 85366930
GW20529 | PUSH-BUTTON-1P NA 10A -NEUTRAL- SY/WT | PRZYCISK, 1P NA 10A-NEUTRALNY- SY/BIAŁY | 4.55 | 1 | NR | 4.5 | 1 | NR | 1.111% | OFFICIAL | 1DM08G01H2310B4100 | 30 | 1DM | BUILDING | 08G | SYSTEM DOM. RANGES | 01H | SYSTEM WHITE MOD.DEV | 5 | 60 | NR | 139.683 | CCM | 31.633 | 23.92 | G | 8011564077416 | 8011564451506 | 8011564407152 | 85365080
GW20531 | PUSH-BUTTON-1P NC 10A -NEUTRAL- SY/WT | PRZYCISK, 1P NC 10A-NEUTRALNY- SY/BIAŁY | 4.55 | 1 | NR | 4.5 | 1 | NR | 1.111% | OFFICIAL | 1DM08G01H2310B6100 | 30 | 1DM | BUILDING | 08G | SYSTEM DOM. RANGES | 01H | SYSTEM WHITE MOD.DEV | 15 | 30 | NR | 151.05 | CCM | 37.267 | 33.54 | G | 8011564077430 | 8011564451513 | 8011564407190 | 85365080
GW20073 | BLANKING MODULE 2 GANG SY/WT | ZAŚLEPKA 2 MODUŁY SY/BIAŁA | 1.95 | 1 | NR | 1.93 | 1 | NR | 1.036% | OFFICIAL | 1DM08G01H2470BA100 | 30 | 1DM | BUILDING | 08G | SYSTEM DOM. RANGES | 01H | SYSTEM WHITE MOD.DEV | 30 | 60 | NR | 246.783 | CCM | 27.05 | 10.8 | G | 8011564025943 | 8011564453555 | 8011564349391 | 85389099
GW20203 | 16A 2P+E DUAL AMP.ITAL.S.-OUTLET SY/WT | 16A 2P+E PODW.AMP.ST.WŁOS.-WYJŚCIE SY/BI | 3.55 | 1 | NR | 3.8 | 1 | NR | -6.579% | OFFICIAL | 1DM08G01H2330BC100 | 30 | 1DM | BUILDING | 08G | SYSTEM DOM. RANGES | 01H | SYSTEM WHITE MOD.DEV | 5 | 320 | NR | 75.305 | CCM | 28.509 | 25.658 | G
GW20571 | SWITCH-1P 16AX SY/WT | ŁĄCZNIK-1P 16AX SY/BIA | 2.1 | 1 | NR | 2.25 | 1 | NR | -6.667% | OFFICIAL | 1DM08G01H2310B0100 | 30 | 1DM | BUILDING | 08G | SYSTEM DOM. RANGES | 01H | SYSTEM WHITE MOD.DEV | 5 | 320 | NR | 75.305 | CCM | 28.109 | 25.298 | G
GW20510 | PUSH-BUTTON-1P NO 10A SY/WT | PRZYCISK, 1P NO 10A SY/BIAŁY | 3.85 | 1 | NR | 4.15 | 1 | NR | -7.229% | OFFICIAL | 1DM08G01H2310B4100 | 30 | 1DM | BUILDING | 08G | SYSTEM DOM. RANGES | 01H | SYSTEM WHITE MOD.DEV | 5 | 160 | NR | 100.997 | CCM | 28.163 | 25.232 | G
GW20576 | 2-WAY SWITCH-1P 16AX SY/WT | ŁĄCZNIK SCHODOWY 1P 16AX SY/BIA | 4.2 | 1 | NR | 4.65 | 1 | NR | -9.677% | OFFICIAL | 1DM08G01H2310B2100 | 30 | 1DM | BUILDING | 08G | SYSTEM DOM. RANGES | 01H | SYSTEM WHITE MOD.DEV | 5 | 320 | NR | 75.305 | CCM | 30.322 | 27.29 | G
GW20056 | BLANKING MODULE 1 GANG SY/WT | ZAŚLEPKA 1 MODUŁ SY/BIAŁA | 1.02 | 1 | NR | 1.13 | 1 | NR | -9.735% | OFFICIAL | 1DM08G01H2470BA100 | 30 | 1DM | BUILDING | 08G | SYSTEM DOM. RANGES | 01H | SYSTEM WHITE MOD.DEV | 10 | 480 | NR | 33.666 | CCM | 9.573 | 8.037 | G | 8011564001213 | 8011564460614 | 8011564453524 | 85389099
GW21229 | THR.RES.TV-SOCKET 20DB SY/BK | GNIAZDO TV PRZEPUST.REZ 20DB SY/CZARNE | 10.2 | 1 | NR | 9.95 | 1 | NR | 2.513% | OFFICIAL | 1DM08G02F2360GM100 | 30 | 1DM | BUILDING | 08G | SYSTEM DOM. RANGES | 02F | SYSTEM BLACK MOD.DEV | 30 | 60 | NR | 139.683 | CCM | 35.967 | 32.37 | G | 8011564128736 | 8011564508514 | 8011564508521 | 85366910
GW21212 | 10/15A 2P+E EUROAM.SOCKET OUTLET SY/BK | 10/15A 2P+E GNIAZDO EUROAM. SY/CZARNE | 4.4 | 1 | NR | 4.3 | 1 | NR | 2.326% | OFFICIAL | 1DM08G02F2340GG100 | 30 | 1DM | BUILDING | 08G | SYSTEM DOM. RANGES | 02F | SYSTEM BLACK MOD.DEV | 5 | 60 | NR | 139.683 | CCM | 34.483 | 26.36 | G | 8011564128521 | 8011564508095 | 8011564508101 | 85366990
GW21531 | PUSH-BUTTON-1P NC 10A -NEUTRAL- SY/BK | PRZYCISK 1P NC 10A-NEUTRALNY-SY/CZARNY | 4.85 | 1 | NR | 4.75 | 1 | NR | 2.105% | OFFICIAL | 1DM08G02F2320G6100 | 30 | 1DM | BUILDING | 08G | SYSTEM DOM. RANGES | 02F | SYSTEM BLACK MOD.DEV | 15 | 30 | NR | 151.05 | CCM | 36.4 | 32.76 | G | 8011564128286 | 8011564507678 | 8011564507685 | 85365080
GW21503 | SWITCH-2P 16A SY/BK | ŁĄCZNIK-2P 16A SY/CZARNY | 7.5 | 1 | NR | 7.35 | 1 | NR | 2.041% | OFFICIAL | 1DM08G02F2320G0100 | 30 | 1DM | BUILDING | 08G | SYSTEM DOM. RANGES | 02F | SYSTEM BLACK MOD.DEV | 5 | 60 | NR | 139.683 | CCM | 36.667 | 28.4 | G | 8011564127951 | 8011564506985 | 8011564506992 | 85365080
GW21351 | 2P+E 10A SWISS TYPE 12 SY/BK | 2P+E 10A STYPU SZWAJCARSKIEGO 12 SY/CZAR | 7.55 | 1 | NR | 7.4 | 1 | NR | 2.027% | OFFICIAL | 1DM08G02F2340GG100 | 30 | 1DM | BUILDING | 08G | SYSTEM DOM. RANGES | 02F | SYSTEM BLACK MOD.DEV | 30 | 60 | NR | 139.683 | CCM | 40 | 36 | G | 8011564128606 | 8011564508255 | 8011564508262 | 85366990
GW21584 | SWITCH-2P 16A ILLUMINABLE SY/BK | ŁĄCZNIK-2P 16A PODŚWIETLANY SY/CZARNY | 7.55 | 1 | NR | 7.4 | 1 | NR | 2.027% | OFFICIAL | 1DM08G02F2320G0100 | 30 | 1DM | BUILDING | 08G | SYSTEM DOM. RANGES | 02F | SYSTEM BLACK MOD.DEV | 5 | 60 | NR | 139.683 | CCM | 38.367 | 34.53 | G | 8011564127975 | 8011564507029 | 8011564507036 | 85365080
GW21643 | BELL-3 INPUT 230V 2M SY/BK | DZWONEK 3 WEJŚCIA 230V 2M SY/CZARNY | 151 | 1 | NR | 148 | 1 | NR | 2.027% | OFFICIAL | 1DM08G02F2440IK100 | 40 | 1DM | BUILDING | 08G | SYSTEM DOM. RANGES | 02F | SYSTEM BLACK MOD.DEV | 1 | 4 | NR | 405 | CCM | 172.25 | 155.025 | G | 8011564184879 | 8011564184879 | 8011564542877 | 85318040
GW21589 | 2-WAY SWITCH-1P 16AX ILLUM.2M SY/BK | ŁĄCZNIK SCHOD. 1P 16AX PODŚW.2M SY/CZA | 10.1 | 1 | NR | 9.9 | 1 | NR | 2.02% | OFFICIAL | 1DM08G02F2320G2100 | 30 | 1DM | BUILDING | 08G | SYSTEM DOM. RANGES | 02F | SYSTEM BLACK MOD.DEV | 15 | 30 | NR | 279.367 | CCM | 54 | 48.6 | G | 8011564184619 | 8011564542204 | 8011564542419 | 85365080
GW21237 | BNC 50/75/93 OHM SOCKET OUTLET SY/BK | GNIAZDO BNC 50/75/93 OMÓW SY/CZARNE | 7.6 | 1 | NR | 7.45 | 1 | NR | 2.013% | OFFICIAL | 1DM08G02F2380GW100 | 40 | 1DM | BUILDING | 08G | SYSTEM DOM. RANGES | 02F | SYSTEM BLACK MOD.DEV | 15 | 30 | NR | 151.05 | CCM | 27.767 | 24.99 | G | 8011564132313 | 8011564517127 | 8011564511460 | 85366930
GW21517 | PUSH-BUTTON-2P NA 10A SY/BK | PRZYCISK, 2P NA 10A SY/CZARNY | 7.6 | 1 | NR | 7.45 | 1 | NR | 2.013% | OFFICIAL | 1DM08G02F2320G4100 | 30 | 1DM | BUILDING | 08G | SYSTEM DOM. RANGES | 02F | SYSTEM BLACK MOD.DEV | 5 | 60 | NR | 139.683 | CCM | 37.3 | 33.57 | G | 8011564128170 | 8011564507449 | 8011564507456 | 85365080
GW21246 | 16A 2P+E D.A.ITAL./UNEL S.-OUT.SY/BK | GNIAZDO 16A 2P+E P.A.WŁOS./UNEL SY/CZARN | 10.4 | 1 | NR | 10.2 | 1 | NR | 1.961% | OFFICIAL | 1DM08G02F2340GC100 | 30 | 1DM | BUILDING | 08G | SYSTEM DOM. RANGES | 02F | SYSTEM BLACK MOD.DEV | 5 | 120 | NR | 200.813 | CCM | 52.975 | 47.678 | G | 8011564128422 | 8011564507913 | 8011564507920 | 85366990
GW21504 | SWITCH-2P 16A LUMINOUS 230V SY/BK | ŁĄCZNIK-2P 16A PODŚWIETL. 230V SY/CZAR | 10.4 | 1 | NR | 10.2 | 1 | NR | 1.961% | OFFICIAL | 1DM08G02F2320G0100 | 30 | 1DM | BUILDING | 08G | SYSTEM DOM. RANGES | 02F | SYSTEM BLACK MOD.DEV | 5 | 60 | NR | 139.683 | CCM | 37.15 | 32.26 | G | 8011564127968 | 8011564507005 | 8011564507012 | 85365080
GW21607 | DOUBLE IND.LIGHT-RED/GREEN 230V SY/BK | PODW.LAMPA WSKAŹ. CZER./ZIEL 230V SY/CZA | 10.4 | 1 | NR | 10.2 | 1 | NR | 1.961% | OFFICIAL | 1DM08G02F2420IG100 | 30 | 1DM | BUILDING | 08G | SYSTEM DOM. RANGES | 02F | SYSTEM BLACK MOD.DEV | 15 | 30 | NR | 151.05 | CCM | 40.5 | 36.45 | G | 8011564129740 | 8011564509825 | 8011564509832 | 85308000
GW21867 | 4CH DETECTOR SYSTEM BLACK | INSTALACJA CZUJNIKÓW 4CH CZARNA | 213 | 1 | NR | 209 | 1 | NR | 1.914% | OFFICIAL | 1DM08G02F2460IR100 | 40 | 1DM | BUILDING | 08G | SYSTEM DOM. RANGES | 02F | SYSTEM BLACK MOD.DEV | 1 | 2 | NR | 2116.125 | CCM | 250 | 225 | G | 8011564289369 | 8011564289369 | 8011564633667 | 90271010
GW21868 | LPG DETECTOR – SYSTEM BLACK | INSTALACJA CZUJNIKÓW LPG CZARNA | 213 | 1 | NR | 209 | 1 | NR | 1.914% | OFFICIAL | 1DM08G02F2460IR100 | 40 | 1DM | BUILDING | 08G | SYSTEM DOM. RANGES | 02F | SYSTEM BLACK MOD.DEV | 1 | 2 | NR | 2116.125 | CCM | 250 | 225 | G | 8011564289376 | 8011564289376 | 8011564633674 | 90271010
GW21423 | VOLTAGE SURGE LIMITER 250V 75 J SY/BK | OGRANICZNIK NAPIĘCIA 250V 75 J SY/CZARN | 32.9 | 1 | NR | 32.3 | 1 | NR | 1.858% | OFFICIAL | 1DM08G02F2400GY100 | 30 | 1DM | BUILDING | 08G | SYSTEM DOM. RANGES | 02F | SYSTEM BLACK MOD.DEV | 1 | 14 | NR | 115.714 | CCM | 37.071 | 33.364 | G | 8011564129313 | 8011564129313 | 8011564509276 | 85389099
GW21291 | 2P+E 16A ITAL.STD DOUBLE S.-OUTLET SY/BK | GNIAZDO PODW. 2P+E 16A ST. WŁ. SY/CZARNE | 16.5 | 1 | NR | 16.2 | 1 | NR | 1.852% | OFFICIAL | 1DM08G02F2340GC100 | 30 | 1DM | BUILDING | 08G | SYSTEM DOM. RANGES | 02F | SYSTEM BLACK MOD.DEV | 30 | 60 | NR | 246.783 | CCM | 61.433 | 55.29 | G | 8011564128439 | 8011564507937 | 8011564507944 | 85366990
GW21356 | 15A 2P+E AUSTR.SOCKET-OUTLET SY/BK | 15A 2P+E GNIAZDO AUSTRAL. SY/CZARNE | 11 | 1 | NR | 10.8 | 1 | NR | 1.852% | OFFICIAL | 1DM08G02F2340GG100 | 30 | 1DM | BUILDING | 08G | SYSTEM DOM. RANGES | 02F | SYSTEM BLACK MOD.DEV | 30 | 60 | NR | 246.783 | CCM | 76 | 68.4 | G | 8011564222267 | 8011564574717 | 8011564574724 | 85366990
GW21401 | 16A MAX, 250V FUSEHOLDER 6,3X32 SY/BK | 16A MAX 250V UCHWYT BEZP.6,3X32 SY/CZAR | 5.55 | 1 | NR | 5.45 | 1 | NR | 1.835% | OFFICIAL | 1DM08G02F2400GY100 | 30 | 1DM | BUILDING | 08G | SYSTEM DOM. RANGES | 02F | SYSTEM BLACK MOD.DEV | 30 | 60 | NR | 139.683 | CCM | 36.067 | 24.9 | G | 8011564129306 | 8011564509252 | 8011564509269 | 85361050
GW21583 | SWITCH-1P 16AX ILLUMINABLE SY/BK | ŁĄCZNIK-1P 16AX PODŚWIETLANY SY/CZARNY | 5.55 | 1 | NR | 5.45 | 1 | NR | 1.835% | OFFICIAL | 1DM08G02F2320G0100 | 30 | 1DM | BUILDING | 08G | SYSTEM DOM. RANGES | 02F | SYSTEM BLACK MOD.DEV | 5 | 60 | NR | 139.683 | CCM | 30.1 | 27.09 | G | 8011564133037 | 8011564518063 | 8011564518070 | 85365080
GW21271 | DATA CONNECTOR RJ45 CAT.5E UTP SY/BK | ZŁĄCZE DANYCH RJ45 KAT.5E UTP SY/CZARNE | 27.9 | 1 | NR | 27.4 | 1 | NR | 1.825% | OFFICIAL | 1DM08G02F2380GS100 | 30 | 1DM | BUILDING | 08G | SYSTEM DOM. RANGES | 02F | SYSTEM BLACK MOD.DEV | 15 | 30 | NR | 279.367 | CCM | 34.7 | 31.23 | G | 8011564128934 | 8011564508842 | 8011564508859 | 85366930
GW21230 | END-OF-LINE TV-SOCKET 750 OHM SY/BK | GNIAZDO KOŃCOWE TV 750 OMÓW SY/CZARNE | 11.2 | 1 | NR | 11 | 1 | NR | 1.818% | OFFICIAL | 1DM08G02F2360GM100 | 30 | 1DM | BUILDING | 08G | SYSTEM DOM. RANGES | 02F | SYSTEM BLACK MOD.DEV | 30 | 60 | NR | 139.683 | CCM | 38.333 | 34.5 | G | 8011564128743 | 8011564508538 | 8011564508545 | 85366910
GW21248 | 10A 2P+E ARGENTINIAN S.-OUT.SY/BK | GNIAZDO 10A 2P+E ST ARGENTYN.SY/CZARNE | 11.2 | 1 | NR | 11 | 1 | NR | 1.818% | OFFICIAL | 1DM08G02F2340GG100 | 30 | 1DM | BUILDING | 08G | SYSTEM DOM. RANGES | 02F | SYSTEM BLACK MOD.DEV | 30 | 60 | NR | 246.783 | CCM | 78.117 | 70.305 | G | 8011564128576 | 8011564508194 | 8011564508200 | 85366990
GW21357 | 10A 2P+E AUSTR.SOCKET-OUTLET SY/BK | 10A 2P+E GNIAZDO AUSTRAL. SY/CZARNE | 11.2 | 1 | NR | 11 | 1 | NR | 1.818% | OFFICIAL | 1DM08G02F2340GG100 | 30 | 1DM | BUILDING | 08G | SYSTEM DOM. RANGES | 02F | SYSTEM BLACK MOD.DEV | 30 | 60 | NR | 246.783 | CCM | 78.133 | 70.32 | G | 8011564222229 | 8011564574632 | 8011564574649 | 85366990
GW21265 | 2P+E 16A GERMAN STD S.-OUTLET SY/BK | GNIAZDO 2P+E 16A ST. NIEMIECKI SY/CZARNE | 8.5 | 1 | NR | 8.35 | 1 | NR | 1.796% | OFFICIAL | 1DM08G02F2340GG100 | 30 | 1DM | BUILDING | 08G | SYSTEM DOM. RANGES | 02F | SYSTEM BLACK MOD.DEV | 5 | 60 | NR | 269.325 | CCM | 56.5 | 46.384 | G | 8011564128477 | 8011564507999 | 8011564508002 | 85366990
GW21572 | SWITCH-1P 16AX LUMIN.230V SY/BK | ŁĄCZNIK-1P 16AX PODŚWIETL.230V SY/CZAR | 8.5 | 1 | NR | 8.35 | 1 | NR | 1.796% | OFFICIAL | 1DM08G02F2320G0100 | 30 | 1DM | BUILDING | 08G | SYSTEM DOM. RANGES | 02F | SYSTEM BLACK MOD.DEV | 5 | 60 | NR | 139.683 | CCM | 32.217 | 26.68 | G | 8011564133020 | 8011564518049 | 8011564518056 | 85365080
GW21024 | PUSH-BUTTON-NAME PLATE 3M ILLUM.SY/BK | PRZYC.Z TABL.NA NAZWISK.3M PODŚWIE.SY/CZ | 11.4 | 1 | NR | 11.2 | 1 | NR | 1.786% | OFFICIAL | 1DM08G02F2320G4100 | 30 | 1DM | BUILDING | 08G | SYSTEM DOM. RANGES | 02F | SYSTEM BLACK MOD.DEV | 20 | 40 | NR | 403.988 | CCM | 72.175 | 58.15 | G | 8011564128200 | 8011564507500 | 8011564507517 | 85365080
GW21591 | PUSH-BUTTON-NAME PLATE 2M ILLUM.SY/BK | PRZYC.Z TABL.NA NAZWISK.2M PODŚWIE.SY/CZ | 11.4 | 1 | NR | 11.2 | 1 | NR | 1.786% | OFFICIAL | 1DM08G02F2320G4100 | 30 | 1DM | BUILDING | 08G | SYSTEM DOM. RANGES | 02F | SYSTEM BLACK MOD.DEV | 15 | 30 | NR | 279.367 | CCM | 56.8 | 51.12 | G | 8011564128194 | 8011564507487 | 8011564507494 | 85365080
GW21243 | PHONE S.-OUTLET RJ45 CAT.5E SY/BK | GNIAZDO TELEF. RJ45 KAT.5E SY/CZARNE | 45.7 | 1 | NR | 44.9 | 1 | NR | 1.782% | OFFICIAL | 1DM08G02F2380GS100 | 30 | 1DM | BUILDING | 08G | SYSTEM DOM. RANGES | 02F | SYSTEM BLACK MOD.DEV | 15 | 30 | NR | 279.367 | CCM | 43.133 | 38.82 | G | 8011564128941 | 8011564508866 | 8011564508873 | 85366930
GW21071 | IMPULSE SWITCH 1P 10A/250V-230V SY/BK | ŁĄCZNIK IMPUL.1P 10A/250V-230V SY/CZ | 28.7 | 1 | NR | 28.2 | 1 | NR | 1.773% | OFFICIAL | 1DM08G02F2460G8100 | 30 | 1DM | BUILDING | 08G | SYSTEM DOM. RANGES | 02F | SYSTEM BLACK MOD.DEV | 1 | 5 | NR | 324 | CCM | 68.4 | 61.05 | G | 8011564128309 | 8011564128309 | 8011564507708 | 85364900
GW21603 | IND.LIGHT-RED FLAT DIFF.SY/BK | LAMPA WSKAŹ.CZERW.DYFUZ.PŁASKI SY/CZARNY | 5.75 | 1 | NR | 5.65 | 1 | NR | 1.77% | OFFICIAL | 1DM08G02F2420IG100 | 30 | 1DM | BUILDING | 08G | SYSTEM DOM. RANGES | 02F | SYSTEM BLACK MOD.DEV | 30 | 60 | NR | 139.683 | CCM | 36.15 | 25 | G | 8011564129696 | 8011564509726 | 8011564509733 | 85308000
GW21604 | IND.LIGHT-GREEN FLAT DIFF.SY/BK | LAMPA WSKAŹ.ZIEL.DYFUZ.PŁASKI SY/CZARNY | 5.75 | 1 | NR | 5.65 | 1 | NR | 1.77% | OFFICIAL | 1DM08G02F2420IG100 | 30 | 1DM | BUILDING | 08G | SYSTEM DOM. RANGES | 02F | SYSTEM BLACK MOD.DEV | 30 | 60 | NR | 139.683 | CCM | 37.517 | 33.765 | G | 8011564129702 | 8011564509740 | 8011564509757 | 85308000
GW21605 | IND.LIGHT-YELLOW FLAT DIFF.SY/BK | LAMPA WSKAŹ.ŻÓŁTA DYFUZ.PŁASKI SY/CZARNY | 5.75 | 1 | NR | 5.65 | 1 | NR | 1.77% | OFFICIAL | 1DM08G02F2420IG100 | 30 | 1DM | BUILDING | 08G | SYSTEM DOM. RANGES | 02F | SYSTEM BLACK MOD.DEV | 30 | 60 | NR | 139.683 | CCM | 35.867 | 32.28 | G | 8011564129719 | 8011564509764 | 8011564509771 | 85308000
GW21606 | IND.LIGHT-TRANSP.FLAT DIFF.SY/BK | LAMPA WSKAŹ.PRZEŹR.DYFUZ.PŁASKI SY/CZARN | 5.75 | 1 | NR | 5.65 | 1 | NR | 1.77% | OFFICIAL | 1DM08G02F2420IG100 | 30 | 1DM | BUILDING | 08G | SYSTEM DOM. RANGES | 02F | SYSTEM BLACK MOD.DEV | 30 | 60 | NR | 139.683 | CCM | 35.983 | 32.385 | G | 8011564129726 | 8011564509788 | 8011564509795 | 85308000
GW21631 | IND.LIGHT-BLUE FLAT DIFF.SY/BK | LAMPA WSKAŹ.NIEB.DYFUZ.PŁASKI SY/CZARNY | 5.75 | 1 | NR | 5.65 | 1 | NR | 1.77% | OFFICIAL | 1DM08G02F2420IG100 | 30 | 1DM | BUILDING | 08G | SYSTEM DOM. RANGES | 02F | SYSTEM BLACK MOD.DEV | 30 | 60 | NR | 139.683 | CCM | 36.083 | 32.475 | G | 8011564129733 | 8011564509801 | 8011564509818 | 85308000
GW21208 | 13A 2P+E BRITISH STD SOCKET OUTLET SY/BK | 13A 2P+E GNIAZDO ST.BRYTYJSKI SY/CZARNE | 11.6 | 1 | NR | 11.4 | 1 | NR | 1.754% | OFFICIAL | 1DM08G02F2340GG100 | 30 | 1DM | BUILDING | 08G | SYSTEM DOM. RANGES | 02F | SYSTEM BLACK MOD.DEV | 30 | 60 | NR | 246.783 | CCM | 81.967 | 73.77 | G | 8011564128507 | 8011564508057 | 8011564508064 | 85366990
GW21209 | 16A 2P+E BRITISH STD SOCKET OUTLET SY/BK | 16A 2P+E GNIAZDO ST.BRYTYJSKI SY/CZARNE | 11.6 | 1 | NR | 11.4 | 1 | NR | 1.754% | OFFICIAL | 1DM08G02F2340GG100 | 30 | 1DM | BUILDING | 08G | SYSTEM DOM. RANGES | 02F | SYSTEM BLACK MOD.DEV | 30 | 60 | NR | 246.783 | CCM | 79.45 | 71.505 | G | 8011564128514 | 8011564508071 | 8011564508088 | 85366990
GW21821 | 230V 50HZ PASS.INFRA-RED DETECTOR SY/BK | 230V 50HZ CZUJNIK PODCZERW.RUCHU SY/CZA | 174 | 1 | NR | 171 | 1 | NR | 1.754% | OFFICIAL | 1DM08G02F2460G8100 | 30 | 1DM | BUILDING | 08G | SYSTEM DOM. RANGES | 02F | SYSTEM BLACK MOD.DEV | 1 | 6 | NR | 270 | CCM | 65.333 | 58.8 | G | 8011564128293 | 8011564128293 | 8011564507692 | 85365080
GW21434 | MCB-1P+N C6 3KA 230V SY/BK | WYŁ. RÓŻN-PR..-1P+N C6 3KA 230V SY/CZAR | 70 | 1 | NR | 68.8 | 1 | NR | 1.744% | OFFICIAL | 1DM08G02F2400IA100 | 30 | 1DM | BUILDING | 08G | SYSTEM DOM. RANGES | 02F | SYSTEM BLACK MOD.DEV | 15 | 30 | NR | 253.75 | CCM | 83.033 | 74.73 | G | 8011564129146 | 8011564509078 | 8011564509085 | 85362010
GW21435 | MCB-1P+N C10 3KA 230V SY/BK | WYŁ. RÓŻN-PR..-1P+N C10 3KA 230V SY/CZAR | 70 | 1 | NR | 68.8 | 1 | NR | 1.744% | OFFICIAL | 1DM08G02F2400IA100 | 30 | 1DM | BUILDING | 08G | SYSTEM DOM. RANGES | 02F | SYSTEM BLACK MOD.DEV | 15 | 30 | NR | 253.75 | CCM | 82.067 | 68.83 | G | 8011564129153 | 8011564509092 | 8011564509108 | 85362010
GW21436 | MCB-1P+N C16 3KA 230V SY/BK | WYŁ. RÓŻN-PR..-1P+N C16 3KA 230V SY/CZAR | 70 | 1 | NR | 68.8 | 1 | NR | 1.744% | OFFICIAL | 1DM08G02F2400IA100 | 30 | 1DM | BUILDING | 08G | SYSTEM DOM. RANGES | 02F | SYSTEM BLACK MOD.DEV | 15 | 30 | NR | 253.75 | CCM | 82.367 | 69.84 | G | 8011564129160 | 8011564509115 | 8011564509122 | 85362010
GW21811 | ELEC.DIMMER ROT.2WAY 230V 100-500W SY/BK | ŚCIEM.ELEK.OBR.2KIER.230V 100-500W SY/CZ | 70 | 1 | NR | 68.8 | 1 | NR | 1.744% | OFFICIAL | 1DM08G02F2460IO100 | 30 | 1DM | BUILDING | 08G | SYSTEM DOM. RANGES | 02F | SYSTEM BLACK MOD.DEV | 1 | 14 | NR | 115.714 | CCM | 57.786 | 52.007 | G | 8011564129351 | 8011564129351 | 8011564509313 | 85365080
GW21206 | 16A 2P FRENCH SOCKET OUTLET SY/BK | 16A 2P GNIAZDO FRANCUSKIE SY/CZARNE | 5.9 | 1 | NR | 5.8 | 1 | NR | 1.724% | OFFICIAL | 1DM08G02F2340GG100 | 30 | 1DM | BUILDING | 08G | SYSTEM DOM. RANGES | 02F | SYSTEM BLACK MOD.DEV | 5 | 60 | NR | 246.783 | CCM | 53.717 | 48.345 | G | 8011564128484 | 8011564508019 | 8011564508026 | 85366990
GW21803 | ELEC.DIMMER ROT.230V 100-900W SY/BK | ŚCIEMN.ELEKTR.OBROT.230V 100-900W SY/CZA | 35.4 | 1 | NR | 34.8 | 1 | NR | 1.724% | OFFICIAL | 1DM08G02F2460IO100 | 30 | 1DM | BUILDING | 08G | SYSTEM DOM. RANGES | 02F | SYSTEM BLACK MOD.DEV | 1 | 14 | NR | 115.714 | CCM | 38.643 | 34.779 | G | 8011564129344 | 8011564129344 | 8011564509306 | 85365080
GW21802 | ELEC.DIMMER ROT.230V 100-500W SY/BK | ŚCIEMN.ELEKTR.OBROT.230V 100-500W SY/CZA | 47.4 | 1 | NR | 46.6 | 1 | NR | 1.717% | OFFICIAL | 1DM08G02F2460IO100 | 30 | 1DM | BUILDING | 08G | SYSTEM DOM. RANGES | 02F | SYSTEM BLACK MOD.DEV | 1 | 14 | NR | 115.714 | CCM | 66.714 | 59.4 | G | 8011564129320 | 8011564129320 | 8011564509283 | 85365080
GW21579 | REV.-SWITCH-16AX SY/BK | ŁĄCZNIK KRZYŻ.-16AX SY/CZARNY | 8.9 | 1 | NR | 8.75 | 1 | NR | 1.714% | OFFICIAL | 1DM08G02F2320G2100 | 30 | 1DM | BUILDING | 08G | SYSTEM DOM. RANGES | 02F | SYSTEM BLACK MOD.DEV | 5 | 60 | NR | 139.683 | CCM | 39.017 | 35.828 | G | 8011564133075 | 8011564518155 | 8011564518162 | 85365080
GW21431 | MCB-1P C6 3KA 230V SY/BK | WYŁ. RÓŻN-PR.-1P C6 3KA 230V SY/CZARNY | 53.5 | 1 | NR | 52.6 | 1 | NR | 1.711% | OFFICIAL | 1DM08G02F2400IA100 | 30 | 1DM | BUILDING | 08G | SYSTEM DOM. RANGES | 02F | SYSTEM BLACK MOD.DEV | 15 | 30 | NR | 253.75 | CCM | 82.733 | 74.46 | G | 8011564129115 | 8011564509016 | 8011564509023 | 85362010
GW21432 | MCB-1P C10 3KA 230V SY/BK | WYŁ. RÓŻN-PR.-1P C10 3KA 230V SY/CZARNY | 53.5 | 1 | NR | 52.6 | 1 | NR | 1.711% | OFFICIAL | 1DM08G02F2400IA100 | 30 | 1DM | BUILDING | 08G | SYSTEM DOM. RANGES | 02F | SYSTEM BLACK MOD.DEV | 15 | 30 | NR | 253.75 | CCM | 81.333 | 73.2 | G | 8011564129122 | 8011564509030 | 8011564509047 | 85362010
GW21433 | MCB-1P C16 3KA 230V SY/BK | WYŁ. RÓŻN-PR..-1P C16 3KA 230V SY/CZARNY | 53.5 | 1 | NR | 52.6 | 1 | NR | 1.711% | OFFICIAL | 1DM08G02F2400IA100 | 30 | 1DM | BUILDING | 08G | SYSTEM DOM. RANGES | 02F | SYSTEM BLACK MOD.DEV | 15 | 30 | NR | 253.75 | CCM | 81.933 | 73.74 | G | 8011564129139 | 8011564509054 | 8011564509061 | 85362010
GW21272 | SINGLE 1M BRITISH PHONE SOCKET SY/BK | POJEDYN.GNIAZDO TEL. BRYT. 1M SY/CZARNE | 5.95 | 1 | NR | 5.85 | 1 | NR | 1.709% | OFFICIAL | 1DM08G02F2380GQ100 | 30 | 1DM | BUILDING | 08G | SYSTEM DOM. RANGES | 02F | SYSTEM BLACK MOD.DEV | 15 | 30 | NR | 151.05 | CCM | 30.833 | 27.75 | G | 8011564128835 | 8011564508712 | 8011564508729 | 85366930
GW21205 | 16A 2P+E ITALIAN/GERMAN S.-OUTLET SY/BK | 16A 2P+E GNIAZDO WŁOSK./NIEMIEC. SY/CZAR | 8.95 | 1 | NR | 8.8 | 1 | NR | 1.705% | OFFICIAL | 1DM08G02F2340GC100 | 30 | 1DM | BUILDING | 08G | SYSTEM DOM. RANGES | 02F | SYSTEM BLACK MOD.DEV | 5 | 60 | NR | 269.325 | CCM | 56.25 | 50.9 | G | 8011564128415 | 8011564507883 | 8011564507890 | 85366990
GW21518 | PUSH-BUTTON-2P NA 10A PULL-CORD SY/BK | PRZYCISK, 2P NA 10A POCIĄGANY SY/CZARNY | 12 | 1 | NR | 11.8 | 1 | NR | 1.695% | OFFICIAL | 1DM08G02F2320G4100 | 30 | 1DM | BUILDING | 08G | SYSTEM DOM. RANGES | 02F | SYSTEM BLACK MOD.DEV | 20 | 40 | NR | 403.988 | CCM | 57.975 | 43.665 | G | 8011564128187 | 8011564507463 | 8011564507470 | 85365080
GW21833 | REMOV.EMERGENCY LAMP 230V-50HZ SY/BK | USUW.LAMPA AWARYJNA 230V-50HZ SY/CZARNA | 84.2 | 1 | NR | 82.8 | 1 | NR | 1.691% | OFFICIAL | 1DM08G02F2420II100 | 30 | 1DM | BUILDING | 08G | SYSTEM DOM. RANGES | 02F | SYSTEM BLACK MOD.DEV | 1 | 4 | NR | 405 | CCM | 118.75 | 106.875 | G | 8011564129429 | 8011564129429 | 8011564509382 | 85131000
GW21820 | BADGE-OPERATED MECH.SWITCH 3M SY/BK | ŁĄCZNIK MECH.OBSŁUG. KARTĄ 3M SY/CZA | 78.2 | 1 | NR | 76.9 | 1 | NR | 1.691% | OFFICIAL | 1DM08G02F2480IT100 | 30 | 1DM | BUILDING | 08G | SYSTEM DOM. RANGES | 02F | SYSTEM BLACK MOD.DEV | 1 | 2 | NR | 810 | CCM | 91.5 | 82.35 | G | 8011564129658 | 8011564129658 | 8011564509672 | 85365080
GW21634 | STAIR RISER LAMP 12/230V 2M SY/BK | LAMPA PODSTOPNICY 12/230V 2M SY/CZARNA | 48.3 | 1 | NR | 47.5 | 1 | NR | 1.684% | OFFICIAL | 1DM08G02F2420IG100 | 30 | 1DM | BUILDING | 08G | SYSTEM DOM. RANGES | 02F | SYSTEM BLACK MOD.DEV | 1 | 15 | NR | 257.4 | CCM | 62 | 55.8 | G | 8011564184671 | 8011564184671 | 8011564542525 | 85308000
GW21203 | 16A 2P+E DUAL AMP.ITAL.S.-OUTLET SY/BK | 16A 2P+E PODW.AMP.ST.WŁOS.-WYJŚCIE SY/CZ | 6.05 | 1 | NR | 5.95 | 1 | NR | 1.681% | OFFICIAL | 1DM08G02F2340GC100 | 30 | 1DM | BUILDING | 08G | SYSTEM DOM. RANGES | 02F | SYSTEM BLACK MOD.DEV | 5 | 320 | NR | 75.305 | CCM | 28.078 | 24.78 | G | 8011564128392 | 8011564507838 | 8011564507845 | 85366990
GW21828 | DIMMER FOR RESIST-INDUCT. 500W SY.BLACK | ŚCIEMNIACZ DO REZ.-INDUKC. 500W SY.CZARN | 96.9 | 1 | NR | 95.3 | 1 | NR | 1.679% | OFFICIAL | 1DM08G02F2460IO100 | 30 | 1DM | BUILDING | 08G | SYSTEM DOM. RANGES | 02F | SYSTEM BLACK MOD.DEV | 1 | 14 | NR | 115.714 | CCM | 61.786 | 55.607 | G | 8011564747340 | 8011564747340 | 8011564701243 | 85365080
GW21074 | MOMENTARY RELAY 230V 1MOD.SY/BK | PRZEKAŹNIK MONOST. 230V 1MOD.SY/CZARNY | 42.5 | 1 | NR | 41.8 | 1 | NR | 1.675% | OFFICIAL | 1DM08G02F2460G8100 | 30 | 1DM | BUILDING | 08G | SYSTEM DOM. RANGES | 02F | SYSTEM BLACK MOD.DEV | 1 | 5 | NR | 324 | CCM | 61.2 | 55.08 | G | 8011564184831 | 8011564184831 | 8011564542839 | 85364900
GW21827 | TIMED THERMOSTAT SYSTEM BLACK | UKŁAD TERMOSTATU Z TIMEREM CZARNY | 243 | 1 | NR | 239 | 1 | NR | 1.674% | OFFICIAL | 1DM08G02F2460IQ100 | 40 | 1DM | BUILDING | 08G | SYSTEM DOM. RANGES | 02F | SYSTEM BLACK MOD.DEV | 1 | 2 | NR | 2116.125 | CCM | 285 | 256.5 | G | 8011564289352 | 8011564289352 | 8011564633650 | 90321020
GW21853 | ELECTR.THERMOSTAT FOR FAN-COIL SY/BK | TERMOSTAT ELEKTR.DO WENTYL./ZWOJN SY/CZA | 183 | 1 | NR | 180 | 1 | NR | 1.667% | OFFICIAL | 1DM08G02F2480IT100 | 30 | 1DM | BUILDING | 08G | SYSTEM DOM. RANGES | 02F | SYSTEM BLACK MOD.DEV | 1 | 2 | NR | 2116.125 | CCM | 282.5 | 254.25 | G | 8011564129597 | 8011564129597 | 8011564509610 | 90321020
GW21616 | BELL-230V-50HZ 8VA SY/BK | DZWONEK-230V-50HZ 8VA SY/CZARNY | 24.5 | 1 | NR | 24.1 | 1 | NR | 1.66% | OFFICIAL | 1DM08G02F2440IK100 | 30 | 1DM | BUILDING | 08G | SYSTEM DOM. RANGES | 02F | SYSTEM BLACK MOD.DEV | 15 | 30 | NR | 253.75 | CCM | 70.667 | 63.6 | G | 8011564129511 | 8011564509511 | 8011564509528 | 85318040
GW21251 | TELEPHONE JACK RJ11 SY/BK | GNIAZDO TELEFONICZNE RJ11 SY/CZARNE | 18.4 | 1 | NR | 18.1 | 1 | NR | 1.657% | OFFICIAL | 1DM08G02F2380GQ100 | 30 | 1DM | BUILDING | 08G | SYSTEM DOM. RANGES | 02F | SYSTEM BLACK MOD.DEV | 15 | 30 | NR | 151.05 | CCM | 27.4 | 24.66 | G | 8011564128798 | 8011564508637 | 8011564508644 | 85366930
GW21577 | 2-WAY SWITCH-1P 16AX LUMINOUS 230V SY/BK | ŁĄCZNIK SCHOD. 1P 16AX PODŚ.230V SY/CZA | 9.2 | 1 | NR | 9.05 | 1 | NR | 1.657% | OFFICIAL | 1DM08G02F2320G2100 | 30 | 1DM | BUILDING | 08G | SYSTEM DOM. RANGES | 02F | SYSTEM BLACK MOD.DEV | 5 | 60 | NR | 139.683 | CCM | 33.733 | 30.36 | G | 8011564133051 | 8011564518117 | 8011564518124 | 85365080
GW21076 | CALL RELAY 12V 1MOD SY/BK | PRZEKAŹNIK DZWONKA 12V 1MOD SY/CZARNY | 43.4 | 1 | NR | 42.7 | 1 | NR | 1.639% | OFFICIAL | 1DM08G02F2460G8100 | 30 | 1DM | BUILDING | 08G | SYSTEM DOM. RANGES | 02F | SYSTEM BLACK MOD.DEV | 1 | 5 | NR | 324 | CCM | 51.4 | 46.26 | G | 8011564184817 | 8011564184817 | 8011564542815 | 85364190
GW21239 | 2P 6A 24V SPECIAL SOCKET OUTLET SY/BK | GNIAZDO SPECJALNE 2P 6A 24V SY/CZARNE | 3.1 | 1 | NR | 3.05 | 1 | NR | 1.639% | OFFICIAL | 1DM08G02F2340GO100 | 30 | 1DM | BUILDING | 08G | SYSTEM DOM. RANGES | 02F | SYSTEM BLACK MOD.DEV | 15 | 30 | NR | 151.05 | CCM | 35.6 | 32.04 | G | 8011564128767 | 8011564508576 | 8011564508583 | 85366990
GW21005 | KEY-OPERATED SWITCH-2P 10AX SY/BK | ŁĄCZNIK OBSŁUG.KLUCZEM 2P 10A SY/CZARN | 37.3 | 1 | NR | 36.7 | 1 | NR | 1.635% | OFFICIAL | 1DM08G02F2320G0100 | 30 | 1DM | BUILDING | 08G | SYSTEM DOM. RANGES | 02F | SYSTEM BLACK MOD.DEV | 15 | 30 | NR | 253.75 | CCM | 66.667 | 60 | G | 8011564127982 | 8011564507043 | 8011564507050 | 85365080
GW21008 | KEY-OP.1P 10AX 230V 2-WAY SWITCH SY/BK | ŁĄCZ.SCHOD.OBS KLUCZ.1P 10A 230V SY/CZA | 37.3 | 1 | NR | 36.7 | 1 | NR | 1.635% | OFFICIAL | 1DM08G02F2320G2100 | 30 | 1DM | BUILDING | 08G | SYSTEM DOM. RANGES | 02F | SYSTEM BLACK MOD.DEV | 15 | 30 | NR | 253.75 | CCM | 67.367 | 60.63 | G | 8011564128026 | 8011564507135 | 8011564507142 | 85365080
GW21530 | KEY-OP.PUSH-BUTTON-1P 10A NA SY/BK | PRZYCISK OBSŁ.KLUCZ 1P 10A NA SY/CZARNY | 37.3 | 1 | NR | 36.7 | 1 | NR | 1.635% | OFFICIAL | 1DM08G02F2320G4100 | 30 | 1DM | BUILDING | 08G | SYSTEM DOM. RANGES | 02F | SYSTEM BLACK MOD.DEV | 15 | 30 | NR | 253.75 | CCM | 67.833 | 61.05 | G | 8011564184657 | 8011564542488 | 8011564542495 | 85365080
GW21382 | THR.TV-SOCKET-10DB C.M.9,5MM SY/BK | GNIAZ.PRZEP.TV-10DB KON.MĘS.9,5MM SY/CZA | 24.9 | 1 | NR | 24.5 | 1 | NR | 1.633% | OFFICIAL | 1DM08G02F2360GK100 | 30 | 1DM | BUILDING | 08G | SYSTEM DOM. RANGES | 02F | SYSTEM BLACK MOD.DEV | 15 | 30 | NR | 151.05 | CCM | 89.933 | 80.94 | G | 8011564128699 | 8011564508439 | 8011564508446 | 85366910
GW21383 | THR.TV-SOCKET-14DB C.M.9,5MM SY/BK | GNIAZ.PRZEP.TV-14DB KON.MĘS.9,5MM SY/CZA | 24.9 | 1 | NR | 24.5 | 1 | NR | 1.633% | OFFICIAL | 1DM08G02F2360GK100 | 40 | 1DM | BUILDING | 08G | SYSTEM DOM. RANGES | 02F | SYSTEM BLACK MOD.DEV | 15 | 30 | NR | 151.05 | CCM | 90.7 | 81.63 | G | 8011564128705 | 8011564508453 | 8011564508460 | 85366910
GW21386 | THR.TV-SOCKET-5 DB C.M.9,5MM SY/BK | GNIAZ.PRZEP.TV-5 DB KON.MĘS.9,5MM SY/CZA | 24.9 | 1 | NR | 24.5 | 1 | NR | 1.633% | OFFICIAL | 1DM08G02F2360GK100 | 30 | 1DM | BUILDING | 08G | SYSTEM DOM. RANGES | 02F | SYSTEM BLACK MOD.DEV | 15 | 30 | NR | 151.05 | CCM | 89.367 | 80.43 | G | 8011564128682 | 8011564508415 | 8011564508422 | 85366910
GW21437 | RCBO-1P+N C6 IDN 10MA 230V 3KA SY/BK | WYŁ.RÓŻN-1P+N C6 IDN 10MA 230V 3KA SY/CZ | 188 | 1 | NR | 185 | 1 | NR | 1.622% | OFFICIAL | 1DM08G02F2400IE100 | 30 | 1DM | BUILDING | 08G | SYSTEM DOM. RANGES | 02F | SYSTEM BLACK MOD.DEV | 1 | 15 | NR | 257.4 | CCM | 137.6 | 123.84 | G | 8011564129207 | 8011564129207 | 8011564509160 | 85362010
GW21438 | RCBO-1P+N C10 IDN 10MA 230V 3KA SY/BK | WYŁ.RÓŻ-1P+N C10 IDN 10MA 230V 3KA SY/CZ | 188 | 1 | NR | 185 | 1 | NR | 1.622% | OFFICIAL | 1DM08G02F2400IE100 | 30 | 1DM | BUILDING | 08G | SYSTEM DOM. RANGES | 02F | SYSTEM BLACK MOD.DEV | 1 | 15 | NR | 257.4 | CCM | 136.533 | 122.88 | G | 8011564129214 | 8011564129214 | 8011564509177 | 85362010
GW21439 | RCBO-1P+N C16 IDN 10MA 230V 3KA SY/BK | WYŁ.RÓŻ-1P+N C16 IDN 10MA 230V 3KA SY/CZ | 188 | 1 | NR | 185 | 1 | NR | 1.622% | OFFICIAL | 1DM08G02F2400IE100 | 30 | 1DM | BUILDING | 08G | SYSTEM DOM. RANGES | 02F | SYSTEM BLACK MOD.DEV | 1 | 15 | NR | 257.4 | CCM | 134.867 | 121.38 | G | 8011564129221 | 8011564129221 | 8011564509184 | 85362010
GW21448 | RCBO-1P+N C6 IDN 30MA 230V 3KA SY/BK | WYŁ.RÓŻN-1P+N C6 IDN 30MA 230V 3KA SY/CZ | 188 | 1 | NR | 185 | 1 | NR | 1.622% | OFFICIAL | 1DM08G02F2400IE100 | 30 | 1DM | BUILDING | 08G | SYSTEM DOM. RANGES | 02F | SYSTEM BLACK MOD.DEV | 1 | 15 | NR | 257.4 | CCM | 136.8 | 123.12 | G | 8011564129238 | 8011564129238 | 8011564509191 | 85362010
GW21449 | RCBO-1P+N C10 IDN 30MA 230V 3KA SY/BK | WYŁ.RÓŻ-1P+N C10 IDN 30MA 230V 3KA SY/CZ | 188 | 1 | NR | 185 | 1 | NR | 1.622% | OFFICIAL | 1DM08G02F2400IE100 | 30 | 1DM | BUILDING | 08G | SYSTEM DOM. RANGES | 02F | SYSTEM BLACK MOD.DEV | 1 | 15 | NR | 257.4 | CCM | 136.4 | 122.76 | G | 8011564129245 | 8011564129245 | 8011564509207 | 85362010
GW21450 | RCBO-1P+N C16 IDN 30MA 230V 3KA SY/BK | WYŁ.RÓŻ-1P+N C16 IDN 30MA 230V 3KA SY/CZ | 188 | 1 | NR | 185 | 1 | NR | 1.622% | OFFICIAL | 1DM08G02F2400IE100 | 30 | 1DM | BUILDING | 08G | SYSTEM DOM. RANGES | 02F | SYSTEM BLACK MOD.DEV | 1 | 15 | NR | 257.4 | CCM | 136.2 | 122.58 | G | 8011564129252 | 8011564129252 | 8011564509214 | 85362010
GW21527 | PUSH-BUTTON-1P NA 10A 2M ILLUM.SY/BK | PRZYCISK, 1P NA 10A 2M PODŚWI.SY/CZARNY | 9.4 | 1 | NR | 9.25 | 1 | NR | 1.622% | OFFICIAL | 1DM08G02F2320G4100 | 30 | 1DM | BUILDING | 08G | SYSTEM DOM. RANGES | 02F | SYSTEM BLACK MOD.DEV | 15 | 30 | NR | 279.367 | CCM | 52.267 | 47.04 | G | 8011564184633 | 8011564542440 | 8011564542457 | 85365080
GW21559 | 3-WAY SWITCH 1-0-2 10AX SY/BK | ŁĄCZNIK PODW.1-0-2 10A SY/CZARNY | 9.4 | 1 | NR | 9.25 | 1 | NR | 1.622% | OFFICIAL | 1DM08G02F2320G2100 | 30 | 1DM | BUILDING | 08G | SYSTEM DOM. RANGES | 02F | SYSTEM BLACK MOD.DEV | 5 | 60 | NR | 139.683 | CCM | 38.25 | 30.844 | G | 8011564133082 | 8011564518179 | 8011564518186 | 85365080
GW21235 | FRENCH PHONE S.-OUTLET 8 CONTACTS SY/BK | FRANCUSKIE GNIAZDO TELEF. 8 STYKÓW SY/CZ | 18.9 | 1 | NR | 18.6 | 1 | NR | 1.613% | OFFICIAL | 1DM08G02F2380GQ100 | 30 | 1DM | BUILDING | 08G | SYSTEM DOM. RANGES | 02F | SYSTEM BLACK MOD.DEV | 15 | 30 | NR | 151.05 | CCM | 42.267 | 38.04 | G | 8011564128828 | 8011564508699 | 8011564508705 | 85366930
GW21241 | DIN 41529 LOUDSPEAKER OUTLET SY/BK | GNIAZDO GŁOŚNIKA DIN 41529 SY/CZARNE | 3.15 | 1 | NR | 3.1 | 1 | NR | 1.613% | OFFICIAL | 1DM08G02F2340GO100 | 30 | 1DM | BUILDING | 08G | SYSTEM DOM. RANGES | 02F | SYSTEM BLACK MOD.DEV | 15 | 30 | NR | 151.05 | CCM | 21.467 | 19.32 | G | 8011564128781 | 8011564508613 | 8011564508620 | 85366990
GW21829 | DIMMER FOR ELECTR.TRANSF. 300W SY.BLACK | ŚCIEMN. DO TRANSF.ELEKTR. 300W SY.CZARN | 127 | 1 | NR | 125 | 1 | NR | 1.6% | OFFICIAL | 1DM08G02F2460IO100 | 40 | 1DM | BUILDING | 08G | SYSTEM DOM. RANGES | 02F | SYSTEM BLACK MOD.DEV | 1 | 14 | NR | 115.714 | CCM | 50.313 | 46.714 | G | 8011564747357 | 8011564747357 | 8011564701250 | 85365080
GW21381 | SOCKET-OUTLET TV DIR.C.M.9,5MM SY/BK | GNIAZDO TV BEZP.KONC.MĘS.9,5MM SY/CZARNE | 19.2 | 1 | NR | 18.9 | 1 | NR | 1.587% | OFFICIAL | 1DM08G02F2360GK100 | 30 | 1DM | BUILDING | 08G | SYSTEM DOM. RANGES | 02F | SYSTEM BLACK MOD.DEV | 15 | 30 | NR | 151.05 | CCM | 81.6 | 73.44 | G | 8011564128675 | 8011564508392 | 8011564508408 | 85366910
GW21392 | THR.TV/SAT SOCK.10DB F-FEMALE SY/BK | GNIAZDO PRZE.TV/SAT 10DB F-ŻEŃSKIE SY/CZ | 25.6 | 1 | NR | 25.2 | 1 | NR | 1.587% | OFFICIAL | 1DM08G02F2360GI100 | 30 | 1DM | BUILDING | 08G | SYSTEM DOM. RANGES | 02F | SYSTEM BLACK MOD.DEV | 15 | 30 | NR | 151.05 | CCM | 88.767 | 79.89 | G | 8011564128637 | 8011564508316 | 8011564508323 | 85366910
GW21393 | THR.TV/SAT SOCK.14DB F-FEMALE SY/BK | GNIAZDO PRZE.TV/SAT 14DB F-ŻEŃSKIE SY/CZ | 25.6 | 1 | NR | 25.2 | 1 | NR | 1.587% | OFFICIAL | 1DM08G02F2360GI100 | 40 | 1DM | BUILDING | 08G | SYSTEM DOM. RANGES | 02F | SYSTEM BLACK MOD.DEV | 15 | 30 | NR | 151.05 | CCM | 89.433 | 80.49 | G | 8011564128644 | 8011564508330 | 8011564508347 | 85366910
GW21396 | THR.TV/SAT SOCK.5 DB F-FEMALE SY/BK | GNIAZDO PRZE.TV/SAT 5 DB F-ŻEŃSKIE SY/CZ | 25.6 | 1 | NR | 25.2 | 1 | NR | 1.587% | OFFICIAL | 1DM08G02F2360GI100 | 30 | 1DM | BUILDING | 08G | SYSTEM DOM. RANGES | 02F | SYSTEM BLACK MOD.DEV | 15 | 30 | NR | 151.05 | CCM | 87.467 | 78.72 | G | 8011564128620 | 8011564508293 | 8011564508309 | 85366910
GW21608 | DOUBLE IND.LIGHT-RED/GREEN 12/24V SY/BK | PODW.LAMPA WSKAŹ.CZER/ZIEL 12/24V SY/CZA | 12.8 | 1 | NR | 12.6 | 1 | NR | 1.587% | OFFICIAL | 1DM08G02F2420IG100 | 30 | 1DM | BUILDING | 08G | SYSTEM DOM. RANGES | 02F | SYSTEM BLACK MOD.DEV | 15 | 30 | NR | 151.05 | CCM | 39.733 | 35.76 | G | 8011564129757 | 8011564509849 | 8011564509856 | 85308000
GW21617 | BUZZER 12V-50HZ 8VA SY/BK | BRZĘCZYK 12V-50HZ 8VA SY/CZARNY | 19.2 | 1 | NR | 18.9 | 1 | NR | 1.587% | OFFICIAL | 1DM08G02F2440IM100 | 30 | 1DM | BUILDING | 08G | SYSTEM DOM. RANGES | 02F | SYSTEM BLACK MOD.DEV | 15 | 30 | NR | 253.75 | CCM | 61 | 54.9 | G | 8011564129528 | 8011564509535 | 8011564509542 | 85318040
GW21580 | REV.-SWITCH-ILLUMINABLE 16AX 2M SY/BK | ŁĄCZNIK KRZYŻ.PODŚWIET.16AX 2M SY/CZARNY | 12.9 | 1 | NR | 12.7 | 1 | NR | 1.575% | OFFICIAL | 1DM08G02F2320G2100 | 30 | 1DM | BUILDING | 08G | SYSTEM DOM. RANGES | 02F | SYSTEM BLACK MOD.DEV | 1 | 15 | NR | 257.4 | CCM | 56.6 | 50.94 | G | 8011564184398 | 8011564184398 | 8011564542174 | 85365080
GW21588 | 2-WAY SWITCH-1P 16AX ILLUMINABLE SY/BK | ŁĄCZNIK SCHOD. 1P 16AX PODŚWIET. SY/CZA | 6.45 | 1 | NR | 6.35 | 1 | NR | 1.575% | OFFICIAL | 1DM08G02F2320G2100 | 30 | 1DM | BUILDING | 08G | SYSTEM DOM. RANGES | 02F | SYSTEM BLACK MOD.DEV | 5 | 60 | NR | 139.683 | CCM | 32.183 | 28.965 | G | 8011564133068 | 8011564518131 | 8011564518148 | 85365080
GW21835 | ANTI BLACK-OUT LAMP 1MODULE SY/BK | LAMPA PRZECIWZACIEMN. 1 MODUŁ SY/CZARNA | 38.7 | 1 | NR | 38.1 | 1 | NR | 1.575% | OFFICIAL | 1DM08G02F2420II100 | 30 | 1DM | BUILDING | 08G | SYSTEM DOM. RANGES | 02F | SYSTEM BLACK MOD.DEV | 1 | 14 | NR | 115.714 | CCM | 43.214 | 38.893 | G | 8011564747586 | 8011564747586 | 8011564701472 | 85131000
GW21516 | PUSH-BUTTON-1P NA 10A LUM.12/24V SY/BK | PRZYCISK-1P NA 10A-PODŚW.12/24V SY/CZARN | 9.75 | 1 | NR | 9.6 | 1 | NR | 1.562% | OFFICIAL | 1DM08G02F2320G4100 | 30 | 1DM | BUILDING | 08G | SYSTEM DOM. RANGES | 02F | SYSTEM BLACK MOD.DEV | 5 | 60 | NR | 139.683 | CCM | 31.7 | 28.53 | G | 8011564128101 | 8011564507302 | 8011564507319 | 85365080
GW21810 | TIMED ELECTRONIC PUSH-BUTTON SY/BK | PRZYCISK ELEKTRONICZNY Z TIMEREM SY/CZAR | 130 | 1 | NR | 128 | 1 | NR | 1.562% | OFFICIAL | 1DM08G02F2460IP100 | 30 | 1DM | BUILDING | 08G | SYSTEM DOM. RANGES | 02F | SYSTEM BLACK MOD.DEV | 1 | 4 | NR | 405 | CCM | 109.75 | 98.775 | G | 8011564129412 | 8011564129412 | 8011564509375 | 85365080
GW21391 | DIRECT TV/SAT SOCKET F-FEMALE C.SY/BK | GNIAZDO BEZP.TV/SAT F-ŻEŃSKIE KON.SY/CZA | 20 | 1 | NR | 19.7 | 1 | NR | 1.523% | OFFICIAL | 1DM08G02F2360GI100 | 30 | 1DM | BUILDING | 08G | SYSTEM DOM. RANGES | 02F | SYSTEM BLACK MOD.DEV | 15 | 30 | NR | 151.05 | CCM | 80.5 | 72.45 | G | 8011564128613 | 8011564508279 | 8011564508286 | 85366910
GW21585 | SWITCH-2P 25AX SY/BK | ŁĄCZNIK-2P 25A SY/CZARNY | 33.5 | 1 | NR | 33 | 1 | NR | 1.515% | OFFICIAL | 1DM08G02F2320G0100 | 30 | 1DM | BUILDING | 08G | SYSTEM DOM. RANGES | 02F | SYSTEM BLACK MOD.DEV | 15 | 30 | NR | 253.75 | CCM | 61 | 54.9 | G | 8011564190535 | 8011564545649 | 8011564545656 | 85365080
GW21056 | BLANKING MODULE 1 GANG SY/BK | ZAŚLEPKA 1 MODUŁ SY/CZARNA | 1.35 | 1 | NR | 1.33 | 1 | NR | 1.504% | OFFICIAL | 1DM08G02F2480GA100 | 30 | 1DM | BUILDING | 08G | SYSTEM DOM. RANGES | 02F | SYSTEM BLACK MOD.DEV | 10 | 480 | NR | 33.666 | CCM | 9.342 | 8.408 | G | 8011564128217 | 8011564507524 | 8011564507548 | 85389099
GW21058 | BLANKING MODULE 1 GANG CORD OUT.SY/BK | ZAŚLEPKA 1 MODUŁ, WYJ.PRZEW SY/CZARNA | 1.35 | 1 | NR | 1.33 | 1 | NR | 1.504% | OFFICIAL | 1DM08G02F2480GA100 | 30 | 1DM | BUILDING | 08G | SYSTEM DOM. RANGES | 02F | SYSTEM BLACK MOD.DEV | 5 | 120 | NR | 69.842 | CCM | 11.267 | 10.14 | G | 8011564128248 | 8011564507593 | 8011564507609 | 85389099
GW21620 | BUZZER 230V-50HZ 8VA SY/BK | BRZĘCZYK 230V-50HZ 8VA SY/CZARNY | 20.5 | 1 | NR | 20.2 | 1 | NR | 1.485% | OFFICIAL | 1DM08G02F2440IM100 | 30 | 1DM | BUILDING | 08G | SYSTEM DOM. RANGES | 02F | SYSTEM BLACK MOD.DEV | 15 | 30 | NR | 253.75 | CCM | 60.933 | 54.84 | G | 8011564129542 | 8011564129559 | 8011564509573 | 85318040
GW21825 | DLY/WKLY ELECTRONIC TIMER 1CHANNEL B | TIMER ELEKTR. 1 KANAŁ DZIEN./TYG. CZARNY | 275 | 1 | NR | 271 | 1 | NR | 1.476% | OFFICIAL | 1DM08G02F2460IQ100 | 30 | 1DM | BUILDING | 08G | SYSTEM DOM. RANGES | 02F | SYSTEM BLACK MOD.DEV | 1 | 2 | NR | 2116.125 | CCM | 267.5 | 240.75 | G | 8011564439818 | 8011564439818 | 8011564667426 | 91070000
GW21220 | 16A 2P+E ISRAELI SOCKET OUTLET SY/BK | 16A 2P+E GNIAZDO IZRAELSKIE SY/CZARNE | 7.1 | 1 | NR | 7 | 1 | NR | 1.429% | OFFICIAL | 1DM08G02F2340GG100 | 30 | 1DM | BUILDING | 08G | SYSTEM DOM. RANGES | 02F | SYSTEM BLACK MOD.DEV | 5 | 60 | NR | 246.783 | CCM | 58.117 | 52.305 | G | 8011564128590 | 8011564508231 | 8011564508248 | 85366990
GW21641 | BELL-3 INPUT 12V 2M SY/BK | DZWONEK 3 WEJŚCIA 12V 2M SY/CZARNY | 142 | 1 | NR | 140 | 1 | NR | 1.429% | OFFICIAL | 1DM08G02F2440IK100 | 40 | 1DM | BUILDING | 08G | SYSTEM DOM. RANGES | 02F | SYSTEM BLACK MOD.DEV | 1 | 4 | NR | 405 | CCM | 91.25 | 82.125 | G | 8011564184855 | 8011564184855 | 8011564542853 | 85318040
GW21852 | ELECT.THERMOSTAT WINTER/SUMMER SY/BK | TERMOSTAT ELEKTR. ZIMA/LATO SY/CZARNY | 142 | 1 | NR | 140 | 1 | NR | 1.429% | OFFICIAL | 1DM08G02F2460IQ100 | 30 | 1DM | BUILDING | 08G | SYSTEM DOM. RANGES | 02F | SYSTEM BLACK MOD.DEV | 1 | 2 | NR | 2116.125 | CCM | 255 | 229.5 | G | 8011564129580 | 8011564129580 | 8011564509603 | 90321020
GW21072 | IMPULSE SWITCH 2P 10A/250V-230V SY/BK | ŁĄCZNIK IMPUL.2P 10A/250V-230V SY/CZ | 35.6 | 1 | NR | 35.1 | 1 | NR | 1.425% | OFFICIAL | 1DM08G02F2460G8100 | 30 | 1DM | BUILDING | 08G | SYSTEM DOM. RANGES | 02F | SYSTEM BLACK MOD.DEV | 1 | 5 | NR | 324 | CCM | 74.2 | 66.78 | G | 8011564128316 | 8011564128316 | 8011564507715 | 85364900
GW21613 | BELL-12V-50HZ 8VA SY/BK | DZWONEK-12V-50HZ 8VA SY/CZARNY | 22 | 1 | NR | 21.7 | 1 | NR | 1.382% | OFFICIAL | 1DM08G02F2440IK100 | 30 | 1DM | BUILDING | 08G | SYSTEM DOM. RANGES | 02F | SYSTEM BLACK MOD.DEV | 15 | 30 | NR | 253.75 | CCM | 70.233 | 63.24 | G | 8011564129443 | 8011564509405 | 8011564509412 | 85318040
GW21207 | 16A 2P+E FRENCH SOCKET OUTLET SY/BK | 16A 2P+E GNIAZDO FRANCUSKIE SY/CZARNE | 7.35 | 1 | NR | 7.25 | 1 | NR | 1.379% | OFFICIAL | 1DM08G02F2340GG100 | 30 | 1DM | BUILDING | 08G | SYSTEM DOM. RANGES | 02F | SYSTEM BLACK MOD.DEV | 5 | 60 | NR | 269.325 | CCM | 63.45 | 57.105 | G | 8011564128491 | 8011564508033 | 8011564508040 | 85366990
GW21234 | USA-POLARIZED PHONE SOCKET OUTLET SY/BK | USA-POLARYZOWANE GNIAZDO TELEF. SY/CZARN | 3.85 | 1 | NR | 3.8 | 1 | NR | 1.316% | OFFICIAL | 1DM08G02F2340GO100 | 30 | 1DM | BUILDING | 08G | SYSTEM DOM. RANGES | 02F | SYSTEM BLACK MOD.DEV | 15 | 30 | NR | 151.05 | CCM | 36.9 | 33.21 | G | 8011564128774 | 8011564508590 | 8011564508606 | 85366990
GW21228 | DIRECT CONNECTION TV-SOCKET SY/BK | ZŁĄCZE BEZPOŚREDNIE TV GNIAZDO SY/CZARNE | 7.85 | 1 | NR | 7.75 | 1 | NR | 1.29% | OFFICIAL | 1DM08G02F2360GM100 | 30 | 1DM | BUILDING | 08G | SYSTEM DOM. RANGES | 02F | SYSTEM BLACK MOD.DEV | 30 | 60 | NR | 139.683 | CCM | 34.85 | 31.365 | G | 8011564128729 | 8011564508491 | 8011564508507 | 85366910
GW21522 | PUSH-BUTTON-1P NA+AUX NC -START- SY/BK | PRZYCISK-1P NA+AUX NC -START SY/CZARNY | 7.9 | 1 | NR | 7.8 | 1 | NR | 1.282% | OFFICIAL | 1DM08G02F2320G4100 | 30 | 1DM | BUILDING | 08G | SYSTEM DOM. RANGES | 02F | SYSTEM BLACK MOD.DEV | 5 | 60 | NR | 139.683 | CCM | 39.533 | 35.58 | G | 8011564128156 | 8011564507401 | 8011564507418 | 85365080
GW21523 | PUSH-BUTTON-1P NC+AUX NA -STOP- SY/BK | PRZYCISK-1P NC+AUX NO-STOP- SY/CZARNY | 7.9 | 1 | NR | 7.8 | 1 | NR | 1.282% | OFFICIAL | 1DM08G02F2320G4100 | 30 | 1DM | BUILDING | 08G | SYSTEM DOM. RANGES | 02F | SYSTEM BLACK MOD.DEV | 5 | 60 | NR | 139.683 | CCM | 35.95 | 32.355 | G | 8011564128163 | 8011564507425 | 8011564507432 | 85365080
GW21528 | 3-WAY SWITCH 1-0-2 10AX NEUT.DISCS SY/BK | ŁĄCZNIK PODW.1-0-2 10A NEUT.DYSK.SY/CZA | 8 | 1 | NR | 7.9 | 1 | NR | 1.266% | OFFICIAL | 1DM08G02F2320G6100 | 30 | 1DM | BUILDING | 08G | SYSTEM DOM. RANGES | 02F | SYSTEM BLACK MOD.DEV | 5 | 60 | NR | 139.683 | CCM | 37.933 | 34.14 | G | 8011564128279 | 8011564507654 | 8011564507661 | 85365080
GW21238 | ENCLOSUR FOR SUB-D 9/25 CONN.SY/BK | ZAŚLEPKA DO PRZYŁ.OBUD.SUB-D 9/25 SY/CZA | 4.05 | 1 | NR | 4 | 1 | NR | 1.25% | OFFICIAL | 1DM08G02F2380GW100 | 30 | 1DM | BUILDING | 08G | SYSTEM DOM. RANGES | 02F | SYSTEM BLACK MOD.DEV | 20 | 40 | NR | 403.988 | CCM | 37.975 | 34.178 | G | 8011564129016 | 8011564508965 | 8011564508972 | 85389099
GW21266 | ENCLOSURE FOR RJ45 IBM SY/BK | OBUDOWA DO RJ45 IBM SY/CZARNA | 4.05 | 1 | NR | 4 | 1 | NR | 1.25% | OFFICIAL | 1DM08G02F2380GU100 | 30 | 1DM | BUILDING | 08G | SYSTEM DOM. RANGES | 02F | SYSTEM BLACK MOD.DEV | 1 | 120 | NR | 89.578 | CCM | 12.029 | 9.489 | G | 8011564128958 | 8011564128958 | 8011564508880 | 85389099
GW21267 | ENCLOSURE FOR RJ45 AVAYA SY/BK | OBUDOWA DO RJ45 AVAYA SY/CZARNA | 4.05 | 1 | NR | 4 | 1 | NR | 1.25% | OFFICIAL | 1DM08G02F2380GU100 | 30 | 1DM | BUILDING | 08G | SYSTEM DOM. RANGES | 02F | SYSTEM BLACK MOD.DEV | 1 | 120 | NR | 89.578 | CCM | 12.808 | 11.528 | G | 8011564128972 | 8011564128972 | 8011564508903 | 85389099
GW21270 | ENCLOSURE FOR RJ45 AMP SY/BK | OBUDOWA DO RJ45 AMP SY/CZARNA | 4.05 | 1 | NR | 4 | 1 | NR | 1.25% | OFFICIAL | 1DM08G02F2380GU100 | 30 | 1DM | BUILDING | 08G | SYSTEM DOM. RANGES | 02F | SYSTEM BLACK MOD.DEV | 1 | 120 | NR | 89.578 | CCM | 12.683 | 11.415 | G | 8011564128989 | 8011564128989 | 8011564508910 | 85389099
GW21571 | SWITCH-1P 16AX SY/BK | ŁĄCZNIK-1P 16AX SY/CZARNY | 4.1 | 1 | NR | 4.05 | 1 | NR | 1.235% | OFFICIAL | 1DM08G02F2320G0100 | 30 | 1DM | BUILDING | 08G | SYSTEM DOM. RANGES | 02F | SYSTEM BLACK MOD.DEV | 5 | 320 | NR | 75.305 | CCM | 28.519 | 25.667 | G | 8011564133013 | 8011564518018 | 8011564518025 | 85365080
GW21515 | PUSH-BUTTON-1P NA 10A LUM.230V SY/BK | PRZYCISK, 1P NA 10A PODŚW.230V SY/CZARNY | 8.65 | 1 | NR | 8.55 | 1 | NR | 1.17% | OFFICIAL | 1DM08G02F2320G4100 | 30 | 1DM | BUILDING | 08G | SYSTEM DOM. RANGES | 02F | SYSTEM BLACK MOD.DEV | 5 | 60 | NR | 139.683 | CCM | 32.683 | 27.92 | G | 8011564128095 | 8011564507289 | 8011564507296 | 85365080
GW21520 | PUSH-BUTTON-1P DOUBLE NA 10A SY/BK | PRZYCISK, 1P PODWÓJNY NA 10A SY/CZARNY | 8.65 | 1 | NR | 8.55 | 1 | NR | 1.17% | OFFICIAL | 1DM08G02F2320G4100 | 30 | 1DM | BUILDING | 08G | SYSTEM DOM. RANGES | 02F | SYSTEM BLACK MOD.DEV | 15 | 30 | NR | 151.05 | CCM | 42.733 | 38.46 | G | 8011564128132 | 8011564507364 | 8011564507371 | 85365080
GW21521 | PUSH-BUTTON-1P NA+NA 10A V.ARROW SY/BK | PRZYCISK, 1P NA+NA 10A STRZAŁ.PION SY/CZ | 8.65 | 1 | NR | 8.55 | 1 | NR | 1.17% | OFFICIAL | 1DM08G02F2320G4100 | 30 | 1DM | BUILDING | 08G | SYSTEM DOM. RANGES | 02F | SYSTEM BLACK MOD.DEV | 5 | 60 | NR | 139.683 | CCM | 38.133 | 33.787 | G | 8011564128149 | 8011564507388 | 8011564507395 | 85365080
GW21510 | PUSH-BUTTON-1P NA 10A SY/BK | PRZYCISK, 1P NA 10A SY/CZARNY | 4.65 | 1 | NR | 4.6 | 1 | NR | 1.087% | OFFICIAL | 1DM08G02F2320G4100 | 30 | 1DM | BUILDING | 08G | SYSTEM DOM. RANGES | 02F | SYSTEM BLACK MOD.DEV | 5 | 160 | NR | 100.997 | CCM | 29.163 | 25.056 | G | 8011564128040 | 8011564507180 | 8011564507197 | 85365080
GW21519 | PUSH-BUTTON-1P NC 10A SY/BK | PRZYCISK, 1P NC 10A SY/CZARNY | 4.65 | 1 | NR | 4.6 | 1 | NR | 1.087% | OFFICIAL | 1DM08G02F2320G4100 | 30 | 1DM | BUILDING | 08G | SYSTEM DOM. RANGES | 02F | SYSTEM BLACK MOD.DEV | 5 | 30 | NR | 151.05 | CCM | 36.933 | 33.24 | G | 8011564128125 | 8011564507340 | 8011564507357 | 85365080
GW21214 | 2P+E 15A 125V USA S.-OUTLET SY/BK | 2P+E 15A 125V GNIAZDO ST USA SY/CZARNE | 4.7 | 1 | NR | 4.65 | 1 | NR | 1.075% | OFFICIAL | 1DM08G02F2340GG100 | 30 | 1DM | BUILDING | 08G | SYSTEM DOM. RANGES | 02F | SYSTEM BLACK MOD.DEV | 30 | 60 | NR | 139.683 | CCM | 37.267 | 33.54 | G | 8011564128545 | 8011564508132 | 8011564508149 | 85366990
GW21201 | 10A 2P+E ITALIAN SOCKET OUTLET SY/BK | 10A 2P+E GNIAZDO WŁOSKIE SY/CZARNE | 4.75 | 1 | NR | 4.7 | 1 | NR | 1.064% | OFFICIAL | 1DM08G02F2340GC100 | 30 | 1DM | BUILDING | 08G | SYSTEM DOM. RANGES | 02F | SYSTEM BLACK MOD.DEV | 5 | 160 | NR | 100.997 | CCM | 29.269 | 22.85 | G | 8011564128378 | 8011564507777 | 8011564507784 | 85366990
GW21216 | 2P+E 15A 250V USA S.-OUTLET SY/BK | 2P+E 15A 250V GNIAZDO ST USA SY/CZARNE | 4.75 | 1 | NR | 4.7 | 1 | NR | 1.064% | OFFICIAL | 1DM08G02F2340GG100 | 30 | 1DM | BUILDING | 08G | SYSTEM DOM. RANGES | 02F | SYSTEM BLACK MOD.DEV | 30 | 60 | NR | 139.683 | CCM | 37.85 | 34.065 | G | 8011564128552 | 8011564508156 | 8011564508163 | 85366990
GW21511 | PUSH-BUTTON-1P NA 10A -DOOR- SY/BK | PRZYCISK, 1P NA 10A-DRZWI-SY/CZARNY | 4.75 | 1 | NR | 4.7 | 1 | NR | 1.064% | OFFICIAL | 1DM08G02F2320G4100 | 30 | 1DM | BUILDING | 08G | SYSTEM DOM. RANGES | 02F | SYSTEM BLACK MOD.DEV | 5 | 30 | NR | 151.05 | CCM | 35.1 | 31.59 | G | 8011564128057 | 8011564507203 | 8011564507210 | 85365080
GW21512 | PUSH-BUTTON-1P NA 10A -RING- SY/BK | PRZYCISK, 1P NA 10A-DZWONEK-SY/CZARNY | 4.75 | 1 | NR | 4.7 | 1 | NR | 1.064% | OFFICIAL | 1DM08G02F2320G4100 | 30 | 1DM | BUILDING | 08G | SYSTEM DOM. RANGES | 02F | SYSTEM BLACK MOD.DEV | 5 | 30 | NR | 151.05 | CCM | 34.6 | 31.14 | G | 8011564128064 | 8011564507227 | 8011564507234 | 85365080
GW21513 | PUSH-BUTTON-1P NA 10A -LIGHT- SY/BK | PRZYCISK, 1P NA 10A-ŚWIATŁO-SY/CZARNY | 4.75 | 1 | NR | 4.7 | 1 | NR | 1.064% | OFFICIAL | 1DM08G02F2320G4100 | 30 | 1DM | BUILDING | 08G | SYSTEM DOM. RANGES | 02F | SYSTEM BLACK MOD.DEV | 5 | 30 | NR | 151.05 | CCM | 34.7 | 31.23 | G | 8011564128071 | 8011564507241 | 8011564507258 | 85365080
GW21514 | PUSH-BUTTON-1P NA 10A -STAIR-SY/BK | PRZYCISK, 1P NA 10A-SCHODY-SY/CZARNY | 4.75 | 1 | NR | 4.7 | 1 | NR | 1.064% | OFFICIAL | 1DM08G02F2320G4100 | 30 | 1DM | BUILDING | 08G | SYSTEM DOM. RANGES | 02F | SYSTEM BLACK MOD.DEV | 5 | 30 | NR | 151.05 | CCM | 33.733 | 30.36 | G | 8011564128088 | 8011564507265 | 8011564507272 | 85365080
GW21529 | PUSH-BUTTON-1P NO 10A -NEUTRAL- SY/BK | PRZYCISK 1P NO 10A-NEUTRALNY-SY/CZARNY | 4.75 | 1 | NR | 4.7 | 1 | NR | 1.064% | OFFICIAL | 1DM08G02F2320G4100 | 30 | 1DM | BUILDING | 08G | SYSTEM DOM. RANGES | 02F | SYSTEM BLACK MOD.DEV | 5 | 60 | NR | 139.683 | CCM | 31.05 | 27.945 | G | 8011564128118 | 8011564507326 | 8011564507333 | 85365080
GW21576 | 2-WAY SWITCH-1P 16AX SY/BK | ŁĄCZNIK SCHOD. 1P 16AX SY/CZARNY | 4.75 | 1 | NR | 4.7 | 1 | NR | 1.064% | OFFICIAL | 1DM08G02F2320G2100 | 30 | 1DM | BUILDING | 08G | SYSTEM DOM. RANGES | 02F | SYSTEM BLACK MOD.DEV | 5 | 320 | NR | 75.305 | CCM | 30.681 | 27.613 | G | 8011564133044 | 8011564518100 | 8011564518094 | 85365080
GW21841 | 230/120V EURO/USA SHAVER SOCKET SY/BK | 230/120V GNIAZDO GOLARKI EURO/USA SY/CZA | 104 | 1 | NR | 103 | 1 | NR | 0.9709% | OFFICIAL | 1DM08G02F2480IT100 | 30 | 1DM | BUILDING | 08G | SYSTEM DOM. RANGES | 02F | SYSTEM BLACK MOD.DEV | 1 | 4 | NR | 1132.875 | CCM | 532.5 | 479.25 | G | 8011564129665 | 8011564129665 | 8011564509689 | 85366990
GW21073 | BLANKING MODULE 2 GANG SY/BK | ZAŚLEPKA 2 MODUŁY SY/CZARNA | 2.1 | 1 | NR | 2.1 | 1 | NR | 0% | OFFICIAL | 1DM08G02F2480GA100 | 30 | 1DM | BUILDING | 08G | SYSTEM DOM. RANGES | 02F | SYSTEM BLACK MOD.DEV | 30 | 60 | NR | 246.783 | CCM | 27.05 | 24.345 | G | 8011564128224 | 8011564507555 | 8011564507562 | 85389099
GW24020 | 6 GANG WHITE DESKTOP ENCLOSURE | 6 MOD. BIAŁA OBUDOWA NABIURKOWA | 11.7 | 1 | NR | 11.4 | 1 | NR | 2.632% | OFFICIAL | 1DM08G03F2210F4100 | 30 | 1DM | BUILDING | 08G | SYSTEM DOM. RANGES | 03F | SY PLATES/ACC./RF | 1 | 20 | NR | 1465.75 | CCM | 183 | 153.63 | G | 8011564002296 | 8011564002296 | 8011564304529 | 85381000
GW24021 | 6 GANG SMOKE GREY DESKTOP ENCLOSURE | 6 MOD. DYMNO-SZARA OBUDOWA NABIURKOWA | 11.7 | 1 | NR | 11.4 | 1 | NR | 2.632% | OFFICIAL | 1DM08G03F2210F4100 | 30 | 1DM | BUILDING | 08G | SYSTEM DOM. RANGES | 03F | SY PLATES/ACC./RF | 1 | 20 | NR | 1465.75 | CCM | 177.65 | 151.42 | G | 8011564002302 | 8011564002302 | 8011564304543 | 85381000
GW22461 | 4 GANG CLOUD WHITE IP55 PLATE TOP SYS | RAMKA 4 MOD.BIAŁA CHMURA IP55 TOP SYS | 13.4 | 1 | NR | 13.1 | 1 | NR | 2.29% | OFFICIAL | 1DM08G03F2190F0100 | 30 | 1DM | BUILDING | 08G | SYSTEM DOM. RANGES | 03F | SY PLATES/ACC./RF | 1 | 30 | NR | 536.747 | CCM | 136.933 | 123.24 | G | 8011564108646 | 8011564468351 | 8011564468351 | 85389099
GW22462 | 4 GANG TONER BLACK IP55 PLATE TOP SYS | RAMKA 4 MOD. CZARNA IP55 TOP SYS | 13.4 | 1 | NR | 13.1 | 1 | NR | 2.29% | OFFICIAL | 1DM08G03F2190F0100 | 30 | 1DM | BUILDING | 08G | SYSTEM DOM. RANGES | 03F | SY PLATES/ACC./RF | 1 | 30 | NR | 536.747 | CCM | 135.567 | 122.01 | G | 8011564108653 | 8011564468375 | 8011564468375 | 85389099
GW22463 | 4 GANG GREY RAL 7035 IP55 PLATE TOP SYS | RAMKA 4 MOD.SZARA RAL 7035 IP55 TOP SYS | 13.4 | 1 | NR | 13.1 | 1 | NR | 2.29% | OFFICIAL | 1DM08G03F2190F0100 | 30 | 1DM | BUILDING | 08G | SYSTEM DOM. RANGES | 03F | SY PLATES/ACC./RF | 1 | 30 | NR | 536.747 | CCM | 136.133 | 122.52 | G | 8011564108660 | 8011564468399 | 8011564468399 | 85389099
GW24240 | 8 GANG SUPPORT FOR SYSTEM/VIRNA PLATE | 8 MOD.WSPORNIK DO RAMKI SYSTEMOWEJ/VIRNA | 4.8 | 1 | NR | 4.7 | 1 | NR | 2.128% | OFFICIAL | 1DM08G03F2210F8100 | 30 | 1DM | BUILDING | 08G | SYSTEM DOM. RANGES | 03F | SY PLATES/ACC./RF | 10 | 60 | NR | 770.35 | CCM | 61.817 | 54.018 | G | 8011564130111 | 8011564510418 | 8011564510425 | 85389099
GW22503 | TOP SYSTEM CLOUD WHITE 3-GANG PLATE | RAMKA 3 MODUŁY BIAŁA CHMURA TOP SYSTEM | 2.45 | 1 | NR | 2.4 | 1 | NR | 2.083% | OFFICIAL | 1DM08G03F2110D4100 | 30 | 1DM | BUILDING | 08G | SYSTEM DOM. RANGES | 03F | SY PLATES/ACC./RF | 96 | 96 | NR | 347.646 | CCM | 27.073 | 24.366 | G | 8011564076686 | 8011564483064 | 8011564483064 | 85389099
GW24229 | SELF-TAP.SCREW X PLATE/SUP.FIX.TC 3,5X50 | RAMKA/PODP MOC.NA ŚR.SAMOGWINT.X 3,5X50 | 24.5 | 100 | NR | 24 | 100 | NR | 2.083% | OFFICIAL | 1DM08G03F2170FY100 | 30 | 1DM | BUILDING | 08G | SYSTEM DOM. RANGES | 03F | SY PLATES/ACC./RF | 300 | 4200 | NR | 3.848 | CCM | 2.731 | 2.458 | G | 8011564427105 | 8011564653610 | 8011564653627 | 73181499
GW22288 | PLATE 12G.MET.TITANIUM SYSTEM VIRNA | RAMKA 12M. MET.TYTAN SYSTEM VIRNA | 34.8 | 1 | NR | 34.1 | 1 | NR | 2.053% | OFFICIAL | 1DM08G03F2120R2100 | 30 | 1DM | BUILDING | 08G | SYSTEM DOM. RANGES | 03F | SY PLATES/ACC./RF | 6 | 6 | NR | 916.825 | CCM | 67 | 60.3 | G | 8011564226838 | 8011564582231 | 8011564582231 | 85389099
GW22298 | PLATE 12G.MET.SLATE SYSTEM VIRNA | RAMKA 12M. MET.ŁUPEK SYSTEM VIRNA | 34.8 | 1 | NR | 34.1 | 1 | NR | 2.053% | OFFICIAL | 1DM08G03F2120R4100 | 30 | 1DM | BUILDING | 08G | SYSTEM DOM. RANGES | 03F | SY PLATES/ACC./RF | 6 | 6 | NR | 916.825 | CCM | 64 | 57.6 | G | 8011564226821 | 8011564582224 | 8011564582224 | 85389099
GW22608 | TOP SYSTEM METALL.TITANIUM 12-GANG PLATE | RAMKA 12 MOD. METAL. TYTAN TOP SYSTEM | 34.8 | 1 | NR | 34.1 | 1 | NR | 2.053% | OFFICIAL | 1DM08G03F2110DM100 | 30 | 1DM | BUILDING | 08G | SYSTEM DOM. RANGES | 03F | SY PLATES/ACC./RF | 6 | 6 | NR | 916.825 | CCM | 63.167 | 56.85 | G | 8011564130494 | 8011564510999 | 8011564510999 | 85389099
GW22618 | TOP SYSTEM METALL.SLATE 12-GANG PLATE | RAMKA 12 MOD. METAL. ŁUPEK TOP SYSTEM | 34.8 | 1 | NR | 34.1 | 1 | NR | 2.053% | OFFICIAL | 1DM08G03F2110DO100 | 30 | 1DM | BUILDING | 08G | SYSTEM DOM. RANGES | 03F | SY PLATES/ACC./RF | 6 | 6 | NR | 916.825 | CCM | 62.167 | 55.95 | G | 8011564130548 | 8011564511040 | 8011564511040 | 85389099
GW22101 | PLATE 1G.CLOUD WHITE SYSTEM VIRNA | RAMKA 1M.BIAŁA CHMURA SYSTEM VIRNA | 2.5 | 1 | NR | 2.45 | 1 | NR | 2.041% | OFFICIAL | 1DM08G03F2120QK100 | 30 | 1DM | BUILDING | 08G | SYSTEM DOM. RANGES | 03F | SY PLATES/ACC./RF | 96 | 96 | NR | 347.646 | CCM | 31.75 | 28.575 | G | 8011564217218 | 8011564569911 | 8011564569911 | 85389099
GW22102 | PLATE 2G.CLOUD WHITE SYSTEM VIRNA | RAMKA 2M.BIAŁA CHMURA SYSTEM VIRNA | 2.5 | 1 | NR | 2.45 | 1 | NR | 2.041% | OFFICIAL | 1DM08G03F2120QK100 | 30 | 1DM | BUILDING | 08G | SYSTEM DOM. RANGES | 03F | SY PLATES/ACC./RF | 96 | 96 | NR | 347.646 | CCM | 29.604 | 26.644 | G | 8011564217225 | 8011564569928 | 8011564569928 | 85389099
GW22103 | PLATE 3G.CLOUD WHITE SYSTEM VIRNA | RAMKA 3M.BIAŁA CHMURA SYSTEM VIRNA | 2.5 | 1 | NR | 2.45 | 1 | NR | 2.041% | OFFICIAL | 1DM08G03F2120QK100 | 30 | 1DM | BUILDING | 08G | SYSTEM DOM. RANGES | 03F | SY PLATES/ACC./RF | 96 | 96 | NR | 347.646 | CCM | 28.083 | 25.275 | G | 8011564212978 | 8011564566279 | 8011564566279 | 85389099
GW22111 | PLATE 1G.TONER BLACK SYSTEM VIRNA | RAMKA 1M.CZARNA SYSTEM VIRNA | 2.5 | 1 | NR | 2.45 | 1 | NR | 2.041% | OFFICIAL | 1DM08G03F2120QM100 | 30 | 1DM | BUILDING | 08G | SYSTEM DOM. RANGES | 03F | SY PLATES/ACC./RF | 96 | 96 | NR | 448.438 | CCM | 38.125 | 34.313 | G | 8011564217232 | 8011564569942 | 8011564569942 | 85389099
GW22112 | PLATE 2G.TONER BLACK SYSTEM VIRNA | RAMKA 2M.CZARNA SYSTEM VIRNA | 2.5 | 1 | NR | 2.45 | 1 | NR | 2.041% | OFFICIAL | 1DM08G03F2120QM100 | 30 | 1DM | BUILDING | 08G | SYSTEM DOM. RANGES | 03F | SY PLATES/ACC./RF | 12 | 12 | NR | 458.413 | CCM | 30.667 | 27.6 | G | 8011564217249 | 8011564569959 | 8011564569959 | 85389099
GW22113 | PLATE 3G.TONER BLACK SYSTEM VIRNA | RAMKA 3M.CZARNA SYSTEM VIRNA | 2.5 | 1 | NR | 2.45 | 1 | NR | 2.041% | OFFICIAL | 1DM08G03F2120QM100 | 30 | 1DM | BUILDING | 08G | SYSTEM DOM. RANGES | 03F | SY PLATES/ACC./RF | 96 | 96 | NR | 347.646 | CCM | 35.458 | 31.913 | G | 8011564212985 | 8011564566293 | 8011564566293 | 85389099
GW22121 | PLATE 1G.GERANIUM RED SYSTEM VIRNA | RAMKA 1M.CZERWIEŃ GERANIUM SYSTEM VIRNA | 2.5 | 1 | NR | 2.45 | 1 | NR | 2.041% | OFFICIAL | 1DM08G03F2120QO100 | 30 | 1DM | BUILDING | 08G | SYSTEM DOM. RANGES | 03F | SY PLATES/ACC./RF | 24 | 24 | NR | 354.886 | CCM | 31 | 27.9 | G | 8011564217256 | 8011564569966 | 8011564569966 | 85389099
GW22122 | PLATE 2G.GERANIUM RED SYSTEM VIRNA | RAMKA 2M.CZERWIEŃ GERANIUM SYSTEM VIRNA | 2.5 | 1 | NR | 2.45 | 1 | NR | 2.041% | OFFICIAL | 1DM08G03F2120QO100 | 30 | 1DM | BUILDING | 08G | SYSTEM DOM. RANGES | 03F | SY PLATES/ACC./RF | 12 | 12 | NR | 458.413 | CCM | 31 | 27.9 | G | 8011564217263 | 8011564569973 | 8011564569973 | 85389099
GW22123 | PLATE 3G.GERANIUM RED SYSTEM VIRNA | RAMKA 3M.CZERWIEŃ GERANIUM SYSTEM VIRNA | 2.5 | 1 | NR | 2.45 | 1 | NR | 2.041% | OFFICIAL | 1DM08G03F2120QO100 | 30 | 1DM | BUILDING | 08G | SYSTEM DOM. RANGES | 03F | SY PLATES/ACC./RF | 24 | 24 | NR | 354.886 | CCM | 27.458 | 24.713 | G | 8011564212992 | 8011564566309 | 8011564566309 | 85389099
GW22131 | PLATE 1G.BURGUNDY SYSTEM VIRNA | RAMKA 1M.BURGUND SYSTEM VIRNA | 2.5 | 1 | NR | 2.45 | 1 | NR | 2.041% | OFFICIAL | 1DM08G03F2120QQ100 | 30 | 1DM | BUILDING | 08G | SYSTEM DOM. RANGES | 03F | SY PLATES/ACC./RF | 24 | 24 | NR | 354.886 | CCM | 30.667 | 27.6 | G | 8011564217270 | 8011564569980 | 8011564569980 | 85389099
GW22132 | PLATE 2G.BURGUNDY SYSTEM VIRNA | RAMKA 2M.BURGUND SYSTEM VIRNA | 2.5 | 1 | NR | 2.45 | 1 | NR | 2.041% | OFFICIAL | 1DM08G03F2120QQ100 | 30 | 1DM | BUILDING | 08G | SYSTEM DOM. RANGES | 03F | SY PLATES/ACC./RF | 12 | 12 | NR | 458.413 | CCM | 31 | 27.9 | G | 8011564217287 | 8011564569997 | 8011564569997 | 85389099
GW22133 | PLATE 3G.BURGUNDY SYSTEM VIRNA | RAMKA 3M.BURGUND SYSTEM VIRNA | 2.5 | 1 | NR | 2.45 | 1 | NR | 2.041% | OFFICIAL | 1DM08G03F2120QQ100 | 30 | 1DM | BUILDING | 08G | SYSTEM DOM. RANGES | 03F | SY PLATES/ACC./RF | 24 | 24 | NR | 354.886 | CCM | 27.042 | 24.338 | G | 8011564213005 | 8011564566316 | 8011564566316 | 85389099
GW22141 | PLATE 1G.VENETIAN GREEN SYSTEM VIRNA | RAMKA 1M.ZIELEŃ WENECKA SYSTEM VIRNA | 2.5 | 1 | NR | 2.45 | 1 | NR | 2.041% | OFFICIAL | 1DM08G03F2120QS100 | 30 | 1DM | BUILDING | 08G | SYSTEM DOM. RANGES | 03F | SY PLATES/ACC./RF | 24 | 24 | NR | 354.886 | CCM | 31.375 | 28.238 | G | 8011564217294 | 8011564570009 | 8011564570009 | 85389099
GW22142 | PLATE 2G.VENETIAN GREEN SYSTEM VIRNA | RAMKA 2M.ZIELEŃ WENECKA SYSTEM VIRNA | 2.5 | 1 | NR | 2.45 | 1 | NR | 2.041% | OFFICIAL | 1DM08G03F2120QS100 | 30 | 1DM | BUILDING | 08G | SYSTEM DOM. RANGES | 03F | SY PLATES/ACC./RF | 12 | 12 | NR | 458.413 | CCM | 31.5 | 28.35 | G | 8011564217300 | 8011564570016 | 8011564570016 | 85389099
GW22143 | PLATE 3G.VENETIAN GREEN SYSTEM VIRNA | RAMKA 3M.ZIELEŃ WENECKA SYSTEM VIRNA | 2.5 | 1 | NR | 2.45 | 1 | NR | 2.041% | OFFICIAL | 1DM08G03F2120QS100 | 30 | 1DM | BUILDING | 08G | SYSTEM DOM. RANGES | 03F | SY PLATES/ACC./RF | 24 | 24 | NR | 354.886 | CCM | 27.625 | 24.863 | G | 8011564213012 | 8011564566323 | 8011564566323 | 85389099
GW22151 | PLATE 1G.RACING GREEN SYSTEM VIRNA | RAMKA 1M.CIEMNA ZIELEŃ SYSTEM VIRNA | 2.5 | 1 | NR | 2.45 | 1 | NR | 2.041% | OFFICIAL | 1DM08G03F2120QU100 | 30 | 1DM | BUILDING | 08G | SYSTEM DOM. RANGES | 03F | SY PLATES/ACC./RF | 24 | 24 | NR | 354.886 | CCM | 31.125 | 28.013 | G | 8011564217317 | 8011564570023 | 8011564570023 | 85389099
GW22152 | PLATE 2G.RACING GREEN SYSTEM VIRNA | RAMKA 2M.CIEMNA ZIELEŃ SYSTEM VIRNA | 2.5 | 1 | NR | 2.45 | 1 | NR | 2.041% | OFFICIAL | 1DM08G03F2120QU100 | 30 | 1DM | BUILDING | 08G | SYSTEM DOM. RANGES | 03F | SY PLATES/ACC./RF | 12 | 12 | NR | 458.413 | CCM | 30.833 | 27.75 | G | 8011564217324 | 8011564570030 | 8011564570030 | 85389099
GW22153 | PLATE 3G.RACING GREEN SYSTEM VIRNA | RAMKA 3M.CIEMNA ZIELEŃ SYSTEM VIRNA | 2.5 | 1 | NR | 2.45 | 1 | NR | 2.041% | OFFICIAL | 1DM08G03F2120QU100 | 30 | 1DM | BUILDING | 08G | SYSTEM DOM. RANGES | 03F | SY PLATES/ACC./RF | 24 | 24 | NR | 354.886 | CCM | 27.375 | 24.638 | G | 8011564213029 | 8011564566330 | 8011564566330 | 85389099
GW22161 | PLATE 1G.SKY BLUE SYSTEM VIRNA | RAMKA 1M.JASNY BŁĘKIT SYSTEM VIRNA | 2.5 | 1 | NR | 2.45 | 1 | NR | 2.041% | OFFICIAL | 1DM08G03F2120QW100 | 30 | 1DM | BUILDING | 08G | SYSTEM DOM. RANGES | 03F | SY PLATES/ACC./RF | 24 | 24 | NR | 354.886 | CCM | 30.792 | 27.713 | G | 8011564217331 | 8011564570047 | 8011564570047 | 85389099
GW22162 | PLATE 2G.SKY BLUE SYSTEM VIRNA | RAMKA 2M.JASNY BŁĘKIT SYSTEM VIRNA | 2.5 | 1 | NR | 2.45 | 1 | NR | 2.041% | OFFICIAL | 1DM08G03F2120QW100 | 30 | 1DM | BUILDING | 08G | SYSTEM DOM. RANGES | 03F | SY PLATES/ACC./RF | 12 | 12 | NR | 458.413 | CCM | 31.167 | 28.05 | G | 8011564217348 | 8011564570054 | 8011564570054 | 85389099
GW22163 | PLATE 3G.SKY BLUE SYSTEM VIRNA | RAMKA 3M.JASNY BŁĘKIT SYSTEM VIRNA | 2.5 | 1 | NR | 2.45 | 1 | NR | 2.041% | OFFICIAL | 1DM08G03F2120QW100 | 30 | 1DM | BUILDING | 08G | SYSTEM DOM. RANGES | 03F | SY PLATES/ACC./RF | 24 | 24 | NR | 354.886 | CCM | 27.292 | 24.563 | G | 8011564213036 | 8011564566347 | 8011564566347 | 85389099
GW22171 | PLATE 1G.JAZZ BLUE SYSTEM VIRNA | RAMKA 1M.JAZZOWY BŁĘKIT SYSTEM VIRNA | 2.5 | 1 | NR | 2.45 | 1 | NR | 2.041% | OFFICIAL | 1DM08G03F2120QY100 | 30 | 1DM | BUILDING | 08G | SYSTEM DOM. RANGES | 03F | SY PLATES/ACC./RF | 24 | 24 | NR | 354.886 | CCM | 31.167 | 28.05 | G | 8011564217355 | 8011564570061 | 8011564570061 | 85389099
GW22172 | PLATE 2G.JAZZ BLUE SYSTEM VIRNA | RAMKA 2M.JAZZOWY BŁĘKIT SYSTEM VIRNA | 2.5 | 1 | NR | 2.45 | 1 | NR | 2.041% | OFFICIAL | 1DM08G03F2120QY100 | 30 | 1DM | BUILDING | 08G | SYSTEM DOM. RANGES | 03F | SY PLATES/ACC./RF | 12 | 12 | NR | 458.413 | CCM | 31.333 | 28.2 | G | 8011564217362 | 8011564570078 | 8011564570078 | 85389099
GW22173 | PLATE 3G.JAZZ BLUE SYSTEM VIRNA | RAMKA 3M.JAZZOWY BŁĘKIT SYSTEM VIRNA | 2.5 | 1 | NR | 2.45 | 1 | NR | 2.041% | OFFICIAL | 1DM08G03F2120QY100 | 30 | 1DM | BUILDING | 08G | SYSTEM DOM. RANGES | 03F | SY PLATES/ACC./RF | 24 | 24 | NR | 354.886 | CCM | 27.292 | 24.563 | G | 8011564213043 | 8011564566354 | 8011564566354 | 85389099
GW22181 | PLATE 1G.CORN YELLOW SYSTEM VIRNA | RAMKA 1M.PSZENICZNA ŻÓŁĆ SYSTEM VIRNA | 2.5 | 1 | NR | 2.45 | 1 | NR | 2.041% | OFFICIAL | 1DM08G03F2120R0100 | 30 | 1DM | BUILDING | 08G | SYSTEM DOM. RANGES | 03F | SY PLATES/ACC./RF | 24 | 24 | NR | 354.886 | CCM | 30.917 | 27.825 | G | 8011564217379 | 8011564570085 | 8011564570085 | 85389099
GW22182 | PLATE 2G.CORN YELLOW SYSTEM VIRNA | RAMKA 2M.PSZENICZNA ŻÓŁĆ SYSTEM VIRNA | 2.5 | 1 | NR | 2.45 | 1 | NR | 2.041% | OFFICIAL | 1DM08G03F2120R0100 | 30 | 1DM | BUILDING | 08G | SYSTEM DOM. RANGES | 03F | SY PLATES/ACC./RF | 12 | 12 | NR | 458.413 | CCM | 31.25 | 28.125 | G | 8011564217386 | 8011564570092 | 8011564570092 | 85389099
GW22183 | PLATE 3G.CORN YELLOW SYSTEM VIRNA | RAMKA 3M.PSZENICZNA ŻÓŁĆ SYSTEM VIRNA | 2.5 | 1 | NR | 2.45 | 1 | NR | 2.041% | OFFICIAL | 1DM08G03F2120R0100 | 30 | 1DM | BUILDING | 08G | SYSTEM DOM. RANGES | 03F | SY PLATES/ACC./RF | 24 | 24 | NR | 354.886 | CCM | 27.292 | 24.563 | G | 8011564213050 | 8011564566361 | 8011564566361 | 85389099
GW22472 | TOP SYSTEM WALL ENC.PLATES 4PCLOUD WHITE | PUSZKA NATYNK.DO SYST.TOP 4P BIAŁ.CHMUR | 5 | 1 | NR | 4.9 | 1 | NR | 2.041% | OFFICIAL | 1DM08G03F2210F6100 | 30 | 1DM | BUILDING | 08G | SYSTEM DOM. RANGES | 03F | SY PLATES/ACC./RF | 3 | 30 | NR | 872.463 | CCM | 103.133 | 93.248 | G | 8011564130227 | 8011564510630 | 8011564510647 | 85381000
GW22501 | TOP SYSTEM CLOUD WHITE 1-GANG PLATE | RAMKA 1 MODUŁ BIAŁA CHMURA TOP SYSTEM | 2.5 | 1 | NR | 2.45 | 1 | NR | 2.041% | OFFICIAL | 1DM08G03F2110D4100 | 30 | 1DM | BUILDING | 08G | SYSTEM DOM. RANGES | 03F | SY PLATES/ACC./RF | 96 | 96 | NR | 347.646 | CCM | 31.667 | 28.5 | G | 8011564100312 | 8011564483033 | 8011564483033 | 85389099
GW22502 | TOP SYSTEM CLOUD WHITE 2-GANG PLATE | RAMKA 2 MODUŁY BIAŁA CHMURA TOP SYSTEM | 2.5 | 1 | NR | 2.45 | 1 | NR | 2.041% | OFFICIAL | 1DM08G03F2110D4100 | 30 | 1DM | BUILDING | 08G | SYSTEM DOM. RANGES | 03F | SY PLATES/ACC./RF | 96 | 96 | NR | 347.646 | CCM | 28.979 | 26.081 | G | 8011564100329 | 8011564551978 | 8011564551978 | 85389099
GW22511 | TOP SYSTEM TONER BLACK 1-GANG PLATE | RAMKA 1 MODUŁ CZARNA TOP SYSTEM | 2.5 | 1 | NR | 2.45 | 1 | NR | 2.041% | OFFICIAL | 1DM08G03F2110D6100 | 30 | 1DM | BUILDING | 08G | SYSTEM DOM. RANGES | 03F | SY PLATES/ACC./RF | 96 | 96 | NR | 448.438 | CCM | 38.229 | 34.406 | G | 8011564100336 | 8011564483101 | 8011564483101 | 85389099
GW22512 | TOP SYSTEM TONER BLACK 2-GANG PLATE | RAMKA 2 MODUŁY CZARNA TOP SYSTEM | 2.5 | 1 | NR | 2.45 | 1 | NR | 2.041% | OFFICIAL | 1DM08G03F2110D6100 | 30 | 1DM | BUILDING | 08G | SYSTEM DOM. RANGES | 03F | SY PLATES/ACC./RF | 1 | 12 | NR | 458.413 | CCM | 30.083 | 27.075 | G | 8011564100343 | 8011564483125 | 8011564483125 | 85389099
GW22521 | TOP SYSTEM GERANIUM RED 1-GANG PLATE | RAMKA 1 MOD. CZERW.GERANIUM TOP SYSTEM | 2.5 | 1 | NR | 2.45 | 1 | NR | 2.041% | OFFICIAL | 1DM08G03F2110D8100 | 30 | 1DM | BUILDING | 08G | SYSTEM DOM. RANGES | 03F | SY PLATES/ACC./RF | 24 | 24 | NR | 354.886 | CCM | 30.625 | 27.563 | G | 8011564100350 | 8011564483170 | 8011564483170 | 85389099
GW22522 | TOP SYSTEM GERANIUM RED 2-GANG PLATE | RAMKA 2 MOD. CZERW. GERANIUM TOP SYSTEM | 2.5 | 1 | NR | 2.45 | 1 | NR | 2.041% | OFFICIAL | 1DM08G03F2110D8100 | 30 | 1DM | BUILDING | 08G | SYSTEM DOM. RANGES | 03F | SY PLATES/ACC./RF | 12 | 12 | NR | 458.413 | CCM | 30 | 27 | G | 8011564100367 | 8011564483187 | 8011564483187 | 85389099
GW22523 | TOP SYSTEM GERANIUM RED 3-GANG PLATE | RAMKA 3 MOD. CZERW. GERANIUM TOP SYSTEM | 2.5 | 1 | NR | 2.45 | 1 | NR | 2.041% | OFFICIAL | 1DM08G03F2110D8100 | 30 | 1DM | BUILDING | 08G | SYSTEM DOM. RANGES | 03F | SY PLATES/ACC./RF | 24 | 24 | NR | 354.886 | CCM | 25.625 | 23.625 | G | 8011564076747 | 8011564483194 | 8011564483194 | 85389099
GW22531 | TOP SYSTEM CLASS.BURGUNDY 1-GANG PLATE | RAMKA 1 MOD. KLAS. BURGUND TOP SYSTEM | 2.5 | 1 | NR | 2.45 | 1 | NR | 2.041% | OFFICIAL | 1DM08G03F2110DA100 | 30 | 1DM | BUILDING | 08G | SYSTEM DOM. RANGES | 03F | SY PLATES/ACC./RF | 24 | 24 | NR | 354.886 | CCM | 31.375 | 27 | G | 8011564100374 | 8011564483224 | 8011564483224 | 85389099
GW22532 | TOP SYSTEM CLASS.BURGUNDY 2-GANG PLATE | RAMKA 2 MOD. KLAS. BURGUND TOP SYSTEM | 2.5 | 1 | NR | 2.45 | 1 | NR | 2.041% | OFFICIAL | 1DM08G03F2110DA100 | 30 | 1DM | BUILDING | 08G | SYSTEM DOM. RANGES | 03F | SY PLATES/ACC./RF | 12 | 12 | NR | 458.413 | CCM | 30.083 | 27.075 | G | 8011564100381 | 8011564483231 | 8011564483231 | 85389099
GW22533 | TOP SYSTEM CLASS.BURGUNDY 3-GANG PLATE | RAMKA 3 MOD. KLAS. BURGUND TOP SYSTEM | 2.5 | 1 | NR | 2.45 | 1 | NR | 2.041% | OFFICIAL | 1DM08G03F2110DA100 | 30 | 1DM | BUILDING | 08G | SYSTEM DOM. RANGES | 03F | SY PLATES/ACC./RF | 24 | 24 | NR | 354.886 | CCM | 25.958 | 22.028 | G | 8011564076778 | 8011564483248 | 8011564483248 | 85389099
GW22541 | TOP SYSTEM VENETIAN GREEN 1-GANG PLATE | RAMKA 1 MOD. ZIELEŃ WENECKA TOP SYSTEM | 2.5 | 1 | NR | 2.45 | 1 | NR | 2.041% | OFFICIAL | 1DM08G03F2110DC100 | 30 | 1DM | BUILDING | 08G | SYSTEM DOM. RANGES | 03F | SY PLATES/ACC./RF | 24 | 24 | NR | 354.886 | CCM | 31.167 | 24 | G | 8011564100398 | 8011564483279 | 8011564483279 | 85389099
GW22542 | TOP SYSTEM VENETIAN GREEN 2-GANG PLATE | RAMKA 2 MOD. ZIELEŃ WENECKA TOP SYSTEM | 2.5 | 1 | NR | 2.45 | 1 | NR | 2.041% | OFFICIAL | 1DM08G03F2110DC100 | 30 | 1DM | BUILDING | 08G | SYSTEM DOM. RANGES | 03F | SY PLATES/ACC./RF | 12 | 12 | NR | 458.413 | CCM | 30.75 | 23.75 | G | 8011564100404 | 8011564483286 | 8011564483286 | 85389099
GW22543 | TOP SYSTEM VENETIAN GREEN 3-GANG PLATE | RAMKA 3 MOD. ZIELEŃ WENECKA TOP SYSTEM | 2.5 | 1 | NR | 2.45 | 1 | NR | 2.041% | OFFICIAL | 1DM08G03F2110DC100 | 30 | 1DM | BUILDING | 08G | SYSTEM DOM. RANGES | 03F | SY PLATES/ACC./RF | 24 | 24 | NR | 354.886 | CCM | 26.167 | 24.028 | G | 8011564076808 | 8011564483293 | 8011564483293 | 85389099
GW22551 | TOP SYSTEM RACING GREEN 1-GANG PLATE | RAMKA 1 MOD. CIEMNA ZIELEŃ TOP SYSTEM | 2.5 | 1 | NR | 2.45 | 1 | NR | 2.041% | OFFICIAL | 1DM08G03F2110DE100 | 30 | 1DM | BUILDING | 08G | SYSTEM DOM. RANGES | 03F | SY PLATES/ACC./RF | 24 | 24 | NR | 354.886 | CCM | 31.125 | 27 | G | 8011564100411 | 8011564483323 | 8011564483323 | 85389099
GW22552 | TOP SYSTEM RACING GREEN 2-GANG PLATE | RAMKA 2 MOD. CIEMNA ZIELEŃ TOP SYSTEM | 2.5 | 1 | NR | 2.45 | 1 | NR | 2.041% | OFFICIAL | 1DM08G03F2110DE100 | 30 | 1DM | BUILDING | 08G | SYSTEM DOM. RANGES | 03F | SY PLATES/ACC./RF | 12 | 12 | NR | 458.413 | CCM | 30 | 27 | G | 8011564100428 | 8011564483330 | 8011564483330 | 85389099
GW22553 | TOP SYSTEM RACING GREEN 3-GANG PLATE | RAMKA 3 MOD. CIEMNA ZIELEŃ TOP SYSTEM | 2.5 | 1 | NR | 2.45 | 1 | NR | 2.041% | OFFICIAL | 1DM08G03F2110DE100 | 30 | 1DM | BUILDING | 08G | SYSTEM DOM. RANGES | 03F | SY PLATES/ACC./RF | 24 | 24 | NR | 354.886 | CCM | 26.292 | 23.663 | G | 8011564076839 | 8011564483347 | 8011564483347 | 85389099
GW22561 | TOP SYSTEM SKY BLUE 1-GANG PLATE | RAMKA 1 MOD. JASNY BŁĘKIT TOP SYSTEM | 2.5 | 1 | NR | 2.45 | 1 | NR | 2.041% | OFFICIAL | 1DM08G03F2110DG100 | 30 | 1DM | BUILDING | 08G | SYSTEM DOM. RANGES | 03F | SY PLATES/ACC./RF | 24 | 24 | NR | 354.886 | CCM | 31.292 | 26.717 | G | 8011564100435 | 8011564483378 | 8011564483378 | 85389099
GW22562 | TOP SYSTEM SKY BLUE 2-GANG PLATE | RAMKA 2 MOD. JASNY BŁĘKIT TOP SYSTEM | 2.5 | 1 | NR | 2.45 | 1 | NR | 2.041% | OFFICIAL | 1DM08G03F2110DG100 | 30 | 1DM | BUILDING | 08G | SYSTEM DOM. RANGES | 03F | SY PLATES/ACC./RF | 12 | 12 | NR | 458.413 | CCM | 30.167 | 27.15 | G | 8011564100442 | 8011564483385 | 8011564483385 | 85389099
GW22563 | TOP SYSTEM SKY BLUE 3-GANG PLATE | RAMKA 3 MOD. JASNY BŁĘKIT TOP SYSTEM | 2.5 | 1 | NR | 2.45 | 1 | NR | 2.041% | OFFICIAL | 1DM08G03F2110DG100 | 30 | 1DM | BUILDING | 08G | SYSTEM DOM. RANGES | 03F | SY PLATES/ACC./RF | 24 | 24 | NR | 354.886 | CCM | 25.958 | 23.177 | G | 8011564076860 | 8011564483392 | 8011564483392 | 85389099
GW22571 | TOP SYSTEM JAZZ BLUE 1-GANG PLATE | RAMKA 1 MOD. JAZZOWY BŁĘKIT TOP SYSTEM | 2.5 | 1 | NR | 2.45 | 1 | NR | 2.041% | OFFICIAL | 1DM08G03F2110DI100 | 30 | 1DM | BUILDING | 08G | SYSTEM DOM. RANGES | 03F | SY PLATES/ACC./RF | 24 | 24 | NR | 354.886 | CCM | 30.958 | 24 | G | 8011564100459 | 8011564483422 | 8011564483422 | 85389099
GW22572 | TOP SYSTEM JAZZ BLUE 2-GANG PLATE | RAMKA 2 MOD. JAZZOWY BŁĘKIT TOP SYSTEM | 2.5 | 1 | NR | 2.45 | 1 | NR | 2.041% | OFFICIAL | 1DM08G03F2110DI100 | 30 | 1DM | BUILDING | 08G | SYSTEM DOM. RANGES | 03F | SY PLATES/ACC./RF | 12 | 12 | NR | 458.413 | CCM | 30.083 | 27.075 | G | 8011564100466 | 8011564483439 | 8011564483439 | 85389099
GW22573 | TOP SYSTEM JAZZ BLUE 3-GANG PLATE | RAMKA 3 MOD. JAZZOWY BŁĘKIT TOP SYSTEM | 2.5 | 1 | NR | 2.45 | 1 | NR | 2.041% | OFFICIAL | 1DM08G03F2110DI100 | 30 | 1DM | BUILDING | 08G | SYSTEM DOM. RANGES | 03F | SY PLATES/ACC./RF | 24 | 24 | NR | 354.886 | CCM | 26 | 24.028 | G | 8011564076891 | 8011564483446 | 8011564483446 | 85389099
GW22581 | TOP SYSTEM CORN YELLOW 1-GANG PLATE | RAMKA 1 MOD. PSZENICZNA ŻÓŁĆ TOP SYSTEM | 2.5 | 1 | NR | 2.45 | 1 | NR | 2.041% | OFFICIAL | 1DM08G03F2110DK100 | 30 | 1DM | BUILDING | 08G | SYSTEM DOM. RANGES | 03F | SY PLATES/ACC./RF | 24 | 24 | NR | 354.886 | CCM | 32.167 | 24 | G | 8011564100473 | 8011564483477 | 8011564483477 | 85389099
GW22582 | TOP SYSTEM CORN YELLOW 2-GANG PLATE | RAMKA 2 MOD. PSZENICZNA ŻÓŁĆ TOP SYSTEM | 2.5 | 1 | NR | 2.45 | 1 | NR | 2.041% | OFFICIAL | 1DM08G03F2110DK100 | 30 | 1DM | BUILDING | 08G | SYSTEM DOM. RANGES | 03F | SY PLATES/ACC./RF | 12 | 12 | NR | 458.413 | CCM | 30.083 | 27.075 | G | 8011564100480 | 8011564483484 | 8011564483484 | 85389099
GW22583 | TOP SYSTEM CORN YELLOW 3-GANG PLATE | RAMKA 3 MOD. PSZENICZNA ŻÓŁĆ TOP SYSTEM | 2.5 | 1 | NR | 2.45 | 1 | NR | 2.041% | OFFICIAL | 1DM08G03F2110DK100 | 30 | 1DM | BUILDING | 08G | SYSTEM DOM. RANGES | 03F | SY PLATES/ACC./RF | 24 | 24 | NR | 354.886 | CCM | 26.167 | 24.028 | G | 8011564076921 | 8011564483491 | 8011564483491 | 85389099
GW24215 | 6 GANG CLOUD WHITE BLANK PLATE | PUSTA RAMKA 6 MODUŁÓW BIAŁA CHMURA | 5 | 1 | NR | 4.9 | 1 | NR | 2.041% | OFFICIAL | 1DM08G03F2170FU100 | 30 | 1DM | BUILDING | 08G | SYSTEM DOM. RANGES | 03F | SY PLATES/ACC./RF | 1 | 60 | NR | 1016.667 | CCM | 79.017 | 71.115 | G | 8011564001664 | 8011564001664 | 8011564303331 | 85389099
GW24216 | 6 GANG TONER BLACK BLANK PLATE | PUSTA RAMKA 6 MODUŁÓW CZARNA | 5 | 1 | NR | 4.9 | 1 | NR | 2.041% | OFFICIAL | 1DM08G03F2170FU100 | 30 | 1DM | BUILDING | 08G | SYSTEM DOM. RANGES | 03F | SY PLATES/ACC./RF | 1 | 60 | NR | 1016.667 | CCM | 77.217 | 72 | G | 8011564001695 | 8011564001695 | 8011564303393 | 85389099
GW24202 | 4 GANG SUPPORT FOR SYSTEM PLATE | 4 MOD. WSPORNIK DLA RAMKI SYSTEMOWEJ | 2.55 | 1 | NR | 2.5 | 1 | NR | 2% | OFFICIAL | 1DM08G03F2210F8100 | 30 | 1DM | BUILDING | 08G | SYSTEM DOM. RANGES | 03F | SY PLATES/ACC./RF | 10 | 150 | NR | 266.413 | CCM | 26.533 | 23.013 | G | 8011564002265 | 8011564304451 | 8011564304468 | 85389099
GW22256 | PLATE 6G.SOFT CHROME SYSTEM VIRNA | RAMKA 6M.MIĘKKI CHROM SYSTEM VIRNA | 35.8 | 1 | NR | 35.1 | 1 | NR | 1.994% | OFFICIAL | 1DM08G03F2120R8100 | 30 | 1DM | BUILDING | 08G | SYSTEM DOM. RANGES | 03F | SY PLATES/ACC./RF | 8 | 8 | NR | 352.734 | CCM | 50.5 | 45.45 | G | 8011564213388 | 8011564566705 | 8011564566705 | 85389099
GW22266 | PLATE 6G.ANTIQUE GOLD SYSTEM VIRNA | RAMKA 6M.STARE ZŁOTO SYSTEM VIRNA | 35.8 | 1 | NR | 35.1 | 1 | NR | 1.994% | OFFICIAL | 1DM08G03F2120RA100 | 30 | 1DM | BUILDING | 08G | SYSTEM DOM. RANGES | 03F | SY PLATES/ACC./RF | 8 | 8 | NR | 352.734 | CCM | 48.75 | 43.875 | G | 8011564213395 | 8011564566712 | 8011564566712 | 85389099
GW22276 | PLATE 6G.EN.WALNUT SYSTEM VIRNA | RAMKA 6M.ORZECH WŁOSKI SYSTEM VIRNA | 35.8 | 1 | NR | 35.1 | 1 | NR | 1.994% | OFFICIAL | 1DM08G03F2120R6100 | 30 | 1DM | BUILDING | 08G | SYSTEM DOM. RANGES | 03F | SY PLATES/ACC./RF | 8 | 8 | NR | 352.734 | CCM | 43.625 | 39.263 | G | 8011564213371 | 8011564566699 | 8011564566699 | 85389099
GW22656 | TOP SYSTEM SOFT CHROME 6-GANG PLATE | RAMKA 6 MOD. MIĘKKI CHROM TOP SYSTEM | 35.8 | 1 | NR | 35.1 | 1 | NR | 1.994% | OFFICIAL | 1DM08G03F2110DS100 | 30 | 1DM | BUILDING | 08G | SYSTEM DOM. RANGES | 03F | SY PLATES/ACC./RF | 8 | 8 | NR | 352.734 | CCM | 48.75 | 39.1 | G | 8011564077034 | 8011564483668 | 8011564483668 | 85389099
GW22666 | TOP SYSTEM ANTIQUE GOLD 6-GANG PLATE | RAMKA 6 MOD. STARE ZŁOTO TOP SYSTEM | 35.8 | 1 | NR | 35.1 | 1 | NR | 1.994% | OFFICIAL | 1DM08G03F2110DU100 | 30 | 1DM | BUILDING | 08G | SYSTEM DOM. RANGES | 03F | SY PLATES/ACC./RF | 8 | 8 | NR | 352.734 | CCM | 49 | 44.1 | G | 8011564077065 | 8011564483712 | 8011564483712 | 85389099
GW22676 | TOP SYSTEM ENGLISH WALNUT 6-GANG PLATE | RAMKA 6 MOD. ORZECH WŁOSKI TOP SYSTEM | 35.8 | 1 | NR | 35.1 | 1 | NR | 1.994% | OFFICIAL | 1DM08G03F2110DQ100 | 30 | 1DM | BUILDING | 08G | SYSTEM DOM. RANGES | 03F | SY PLATES/ACC./RF | 8 | 8 | NR | 352.734 | CCM | 52.533 | 47.28 | G | 8011564077096 | 8011564483767 | 8011564483767 | 85389099
GW22107 | PLATE 8G.CLOUD WHITE SYSTEM VIRNA | RAMKA 8M.BIAŁA CHMURA SYSTEM VIRNA | 7.7 | 1 | NR | 7.55 | 1 | NR | 1.987% | OFFICIAL | 1DM08G03F2120QK100 | 30 | 1DM | BUILDING | 08G | SYSTEM DOM. RANGES | 03F | SY PLATES/ACC./RF | 6 | 6 | NR | 916.825 | CCM | 54.5 | 49.05 | G | 8011564226814 | 8011564582217 | 8011564582217 | 85389099
GW22117 | PLATE 8G.TONER BLACK SYSTEM VIRNA | RAMKA 8M.CZARNA SYSTEM VIRNA | 7.7 | 1 | NR | 7.55 | 1 | NR | 1.987% | OFFICIAL | 1DM08G03F2120QM100 | 30 | 1DM | BUILDING | 08G | SYSTEM DOM. RANGES | 03F | SY PLATES/ACC./RF | 6 | 6 | NR | 916.825 | CCM | 55 | 49.5 | G | 8011564226982 | 8011564582378 | 8011564582378 | 85389099
GW22127 | PLATE 8G.GERANIUM RED SYSTEM VIRNA | RAMKA 8M.CZERWIEŃ GERANIUM SYSTEM VIRNA | 7.7 | 1 | NR | 7.55 | 1 | NR | 1.987% | OFFICIAL | 1DM08G03F2120QO100 | 30 | 1DM | BUILDING | 08G | SYSTEM DOM. RANGES | 03F | SY PLATES/ACC./RF | 6 | 6 | NR | 916.825 | CCM | 53.333 | 48 | G | 8011564226975 | 8011564582361 | 8011564582361 | 85389099
GW22137 | PLATE 8G.BURGUNDY SYSTEM VIRNA | RAMKA 8M.BURGUND SYSTEM VIRNA | 7.7 | 1 | NR | 7.55 | 1 | NR | 1.987% | OFFICIAL | 1DM08G03F2120QQ100 | 30 | 1DM | BUILDING | 08G | SYSTEM DOM. RANGES | 03F | SY PLATES/ACC./RF | 6 | 6 | NR | 916.825 | CCM | 53.333 | 48 | G | 8011564226968 | 8011564582354 | 8011564582354 | 85389099
GW22147 | PLATE 8G.VENETIAN GREEN SYSTEM VIRNA | RAMKA 8M.ZIELEŃ WENECKA SYSTEM VIRNA | 7.7 | 1 | NR | 7.55 | 1 | NR | 1.987% | OFFICIAL | 1DM08G03F2120QS100 | 30 | 1DM | BUILDING | 08G | SYSTEM DOM. RANGES | 03F | SY PLATES/ACC./RF | 6 | 6 | NR | 916.825 | CCM | 54 | 48.6 | G | 8011564226951 | 8011564582347 | 8011564582347 | 85389099
GW22157 | PLATE 8G.RACING GREEN SYSTEM VIRNA | RAMKA 8M.CIEMNA ZIELEŃ SYSTEM VIRNA | 7.7 | 1 | NR | 7.55 | 1 | NR | 1.987% | OFFICIAL | 1DM08G03F2120QU100 | 30 | 1DM | BUILDING | 08G | SYSTEM DOM. RANGES | 03F | SY PLATES/ACC./RF | 6 | 6 | NR | 916.825 | CCM | 53.333 | 48 | G | 8011564226944 | 8011564582330 | 8011564582330 | 85389099
GW22167 | PLATE 8G.SKY BLUE SYSTEM VIRNA | RAMKA 8M.JASNY BŁĘKIT SYSTEM VIRNA | 7.7 | 1 | NR | 7.55 | 1 | NR | 1.987% | OFFICIAL | 1DM08G03F2120QW100 | 30 | 1DM | BUILDING | 08G | SYSTEM DOM. RANGES | 03F | SY PLATES/ACC./RF | 6 | 6 | NR | 916.825 | CCM | 53.833 | 48.45 | G | 8011564226937 | 8011564582323 | 8011564582323 | 85389099
GW22177 | PLATE 8G.JAZZ BLUE SYSTEM VIRNA | RAMKA 8M.JAZZOWY BŁĘKIT SYSTEM VIRNA | 7.7 | 1 | NR | 7.55 | 1 | NR | 1.987% | OFFICIAL | 1DM08G03F2120QY100 | 30 | 1DM | BUILDING | 08G | SYSTEM DOM. RANGES | 03F | SY PLATES/ACC./RF | 6 | 6 | NR | 916.825 | CCM | 53.833 | 48.45 | G | 8011564226920 | 8011564582316 | 8011564582316 | 85389099
GW22187 | PLATE 8G.CORN YELLOW SYSTEM VIRNA | RAMKA 8M.PSZENICZNA ŻÓŁĆ SYSTEM VIRNA | 7.7 | 1 | NR | 7.55 | 1 | NR | 1.987% | OFFICIAL | 1DM08G03F2120R0100 | 30 | 1DM | BUILDING | 08G | SYSTEM DOM. RANGES | 03F | SY PLATES/ACC./RF | 6 | 6 | NR | 916.825 | CCM | 53.667 | 48.3 | G | 8011564226913 | 8011564582309 | 8011564582309 | 85389099
GW22507 | TOP SYSTEM CLOUD WHITE 8-GANG PLATE | RAMKA 8 MODUŁ.BIAŁA CHMURA TOP SYSTEM | 7.7 | 1 | NR | 7.55 | 1 | NR | 1.987% | OFFICIAL | 1DM08G03F2110D4100 | 30 | 1DM | BUILDING | 08G | SYSTEM DOM. RANGES | 03F | SY PLATES/ACC./RF | 6 | 6 | NR | 916.825 | CCM | 57.5 | 39.178 | G | 8011564130319 | 8011564510814 | 8011564510814 | 85389099
GW22517 | TOP SYSTEM TONER BLACK 8-GANG PLATE | RAMKA 8 MODUŁÓW CZARNA TOP SYSTEM | 7.7 | 1 | NR | 7.55 | 1 | NR | 1.987% | OFFICIAL | 1DM08G03F2110D6100 | 30 | 1DM | BUILDING | 08G | SYSTEM DOM. RANGES | 03F | SY PLATES/ACC./RF | 6 | 6 | NR | 916.825 | CCM | 56.167 | 50.55 | G | 8011564130326 | 8011564510821 | 8011564510821 | 85389099
GW22527 | TOP SYSTEM GERANIUM RED 8-GANG PLATE | RAMKA 8 MOD. CZERW. GERANIUM TOP SYSTEM | 7.7 | 1 | NR | 7.55 | 1 | NR | 1.987% | OFFICIAL | 1DM08G03F2110D8100 | 30 | 1DM | BUILDING | 08G | SYSTEM DOM. RANGES | 03F | SY PLATES/ACC./RF | 6 | 6 | NR | 916.825 | CCM | 56.5 | 50.85 | G | 8011564130364 | 8011564510869 | 8011564510869 | 85389099
GW22537 | TOP SYSTEM CLASS.BURGUNDY 8-GANG PLATE | RAMKA 8 MOD. KLAS. BURGUND TOP SYSTEM | 7.7 | 1 | NR | 7.55 | 1 | NR | 1.987% | OFFICIAL | 1DM08G03F2110DA100 | 30 | 1DM | BUILDING | 08G | SYSTEM DOM. RANGES | 03F | SY PLATES/ACC./RF | 6 | 6 | NR | 916.825 | CCM | 56.333 | 50.7 | G | 8011564130371 | 8011564510876 | 8011564510876 | 85389099
GW22547 | TOP SYSTEM VENETIAN GREEN 8-GANG PLATE | RAMKA 8 MOD. ZIELEŃ WENECKA TOP SYSTEM | 7.7 | 1 | NR | 7.55 | 1 | NR | 1.987% | OFFICIAL | 1DM08G03F2110DC100 | 30 | 1DM | BUILDING | 08G | SYSTEM DOM. RANGES | 03F | SY PLATES/ACC./RF | 6 | 6 | NR | 916.825 | CCM | 56.667 | 51 | G | 8011564130418 | 8011564510913 | 8011564510913 | 85389099
GW22557 | TOP SYSTEM RACING GREEN 8-GANG PLATE | RAMKA 8 MOD. CIEMNA ZIELEŃ TOP SYSTEM | 7.7 | 1 | NR | 7.55 | 1 | NR | 1.987% | OFFICIAL | 1DM08G03F2110DE100 | 30 | 1DM | BUILDING | 08G | SYSTEM DOM. RANGES | 03F | SY PLATES/ACC./RF | 6 | 6 | NR | 916.825 | CCM | 56.333 | 50.7 | G | 8011564130425 | 8011564510920 | 8011564510920 | 85389099
GW22567 | TOP SYSTEM SKY BLUE 8-GANG PLATE | RAMKA 8 MOD. JASNY BŁĘKIT TOP SYSTEM | 7.7 | 1 | NR | 7.55 | 1 | NR | 1.987% | OFFICIAL | 1DM08G03F2110DG100 | 30 | 1DM | BUILDING | 08G | SYSTEM DOM. RANGES | 03F | SY PLATES/ACC./RF | 6 | 6 | NR | 916.825 | CCM | 56.333 | 50.7 | G | 8011564130333 | 8011564510838 | 8011564510838 | 85389099
GW22577 | TOP SYSTEM JAZZ BLUE 8-GANG PLATE | RAMKA 8 MOD. JAZZOWY BŁĘKIT TOP SYSTEM | 7.7 | 1 | NR | 7.55 | 1 | NR | 1.987% | OFFICIAL | 1DM08G03F2110DI100 | 30 | 1DM | BUILDING | 08G | SYSTEM DOM. RANGES | 03F | SY PLATES/ACC./RF | 6 | 6 | NR | 916.825 | CCM | 56.167 | 50.55 | G | 8011564130340 | 8011564510845 | 8011564510845 | 85389099
GW22587 | TOP SYSTEM CORN YELLOW 8-GANG PLATE | RAMKA 8 MOD. PSZENICZNA ŻÓŁĆ TOP SYSTEM | 7.7 | 1 | NR | 7.55 | 1 | NR | 1.987% | OFFICIAL | 1DM08G03F2110DK100 | 30 | 1DM | BUILDING | 08G | SYSTEM DOM. RANGES | 03F | SY PLATES/ACC./RF | 6 | 6 | NR | 916.825 | CCM | 56.333 | 50.7 | G | 8011564130388 | 8011564510883 | 8011564510883 | 85389099
GW24005 | 6 GANG COMPACT WHITE PLATE | KOMPAKTOWA BIAŁA RAMKA 6 MODUŁÓW | 5.2 | 1 | NR | 5.1 | 1 | NR | 1.961% | OFFICIAL | 1DM08G03F2170EY100 | 30 | 1DM | BUILDING | 08G | SYSTEM DOM. RANGES | 03F | SY PLATES/ACC./RF | 1 | 60 | NR | 1016.667 | CCM | 78.767 | 70.89 | G | 8011564001657 | 8011564001657 | 8011564303317 | 85389099
GW24022 | 4 GANG WHITE SELF-SUPPORTING PLATE | 4 MOD.BIAŁA RAMKA SAMONOŚNA | 5.2 | 1 | NR | 5.1 | 1 | NR | 1.961% | OFFICIAL | 1DM08G03F2210F2100 | 30 | 1DM | BUILDING | 08G | SYSTEM DOM. RANGES | 03F | SY PLATES/ACC./RF | 1 | 30 | NR | 712.5 | CCM | 87.433 | 78.69 | G | 8011564025929 | 8011564025929 | 8011564337510 | 85389099
GW24023 | 4 GANG TONER BLACK SELF-SUPPORTING PLATE | 4 MOD. CZARNA RAMKA SAMONOŚNA | 5.2 | 1 | NR | 5.1 | 1 | NR | 1.961% | OFFICIAL | 1DM08G03F2210F2100 | 30 | 1DM | BUILDING | 08G | SYSTEM DOM. RANGES | 03F | SY PLATES/ACC./RF | 1 | 30 | NR | 712.5 | CCM | 85.5 | 76.95 | G | 8011564025936 | 8011564025936 | 8011564337534 | 85389099
GW24201 | 3 GANG SUPPORT FOR SYSTEM PLATE | 3 MOD. WSPORNIK DLA RAMKI SYSTEMOWEJ | 1.04 | 1 | NR | 1.02 | 1 | NR | 1.961% | OFFICIAL | 1DM08G03F2210F8100 | 30 | 1DM | BUILDING | 08G | SYSTEM DOM. RANGES | 03F | SY PLATES/ACC./RF | 10 | 300 | NR | 203.333 | CCM | 22.507 | 20.256 | G | 8011564002258 | 8011564304437 | 8011564304444 | 85389099
GW22108 | PLATE 12G.CLOUD WHITE SYSTEM VIRNA | RAMKA 12M.BIAŁA CHMURA SYSTEM VIRNA | 10.5 | 1 | NR | 10.3 | 1 | NR | 1.942% | OFFICIAL | 1DM08G03F2120QK100 | 30 | 1DM | BUILDING | 08G | SYSTEM DOM. RANGES | 03F | SY PLATES/ACC./RF | 6 | 6 | NR | 916.825 | CCM | 65.333 | 58.8 | G | 8011564226845 | 8011564582248 | 8011564582248 | 85389099
GW22508 | TOP SYSTEM CLOUD WHITE 12-GANG PLATE | RAMKA 12 MODUŁ.BIAŁA CHMURA TOP SYSTEM | 10.5 | 1 | NR | 10.3 | 1 | NR | 1.942% | OFFICIAL | 1DM08G03F2110D4100 | 30 | 1DM | BUILDING | 08G | SYSTEM DOM. RANGES | 03F | SY PLATES/ACC./RF | 6 | 6 | NR | 916.825 | CCM | 66.333 | 45.178 | G | 8011564130456 | 8011564510951 | 8011564510951 | 85389099
GW22106 | PLATE 6G.CLOUD WHITE SYSTEM VIRNA | RAMKA 6M.BIAŁA CHMURA SYSTEM VIRNA | 5.4 | 1 | NR | 5.3 | 1 | NR | 1.887% | OFFICIAL | 1DM08G03F2120QK100 | 30 | 1DM | BUILDING | 08G | SYSTEM DOM. RANGES | 03F | SY PLATES/ACC./RF | 48 | 48 | NR | 695.292 | CCM | 43.25 | 38.925 | G | 8011564213258 | 8011564907164 | 8011564907164 | 85389099
GW22116 | PLATE 6G.TONER BLACK SYSTEM VIRNA | RAMKA 6M.CZARNA SYSTEM VIRNA | 5.4 | 1 | NR | 5.3 | 1 | NR | 1.887% | OFFICIAL | 1DM08G03F2120QM100 | 30 | 1DM | BUILDING | 08G | SYSTEM DOM. RANGES | 03F | SY PLATES/ACC./RF | 8 | 8 | NR | 352.734 | CCM | 43.375 | 39.038 | G | 8011564213265 | 8011564566576 | 8011564566576 | 85389099
GW22126 | PLATE 6G.GERANIUM RED SYSTEM VIRNA | RAMKA 6M.CZERWIEŃ GERANIUM SYSTEM VIRNA | 5.4 | 1 | NR | 5.3 | 1 | NR | 1.887% | OFFICIAL | 1DM08G03F2120QO100 | 30 | 1DM | BUILDING | 08G | SYSTEM DOM. RANGES | 03F | SY PLATES/ACC./RF | 8 | 8 | NR | 352.734 | CCM | 42.875 | 38.588 | G | 8011564213272 | 8011564566583 | 8011564566583 | 85389099
GW22136 | PLATE 6G.BURGUNDY SYSTEM VIRNA | RAMKA 6M.BURGUND SYSTEM VIRNA | 5.4 | 1 | NR | 5.3 | 1 | NR | 1.887% | OFFICIAL | 1DM08G03F2120QQ100 | 30 | 1DM | BUILDING | 08G | SYSTEM DOM. RANGES | 03F | SY PLATES/ACC./RF | 8 | 8 | NR | 352.734 | CCM | 42.25 | 38.025 | G | 8011564213289 | 8011564566590 | 8011564566590 | 85389099
GW22146 | PLATE 6G.VENETIAN GREEN SYSTEM VIRNA | RAMKA 6M.ZIELEŃ WENECKA SYSTEM VIRNA | 5.4 | 1 | NR | 5.3 | 1 | NR | 1.887% | OFFICIAL | 1DM08G03F2120QS100 | 30 | 1DM | BUILDING | 08G | SYSTEM DOM. RANGES | 03F | SY PLATES/ACC./RF | 8 | 8 | NR | 352.734 | CCM | 43.375 | 39.038 | G | 8011564213296 | 8011564566606 | 8011564566606 | 85389099
GW22156 | PLATE 6G.RACING GREEN SYSTEM VIRNA | RAMKA 6M.CIEMNA ZIELEŃ SYSTEM VIRNA | 5.4 | 1 | NR | 5.3 | 1 | NR | 1.887% | OFFICIAL | 1DM08G03F2120QU100 | 30 | 1DM | BUILDING | 08G | SYSTEM DOM. RANGES | 03F | SY PLATES/ACC./RF | 8 | 8 | NR | 352.734 | CCM | 42.75 | 38.475 | G | 8011564213302 | 8011564566613 | 8011564566613 | 85389099
GW22166 | PLATE 6G.SKY BLUE SYSTEM VIRNA | RAMKA 6M.JASNY BŁĘKIT SYSTEM VIRNA | 5.4 | 1 | NR | 5.3 | 1 | NR | 1.887% | OFFICIAL | 1DM08G03F2120QW100 | 30 | 1DM | BUILDING | 08G | SYSTEM DOM. RANGES | 03F | SY PLATES/ACC./RF | 8 | 8 | NR | 352.734 | CCM | 43 | 38.7 | G | 8011564213319 | 8011564566620 | 8011564566620 | 85389099
GW22176 | PLATE 6G.JAZZ BLUE SYSTEM VIRNA | RAMKA 6M.JAZZOWY BŁĘKIT SYSTEM VIRNA | 5.4 | 1 | NR | 5.3 | 1 | NR | 1.887% | OFFICIAL | 1DM08G03F2120QY100 | 30 | 1DM | BUILDING | 08G | SYSTEM DOM. RANGES | 03F | SY PLATES/ACC./RF | 8 | 8 | NR | 352.734 | CCM | 43 | 38.7 | G | 8011564213326 | 8011564566637 | 8011564566637 | 85389099
GW22186 | PLATE 6G.CORN YELLOW SYSTEM VIRNA | RAMKA 6M.PSZENICZNA ŻÓŁĆ SYSTEM VIRNA | 5.4 | 1 | NR | 5.3 | 1 | NR | 1.887% | OFFICIAL | 1DM08G03F2120R0100 | 30 | 1DM | BUILDING | 08G | SYSTEM DOM. RANGES | 03F | SY PLATES/ACC./RF | 8 | 8 | NR | 352.734 | CCM | 42.625 | 38.363 | G | 8011564213333 | 8011564566644 | 8011564566644 | 85389099
GW22506 | TOP SYSTEM CLOUD WHITE 6-GANG PLATE | RAMKA 6 MODUŁ. BIAŁA CHMURA TOP SYSTEM | 5.4 | 1 | NR | 5.3 | 1 | NR | 1.887% | OFFICIAL | 1DM08G03F2110D4100 | 30 | 1DM | BUILDING | 08G | SYSTEM DOM. RANGES | 03F | SY PLATES/ACC./RF | 48 | 48 | NR | 695.292 | CCM | 43.125 | 30.581 | G | 8011564076709 | 8011564907171 | 8011564907171 | 85389099
GW22516 | TOP SYSTEM TONER BLACK 6-GANG PLATE | RAMKA 6 MODUŁÓW CZARNA TOP SYSTEM | 5.4 | 1 | NR | 5.3 | 1 | NR | 1.887% | OFFICIAL | 1DM08G03F2110D6100 | 30 | 1DM | BUILDING | 08G | SYSTEM DOM. RANGES | 03F | SY PLATES/ACC./RF | 8 | 8 | NR | 352.734 | CCM | 42.375 | 35.1 | G | 8011564076730 | 8011564483163 | 8011564483163 | 85389099
GW22526 | TOP SYSTEM GERANIUM RED 6-GANG PLATE | RAMKA 6 MOD. CZERW. GERANIUM TOP SYSTEM | 5.4 | 1 | NR | 5.3 | 1 | NR | 1.887% | OFFICIAL | 1DM08G03F2110D8100 | 30 | 1DM | BUILDING | 08G | SYSTEM DOM. RANGES | 03F | SY PLATES/ACC./RF | 8 | 8 | NR | 352.734 | CCM | 52.867 | 47.58 | G | 8011564076761 | 8011564483217 | 8011564483217 | 85389099
GW22536 | TOP SYSTEM CLASS.BURGUNDY 6-GANG PLATE | RAMKA 6 MOD. KLAS. BURGUND TOP SYSTEM | 5.4 | 1 | NR | 5.3 | 1 | NR | 1.887% | OFFICIAL | 1DM08G03F2110DA100 | 30 | 1DM | BUILDING | 08G | SYSTEM DOM. RANGES | 03F | SY PLATES/ACC./RF | 8 | 8 | NR | 352.734 | CCM | 41.375 | 37.238 | G | 8011564076792 | 8011564483262 | 8011564483262 | 85389099
GW22546 | TOP SYSTEM VENETIAN GREEN 6-GANG PLATE | RAMKA 6 MOD. ZIELEŃ WENECKA TOP SYSTEM | 5.4 | 1 | NR | 5.3 | 1 | NR | 1.887% | OFFICIAL | 1DM08G03F2110DC100 | 30 | 1DM | BUILDING | 08G | SYSTEM DOM. RANGES | 03F | SY PLATES/ACC./RF | 8 | 8 | NR | 352.734 | CCM | 43 | 38.7 | G | 8011564076822 | 8011564483316 | 8011564483316 | 85389099
GW22556 | TOP SYSTEM RACING GREEN 6-GANG PLATE | RAMKA 6 MOD. CIEMNA ZIELEŃ TOP SYSTEM | 5.4 | 1 | NR | 5.3 | 1 | NR | 1.887% | OFFICIAL | 1DM08G03F2110DE100 | 30 | 1DM | BUILDING | 08G | SYSTEM DOM. RANGES | 03F | SY PLATES/ACC./RF | 8 | 8 | NR | 352.734 | CCM | 42.75 | 38.475 | G | 8011564076853 | 8011564483361 | 8011564483361 | 85389099
GW22566 | TOP SYSTEM SKY BLUE 6-GANG PLATE | RAMKA 6 MOD. JASNY BŁĘKIT TOP SYSTEM | 5.4 | 1 | NR | 5.3 | 1 | NR | 1.887% | OFFICIAL | 1DM08G03F2110DG100 | 30 | 1DM | BUILDING | 08G | SYSTEM DOM. RANGES | 03F | SY PLATES/ACC./RF | 8 | 8 | NR | 352.734 | CCM | 42.25 | 38.025 | G | 8011564076884 | 8011564483415 | 8011564483415 | 85389099
GW22576 | TOP SYSTEM JAZZ BLUE 6-GANG PLATE | RAMKA 6 MOD. JAZZOWY BŁĘKIT TOP SYSTEM | 5.4 | 1 | NR | 5.3 | 1 | NR | 1.887% | OFFICIAL | 1DM08G03F2110DI100 | 30 | 1DM | BUILDING | 08G | SYSTEM DOM. RANGES | 03F | SY PLATES/ACC./RF | 8 | 8 | NR | 352.734 | CCM | 42.875 | 38.588 | G | 8011564076914 | 8011564483460 | 8011564483460 | 85389099
GW22586 | TOP SYSTEM CORN YELLOW 6-GANG PLATE | RAMKA 6 MOD. PSZENICZNA ŻÓŁĆ TOP SYSTEM | 5.4 | 1 | NR | 5.3 | 1 | NR | 1.887% | OFFICIAL | 1DM08G03F2110DK100 | 30 | 1DM | BUILDING | 08G | SYSTEM DOM. RANGES | 03F | SY PLATES/ACC./RF | 8 | 8 | NR | 352.734 | CCM | 42.875 | 38.588 | G | 8011564076945 | 8011564483514 | 8011564483514 | 85389099
GW22251 | PLATE 1G.SOFT CHROME SYSTEM VIRNA | RAMKA 1M.MIĘKKI CHROM SYSTEM VIRNA | 16.5 | 1 | NR | 16.2 | 1 | NR | 1.852% | OFFICIAL | 1DM08G03F2120R8100 | 30 | 1DM | BUILDING | 08G | SYSTEM DOM. RANGES | 03F | SY PLATES/ACC./RF | 12 | 12 | NR | 458.413 | CCM | 37.333 | 33.6 | G | 8011564217393 | 8011564570108 | 8011564570108 | 85389099
GW22252 | PLATE 2G.SOFT CHROME SYSTEM VIRNA | RAMKA 2M.MIĘKKI CHROM SYSTEM VIRNA | 16.5 | 1 | NR | 16.2 | 1 | NR | 1.852% | OFFICIAL | 1DM08G03F2120R8100 | 30 | 1DM | BUILDING | 08G | SYSTEM DOM. RANGES | 03F | SY PLATES/ACC./RF | 12 | 12 | NR | 458.413 | CCM | 36.083 | 32.475 | G | 8011564217409 | 8011564570115 | 8011564570115 | 85389099
GW22253 | PLATE 3G.SOFT CHROME SYSTEM VIRNA | RAMKA 3M.MIĘKKI CHROM SYSTEM VIRNA | 16.5 | 1 | NR | 16.2 | 1 | NR | 1.852% | OFFICIAL | 1DM08G03F2120R8100 | 30 | 1DM | BUILDING | 08G | SYSTEM DOM. RANGES | 03F | SY PLATES/ACC./RF | 24 | 24 | NR | 354.886 | CCM | 31.5 | 28.35 | G | 8011564213098 | 8011564566408 | 8011564566408 | 85389099
GW22261 | PLATE 1G.ANTIQUE GOLD SYSTEM VIRNA | RAMKA 1M.STARE ZŁOTO SYSTEM VIRNA | 16.5 | 1 | NR | 16.2 | 1 | NR | 1.852% | OFFICIAL | 1DM08G03F2120RA100 | 30 | 1DM | BUILDING | 08G | SYSTEM DOM. RANGES | 03F | SY PLATES/ACC./RF | 12 | 12 | NR | 458.413 | CCM | 37.167 | 33.45 | G | 8011564217416 | 8011564570122 | 8011564570122 | 85389099
GW22262 | PLATE 2G.ANTIQUE GOLD SYSTEM VIRNA | RAMKA 2M.STARE ZŁOTO SYSTEM VIRNA | 16.5 | 1 | NR | 16.2 | 1 | NR | 1.852% | OFFICIAL | 1DM08G03F2120RA100 | 30 | 1DM | BUILDING | 08G | SYSTEM DOM. RANGES | 03F | SY PLATES/ACC./RF | 12 | 12 | NR | 458.413 | CCM | 38.667 | 34.8 | G | 8011564217423 | 8011564570139 | 8011564570139 | 85389099
GW22263 | PLATE 3G.ANTIQUE GOLD SYSTEM VIRNA | RAMKA 3M.STARE ZŁOTO SYSTEM VIRNA | 16.5 | 1 | NR | 16.2 | 1 | NR | 1.852% | OFFICIAL | 1DM08G03F2120RA100 | 30 | 1DM | BUILDING | 08G | SYSTEM DOM. RANGES | 03F | SY PLATES/ACC./RF | 24 | 24 | NR | 354.886 | CCM | 32.333 | 29.1 | G | 8011564213104 | 8011564566415 | 8011564566415 | 85389099
GW22271 | PLATE 1G.EN.WALNUT SYSTEM VIRNA | RAMKA 1M.ORZECH WŁOSKI SYSTEM VIRNA | 16.5 | 1 | NR | 16.2 | 1 | NR | 1.852% | OFFICIAL | 1DM08G03F2120R6100 | 30 | 1DM | BUILDING | 08G | SYSTEM DOM. RANGES | 03F | SY PLATES/ACC./RF | 12 | 12 | NR | 458.413 | CCM | 33.667 | 30.3 | G | 8011564217430 | 8011564570146 | 8011564570146 | 85389099
GW22272 | PLATE 2G.EN.WALNUT SYSTEM VIRNA | RAMKA 2M.ORZECH WŁOSKI SYSTEM VIRNA | 16.5 | 1 | NR | 16.2 | 1 | NR | 1.852% | OFFICIAL | 1DM08G03F2120R6100 | 30 | 1DM | BUILDING | 08G | SYSTEM DOM. RANGES | 03F | SY PLATES/ACC./RF | 12 | 12 | NR | 458.413 | CCM | 31.167 | 28.05 | G | 8011564217447 | 8011564570153 | 8011564570153 | 85389099
GW22273 | PLATE 3G.EN.WALNUT SYSTEM VIRNA | RAMKA 3M.ORZECH WŁOSKI SYSTEM VIRNA | 16.5 | 1 | NR | 16.2 | 1 | NR | 1.852% | OFFICIAL | 1DM08G03F2120R6100 | 30 | 1DM | BUILDING | 08G | SYSTEM DOM. RANGES | 03F | SY PLATES/ACC./RF | 24 | 24 | NR | 354.886 | CCM | 28 | 25.2 | G | 8011564213081 | 8011564566392 | 8011564566392 | 85389099
GW22651 | TOP SYSTEM SOFT CHROME 1-GANG PLATE | RAMKA 1 MOD. MIĘKKI CHROM TOP SYSTEM | 16.5 | 1 | NR | 16.2 | 1 | NR | 1.852% | OFFICIAL | 1DM08G03F2110DS100 | 30 | 1DM | BUILDING | 08G | SYSTEM DOM. RANGES | 03F | SY PLATES/ACC./RF | 12 | 12 | NR | 458.413 | CCM | 35.833 | 32.25 | G | 8011564100534 | 8011564483620 | 8011564483620 | 85389099
GW22652 | TOP SYSTEM SOFT CHROME 2-GANG PLATE | RAMKA 2 MOD. MIĘKKI CHROM TOP SYSTEM | 16.5 | 1 | NR | 16.2 | 1 | NR | 1.852% | OFFICIAL | 1DM08G03F2110DS100 | 30 | 1DM | BUILDING | 08G | SYSTEM DOM. RANGES | 03F | SY PLATES/ACC./RF | 12 | 12 | NR | 458.413 | CCM | 33.333 | 30 | G | 8011564100541 | 8011564483637 | 8011564483637 | 85389099
GW22653 | TOP SYSTEM SOFT CHROME 3-GANG PLATE | RAMKA 3 MOD. MIĘKKI CHROM TOP SYSTEM | 16.5 | 1 | NR | 16.2 | 1 | NR | 1.852% | OFFICIAL | 1DM08G03F2110DS100 | 30 | 1DM | BUILDING | 08G | SYSTEM DOM. RANGES | 03F | SY PLATES/ACC./RF | 12 | 12 | NR | 458.413 | CCM | 31.167 | 27.864 | G | 8011564077010 | 8011564483644 | 8011564483644 | 85389099
GW22661 | TOP SYSTEM ANTIQUE GOLD 1-GANG PLATE | RAMKA 1 MOD. STARE ZŁOTO TOP SYSTEM | 16.5 | 1 | NR | 16.2 | 1 | NR | 1.852% | OFFICIAL | 1DM08G03F2110DU100 | 30 | 1DM | BUILDING | 08G | SYSTEM DOM. RANGES | 03F | SY PLATES/ACC./RF | 12 | 12 | NR | 458.413 | CCM | 37.333 | 33.6 | G | 8011564100558 | 8011564483675 | 8011564483675 | 85389099
GW22662 | TOP SYSTEM ANTIQUE GOLD 2-GANG PLATE | RAMKA 2 MOD. STARE ZŁOTO TOP SYSTEM | 16.5 | 1 | NR | 16.2 | 1 | NR | 1.852% | OFFICIAL | 1DM08G03F2110DU100 | 30 | 1DM | BUILDING | 08G | SYSTEM DOM. RANGES | 03F | SY PLATES/ACC./RF | 12 | 12 | NR | 458.413 | CCM | 35.583 | 31 | G | 8011564100565 | 8011564483682 | 8011564483682 | 85389099
GW22663 | TOP SYSTEM ANTIQUE GOLD 3-GANG PLATE | RAMKA 3 MOD. STARE ZŁOTO TOP SYSTEM | 16.5 | 1 | NR | 16.2 | 1 | NR | 1.852% | OFFICIAL | 1DM08G03F2110DU100 | 30 | 1DM | BUILDING | 08G | SYSTEM DOM. RANGES | 03F | SY PLATES/ACC./RF | 12 | 12 | NR | 458.413 | CCM | 31.833 | 25.574 | G | 8011564077041 | 8011564483699 | 8011564483699 | 85389099
GW22671 | TOP SYSTEM ENGLISH WALNUT 1-GANG PLATE | RAMKA 1 MOD. ORZECH WŁOSKI TOP SYSTEM | 16.5 | 1 | NR | 16.2 | 1 | NR | 1.852% | OFFICIAL | 1DM08G03F2110DQ100 | 30 | 1DM | BUILDING | 08G | SYSTEM DOM. RANGES | 03F | SY PLATES/ACC./RF | 12 | 12 | NR | 458.413 | CCM | 32.417 | 29.175 | G | 8011564100572 | 8011564483729 | 8011564483729 | 85389099
GW22672 | TOP SYSTEM ENGLISH WALNUT 2-GANG PLATE | RAMKA 2 MOD. ORZECH WŁOSKI TOP SYSTEM | 16.5 | 1 | NR | 16.2 | 1 | NR | 1.852% | OFFICIAL | 1DM08G03F2110DQ100 | 30 | 1DM | BUILDING | 08G | SYSTEM DOM. RANGES | 03F | SY PLATES/ACC./RF | 12 | 12 | NR | 458.413 | CCM | 30.667 | 25 | G | 8011564100589 | 8011564483736 | 8011564483736 | 85389099
GW22673 | TOP SYSTEM ENGLISH WALNUT 3-GANG PLATE | RAMKA 3 MOD. ORZECH WŁOSKI TOP SYSTEM | 16.5 | 1 | NR | 16.2 | 1 | NR | 1.852% | OFFICIAL | 1DM08G03F2110DQ100 | 30 | 1DM | BUILDING | 08G | SYSTEM DOM. RANGES | 03F | SY PLATES/ACC./RF | 12 | 12 | NR | 458.413 | CCM | 28.417 | 26.304 | G | 8011564077072 | 8011564483743 | 8011564483743 | 85389099
GW24001 | 1 GANG COMPACT WHITE PLATE | KOMPAKTOWA BIAŁA RAMKA 1 MODUŁ | 2.75 | 1 | NR | 2.7 | 1 | NR | 1.852% | OFFICIAL | 1DM08G03F2170EY100 | 30 | 1DM | BUILDING | 08G | SYSTEM DOM. RANGES | 03F | SY PLATES/ACC./RF | 1 | 120 | NR | 508.333 | CCM | 46.45 | 41.805 | G | 8011564001602 | 8011564001602 | 8011564303218 | 85389099
GW24002 | 2 GANG COMPACT WHITE PLATE | KOMPAKTOWA BIAŁA RAMKA 2 MODUŁY | 2.75 | 1 | NR | 2.7 | 1 | NR | 1.852% | OFFICIAL | 1DM08G03F2170EY100 | 30 | 1DM | BUILDING | 08G | SYSTEM DOM. RANGES | 03F | SY PLATES/ACC./RF | 1 | 120 | NR | 508.333 | CCM | 47.767 | 42.99 | G | 8011564001619 | 8011564001619 | 8011564303232 | 85389099
GW24003 | 3 GANG COMPACT WHITE PLATE | KOMPAKTOWA BIAŁA RAMKA 3 MODUŁY | 2.75 | 1 | NR | 2.7 | 1 | NR | 1.852% | OFFICIAL | 1DM08G03F2170EY100 | 30 | 1DM | BUILDING | 08G | SYSTEM DOM. RANGES | 03F | SY PLATES/ACC./RF | 1 | 120 | NR | 508.333 | CCM | 45.633 | 41.07 | G | 8011564001626 | 8011564001626 | 8011564303256 | 85389099
GW22287 | PLATE 8G.MET.TITANIUM SYSTEM VIRNA | RAMKA 8M. MET.TYTAN SYSTEM VIRNA | 27.8 | 1 | NR | 27.3 | 1 | NR | 1.832% | OFFICIAL | 1DM08G03F2120R2100 | 30 | 1DM | BUILDING | 08G | SYSTEM DOM. RANGES | 03F | SY PLATES/ACC./RF | 6 | 6 | NR | 916.825 | CCM | 54.5 | 49.05 | G | 8011564226883 | 8011564582286 | 8011564582286 | 85389099
GW22297 | PLATE 8G.MET.SLATE SYSTEM VIRNA | RAMKA 8M. MET.ŁUPEK SYSTEM VIRNA | 27.8 | 1 | NR | 27.3 | 1 | NR | 1.832% | OFFICIAL | 1DM08G03F2120R4100 | 30 | 1DM | BUILDING | 08G | SYSTEM DOM. RANGES | 03F | SY PLATES/ACC./RF | 6 | 6 | NR | 916.825 | CCM | 54.5 | 49.05 | G | 8011564226890 | 8011564582293 | 8011564582293 | 85389099
GW22607 | TOP SYSTEM METALL.TITANIUM 8-GANG PLATE | RAMKA 8 MOD. METAL. TYTAN TOP SYSTEM | 27.8 | 1 | NR | 27.3 | 1 | NR | 1.832% | OFFICIAL | 1DM08G03F2110DM100 | 30 | 1DM | BUILDING | 08G | SYSTEM DOM. RANGES | 03F | SY PLATES/ACC./RF | 6 | 6 | NR | 916.825 | CCM | 56.333 | 50.7 | G | 8011564130357 | 8011564510852 | 8011564510852 | 85389099
GW22617 | TOP SYSTEM METALL.SLATE 8-GANG PLATE | RAMKA 8 MOD. METAL. ŁUPEK TOP SYSTEM | 27.8 | 1 | NR | 27.3 | 1 | NR | 1.832% | OFFICIAL | 1DM08G03F2110DO100 | 30 | 1DM | BUILDING | 08G | SYSTEM DOM. RANGES | 03F | SY PLATES/ACC./RF | 6 | 6 | NR | 916.825 | CCM | 55.833 | 50.25 | G | 8011564130401 | 8011564510906 | 8011564510906 | 85389099
GW24008 | 1 GANG WHITE BLACK SELF-SUPPORTING PLATE | 1 MOD.BIAŁO-CZARNA RAMKA SAMONOŚNA | 2.8 | 1 | NR | 2.75 | 1 | NR | 1.818% | OFFICIAL | 1DM08G03F2210F2100 | 30 | 1DM | BUILDING | 08G | SYSTEM DOM. RANGES | 03F | SY PLATES/ACC./RF | 1 | 60 | NR | 246.783 | CCM | 36.417 | 23.283 | G | 8011564001718 | 8011564001718 | 8011564303430 | 85389099
GW24009 | 1 GANG TONER BLACK SELF-SUPPORTING PLATE | 1 MOD. CZARNA RAMKA SAMONOŚNA | 2.8 | 1 | NR | 2.75 | 1 | NR | 1.818% | OFFICIAL | 1DM08G03F2210F2100 | 30 | 1DM | BUILDING | 08G | SYSTEM DOM. RANGES | 03F | SY PLATES/ACC./RF | 1 | 60 | NR | 246.783 | CCM | 35.95 | 23.703 | G | 8011564001725 | 8011564001725 | 8011564303454 | 85389099
GW24241 | 12 GANG SUPPORT FOR SYSTEM/VIRNA PLATE | 12 MOD.WSPORNIK DO RAMKI SYSTEM./VIRNA | 5.6 | 1 | NR | 5.5 | 1 | NR | 1.818% | OFFICIAL | 1DM08G03F2210F8100 | 30 | 1DM | BUILDING | 08G | SYSTEM DOM. RANGES | 03F | SY PLATES/ACC./RF | 10 | 40 | NR | 1050 | CCM | 78.35 | 70.515 | G | 8011564130128 | 8011564510432 | 8011564510449 | 85389099
GW22254 | PLATE 4G.SOFT CHROME SYSTEM VIRNA | RAMKA 4M.MIĘKKI CHROM SYSTEM VIRNA | 28.4 | 1 | NR | 27.9 | 1 | NR | 1.792% | OFFICIAL | 1DM08G03F2120R8100 | 30 | 1DM | BUILDING | 08G | SYSTEM DOM. RANGES | 03F | SY PLATES/ACC./RF | 12 | 12 | NR | 458.413 | CCM | 37.833 | 34.05 | G | 8011564213234 | 8011564566545 | 8011564566545 | 85389099
GW22264 | PLATE 4G.ANTIQUE GOLD SYSTEM VIRNA | RAMKA 4M.STARE ZŁOTO SYSTEM VIRNA | 28.4 | 1 | NR | 27.9 | 1 | NR | 1.792% | OFFICIAL | 1DM08G03F2120RA100 | 30 | 1DM | BUILDING | 08G | SYSTEM DOM. RANGES | 03F | SY PLATES/ACC./RF | 12 | 12 | NR | 458.413 | CCM | 39 | 35.1 | G | 8011564213241 | 8011564566552 | 8011564566552 | 85389099
GW22274 | PLATE 4G.EN.WALNUT SYSTEM VIRNA | RAMKA 4M.ORZECH WŁOSKI SYSTEM VIRNA | 28.4 | 1 | NR | 27.9 | 1 | NR | 1.792% | OFFICIAL | 1DM08G03F2120R6100 | 30 | 1DM | BUILDING | 08G | SYSTEM DOM. RANGES | 03F | SY PLATES/ACC./RF | 12 | 12 | NR | 458.413 | CCM | 32.833 | 29.55 | G | 8011564213227 | 8011564566538 | 8011564566538 | 85389099
GW22654 | TOP SYSTEM SOFT CHROME 4-GANG PLATE | RAMKA 4 MOD. MIĘKKI CHROM TOP SYSTEM | 28.4 | 1 | NR | 27.9 | 1 | NR | 1.792% | OFFICIAL | 1DM08G03F2110DS100 | 30 | 1DM | BUILDING | 08G | SYSTEM DOM. RANGES | 03F | SY PLATES/ACC./RF | 12 | 12 | NR | 458.413 | CCM | 42.9 | 38.61 | G | 8011564077027 | 8011564483651 | 8011564483651 | 85389099
GW22664 | TOP SYSTEM ANTIQUE GOLD 4-GANG PLATE | RAMKA 4 MOD. STARE ZŁOTO TOP SYSTEM | 28.4 | 1 | NR | 27.9 | 1 | NR | 1.792% | OFFICIAL | 1DM08G03F2110DU100 | 30 | 1DM | BUILDING | 08G | SYSTEM DOM. RANGES | 03F | SY PLATES/ACC./RF | 12 | 12 | NR | 458.413 | CCM | 35.5 | 32.87 | G | 8011564077058 | 8011564483705 | 8011564483705 | 85389099
GW22674 | TOP SYSTEM ENGLISH WALNUT 4-GANG PLATE | RAMKA 4 MOD. ORZECH WŁOSKI TOP SYSTEM | 28.4 | 1 | NR | 27.9 | 1 | NR | 1.792% | OFFICIAL | 1DM08G03F2110DQ100 | 30 | 1DM | BUILDING | 08G | SYSTEM DOM. RANGES | 03F | SY PLATES/ACC./RF | 12 | 12 | NR | 458.413 | CCM | 30.667 | 27.6 | G | 8011564077089 | 8011564483750 | 8011564483750 | 85389099
GW22286 | PLATE 6G.MET.TITANIUM SYSTEM VIRNA | RAMKA 6M. MET.TYTAN SYSTEM VIRNA | 23.3 | 1 | NR | 22.9 | 1 | NR | 1.747% | OFFICIAL | 1DM08G03F2120R2100 | 30 | 1DM | BUILDING | 08G | SYSTEM DOM. RANGES | 03F | SY PLATES/ACC./RF | 8 | 8 | NR | 352.734 | CCM | 43.125 | 38.813 | G | 8011564213340 | 8011564566651 | 8011564566651 | 85389099
GW22296 | PLATE 6G.MET.SLATE SYSTEM VIRNA | RAMKA 6M. MET.ŁUPEK SYSTEM VIRNA | 23.3 | 1 | NR | 22.9 | 1 | NR | 1.747% | OFFICIAL | 1DM08G03F2120R4100 | 30 | 1DM | BUILDING | 08G | SYSTEM DOM. RANGES | 03F | SY PLATES/ACC./RF | 8 | 8 | NR | 352.734 | CCM | 43.125 | 38.813 | G | 8011564213357 | 8011564566668 | 8011564566668 | 85389099
GW22606 | TOP SYSTEM METALL.TITANIUM 6-GANG PLATE | RAMKA 6 MOD. METAL. TYTAN TOP SYSTEM | 23.3 | 1 | NR | 22.9 | 1 | NR | 1.747% | OFFICIAL | 1DM08G03F2110DM100 | 30 | 1DM | BUILDING | 08G | SYSTEM DOM. RANGES | 03F | SY PLATES/ACC./RF | 8 | 8 | NR | 352.734 | CCM | 43 | 39 | G | 8011564076976 | 8011564483569 | 8011564483569 | 85389099
GW22616 | TOP SYSTEM METALL.SLATE 6-GANG PLATE | RAMKA 6 MOD. METAL. ŁUPEK TOP SYSTEM | 23.3 | 1 | NR | 22.9 | 1 | NR | 1.747% | OFFICIAL | 1DM08G03F2110DO100 | 30 | 1DM | BUILDING | 08G | SYSTEM DOM. RANGES | 03F | SY PLATES/ACC./RF | 8 | 8 | NR | 352.734 | CCM | 46.625 | 41.963 | G | 8011564077003 | 8011564483613 | 8011564483613 | 85389099
GW22257 | PLATE 8G.SOFT CHROME SYSTEM VIRNA | RAMKA 8M.MIĘKKI CHROM SYSTEM VIRNA | 41.6 | 1 | NR | 40.9 | 1 | NR | 1.711% | OFFICIAL | 1DM08G03F2120R8100 | 30 | 1DM | BUILDING | 08G | SYSTEM DOM. RANGES | 03F | SY PLATES/ACC./RF | 6 | 6 | NR | 916.825 | CCM | 59 | 53.1 | G | 8011564226876 | 8011564582279 | 8011564582279 | 85389099
GW22267 | PLATE 8G.ANTIQUE GOLD SYSTEM VIRNA | RAMKA 8M.STARE ZŁOTO SYSTEM VIRNA | 41.6 | 1 | NR | 40.9 | 1 | NR | 1.711% | OFFICIAL | 1DM08G03F2120RA100 | 30 | 1DM | BUILDING | 08G | SYSTEM DOM. RANGES | 03F | SY PLATES/ACC./RF | 6 | 6 | NR | 916.825 | CCM | 59.5 | 53.55 | G | 8011564226869 | 8011564582262 | 8011564582262 | 85389099
GW22277 | PLATE 8G.EN.WALNUT SYSTEM VIRNA | RAMKA 8M.ORZECH WŁOSKI SYSTEM VIRNA | 41.6 | 1 | NR | 40.9 | 1 | NR | 1.711% | OFFICIAL | 1DM08G03F2120R6100 | 30 | 1DM | BUILDING | 08G | SYSTEM DOM. RANGES | 03F | SY PLATES/ACC./RF | 6 | 6 | NR | 916.825 | CCM | 54.167 | 48.75 | G | 8011564226852 | 8011564582255 | 8011564582255 | 85389099
GW22657 | TOP SYSTEM SOFT CHROME 8-GANG PLATE | RAMKA 8 MOD. MIĘKKI CHROM TOP SYSTEM | 41.6 | 1 | NR | 40.9 | 1 | NR | 1.711% | OFFICIAL | 1DM08G03F2110DS100 | 30 | 1DM | BUILDING | 08G | SYSTEM DOM. RANGES | 03F | SY PLATES/ACC./RF | 6 | 6 | NR | 916.825 | CCM | 63.333 | 57 | G | 8011564130432 | 8011564510937 | 8011564510937 | 85389099
GW22667 | TOP SYSTEM ANTIQUE GOLD 8-GANG PLATE | RAMKA 8 MOD. STARE ZŁOTO TOP SYSTEM | 41.6 | 1 | NR | 40.9 | 1 | NR | 1.711% | OFFICIAL | 1DM08G03F2110DU100 | 30 | 1DM | BUILDING | 08G | SYSTEM DOM. RANGES | 03F | SY PLATES/ACC./RF | 6 | 6 | NR | 916.825 | CCM | 61.667 | 55.5 | G | 8011564130449 | 8011564510944 | 8011564510944 | 85389099
GW22677 | TOP SYSTEM ENGLISH WALNUT 8-GANG PLATE | RAMKA 8 MOD. ORZECH WŁOSKI TOP SYSTEM | 41.6 | 1 | NR | 40.9 | 1 | NR | 1.711% | OFFICIAL | 1DM08G03F2110DQ100 | 30 | 1DM | BUILDING | 08G | SYSTEM DOM. RANGES | 03F | SY PLATES/ACC./RF | 6 | 6 | NR | 916.825 | CCM | 56.167 | 50.55 | G | 8011564130395 | 8011564510890 | 8011564510890 | 85389099
GW22452 | 3 GANG TONER BLACK IP55 PLATE TOP SYS | RAMKA 3 MOD. CZARNA IP55 TOP SYS | 8.95 | 1 | NR | 8.8 | 1 | NR | 1.705% | OFFICIAL | 1DM08G03F2190F0100 | 30 | 1DM | BUILDING | 08G | SYSTEM DOM. RANGES | 03F | SY PLATES/ACC./RF | 1 | 30 | NR | 536.747 | CCM | 122.433 | 110.19 | G | 8011564108622 | 8011564475618 | 8011564475618 | 85389099
GW22453 | 3 GANG GREY RAL 7035 IP55 PLATE TOP SYS | RAMKA 3 MOD.SZARA RAL 7035 IP55 TOP SYS | 8.95 | 1 | NR | 8.8 | 1 | NR | 1.705% | OFFICIAL | 1DM08G03F2190F0100 | 30 | 1DM | BUILDING | 08G | SYSTEM DOM. RANGES | 03F | SY PLATES/ACC./RF | 1 | 30 | NR | 536.747 | CCM | 124.367 | 111.93 | G | 8011564108639 | 8011564468337 | 8011564468337 | 85389099
GW24225 | TC 3.5X30 SELF-TAPP.SCREW FIX PLATE/SUP | TK 3,5X30 RAMKA/PODP.MOC.NA ŚR.SAMOGWIN | 12 | 100 | NR | 11.8 | 100 | NR | 1.695% | OFFICIAL | 1DM08G03F2170FY100 | 30 | 1DM | BUILDING | 08G | SYSTEM DOM. RANGES | 03F | SY PLATES/ACC./RF | 300 | 4200 | NR | 1.995 | CCM | 1.724 | 1.552 | G | 8011564002562 | 8011564305298 | 8011564305304 | 73181499
GW24211 | 3 GANG CLOUD WHITE BLANK PLATE | PUSTA RAMKA 3 MODUŁY BIAŁA CHMURA | 3.05 | 1 | NR | 3 | 1 | NR | 1.667% | OFFICIAL | 1DM08G03F2170FU100 | 30 | 1DM | BUILDING | 08G | SYSTEM DOM. RANGES | 03F | SY PLATES/ACC./RF | 1 | 120 | NR | 508.333 | CCM | 47.633 | 42.87 | G | 8011564001633 | 8011564001633 | 8011564303270 | 85389099
GW24212 | 3 GANG TONER BLACK BLANK PLATE | PUSTA RAMKA 3 MODUŁY CZARNA | 3.05 | 1 | NR | 3 | 1 | NR | 1.667% | OFFICIAL | 1DM08G03F2170FU100 | 30 | 1DM | BUILDING | 08G | SYSTEM DOM. RANGES | 03F | SY PLATES/ACC./RF | 1 | 120 | NR | 508.333 | CCM | 46.167 | 42 | G | 8011564001688 | 8011564001688 | 8011564303379 | 85389099
GW24019 | 4 GANG SMOKE GREY DESKTOP ENCLOSURE | 4 MOD. DYMNO-SZARA OBUDOWA NABIURKOWA | 9.4 | 1 | NR | 9.25 | 1 | NR | 1.622% | OFFICIAL | 1DM08G03F2210F4100 | 30 | 1DM | BUILDING | 08G | SYSTEM DOM. RANGES | 03F | SY PLATES/ACC./RF | 1 | 30 | NR | 977.167 | CCM | 125.333 | 111.947 | G | 8011564002289 | 8011564002289 | 8011564304505 | 85381000
GW24007 | COMPACT SURFACE BOX FOR 6 GANG PLATES | KOMP.PUSZKA NATYNK.DO MIEDŹ.K Z 6 MOD. | 6.3 | 1 | NR | 6.2 | 1 | NR | 1.613% | OFFICIAL | 1DM08G03F2210F6100 | 30 | 1DM | BUILDING | 08G | SYSTEM DOM. RANGES | 03F | SY PLATES/ACC./RF | 3 | 30 | NR | 1163.438 | CCM | 133.333 | 115.188 | G | 8011564001824 | 8011564303645 | 8011564303652 | 85381000
GW24018 | 4 GANG WHITE DESKTOP ENCLOSURE | 4 MOD. BIAŁA OBUDOWA NABIURKOWA | 9.5 | 1 | NR | 9.35 | 1 | NR | 1.604% | OFFICIAL | 1DM08G03F2210F4100 | 30 | 1DM | BUILDING | 08G | SYSTEM DOM. RANGES | 03F | SY PLATES/ACC./RF | 1 | 30 | NR | 977.167 | CCM | 135.1 | 121.59 | G | 8011564002272 | 8011564002272 | 8011564304482 | 85381000
GW22281 | PLATE 1G.MET.TITANIUM SYSTEM VIRNA | RAMKA 1M. MET.TYTAN SYSTEM VIRNA | 9.55 | 1 | NR | 9.4 | 1 | NR | 1.596% | OFFICIAL | 1DM08G03F2120R2100 | 30 | 1DM | BUILDING | 08G | SYSTEM DOM. RANGES | 03F | SY PLATES/ACC./RF | 12 | 12 | NR | 458.413 | CCM | 32.667 | 29.4 | G | 8011564217454 | 8011564570160 | 8011564570160 | 85389099
GW22282 | PLATE 2G.MET.TITANIUM SYSTEM VIRNA | RAMKA 2M. MET.TYTAN SYSTEM VIRNA | 9.55 | 1 | NR | 9.4 | 1 | NR | 1.596% | OFFICIAL | 1DM08G03F2120R2100 | 30 | 1DM | BUILDING | 08G | SYSTEM DOM. RANGES | 03F | SY PLATES/ACC./RF | 12 | 12 | NR | 458.413 | CCM | 31 | 27.9 | G | 8011564217461 | 8011564570177 | 8011564570177 | 85389099
GW22283 | PLATE 3G.MET.TITANIUM SYSTEM VIRNA | RAMKA 3M. MET.TYTAN SYSTEM VIRNA | 9.55 | 1 | NR | 9.4 | 1 | NR | 1.596% | OFFICIAL | 1DM08G03F2120R2100 | 30 | 1DM | BUILDING | 08G | SYSTEM DOM. RANGES | 03F | SY PLATES/ACC./RF | 24 | 24 | NR | 354.886 | CCM | 27.667 | 24.9 | G | 8011564213067 | 8011564566378 | 8011564566378 | 85389099
GW22291 | PLATE 1G.MET.SLATE SYSTEM VIRNA | RAMKA 1M. MET.ŁUPEK SYSTEM VIRNA | 9.55 | 1 | NR | 9.4 | 1 | NR | 1.596% | OFFICIAL | 1DM08G03F2120R4100 | 30 | 1DM | BUILDING | 08G | SYSTEM DOM. RANGES | 03F | SY PLATES/ACC./RF | 12 | 12 | NR | 458.413 | CCM | 32.833 | 29.55 | G | 8011564217478 | 8011564570184 | 8011564570184 | 85389099
GW22292 | PLATE 2G.MET.SLATE SYSTEM VIRNA | RAMKA 2M. MET.ŁUPEK SYSTEM VIRNA | 9.55 | 1 | NR | 9.4 | 1 | NR | 1.596% | OFFICIAL | 1DM08G03F2120R4100 | 30 | 1DM | BUILDING | 08G | SYSTEM DOM. RANGES | 03F | SY PLATES/ACC./RF | 12 | 12 | NR | 458.413 | CCM | 31.333 | 28.2 | G | 8011564217485 | 8011564570191 | 8011564570191 | 85389099
GW22293 | PLATE 3G.MET.SLATE SYSTEM VIRNA | RAMKA 3M. MET.ŁUPEK SYSTEM VIRNA | 9.55 | 1 | NR | 9.4 | 1 | NR | 1.596% | OFFICIAL | 1DM08G03F2120R4100 | 30 | 1DM | BUILDING | 08G | SYSTEM DOM. RANGES | 03F | SY PLATES/ACC./RF | 24 | 24 | NR | 354.886 | CCM | 27.625 | 24.863 | G | 8011564213074 | 8011564566385 | 8011564566385 | 85389099
GW22601 | TOP SYSTEM METALL.TITANIUM 1-GANG PLATE | RAMKA 1 MOD. METAL. TYTAN TOP SYSTEM | 9.55 | 1 | NR | 9.4 | 1 | NR | 1.596% | OFFICIAL | 1DM08G03F2110DM100 | 30 | 1DM | BUILDING | 08G | SYSTEM DOM. RANGES | 03F | SY PLATES/ACC./RF | 12 | 12 | NR | 458.413 | CCM | 33.583 | 30.225 | G | 8011564100497 | 8011564483521 | 8011564483521 | 85389099
GW22602 | TOP SYSTEM METALL.TITANIUM 2-GANG PLATE | RAMKA 2 MOD. METAL. TYTAN TOP SYSTEM | 9.55 | 1 | NR | 9.4 | 1 | NR | 1.596% | OFFICIAL | 1DM08G03F2110DM100 | 30 | 1DM | BUILDING | 08G | SYSTEM DOM. RANGES | 03F | SY PLATES/ACC./RF | 12 | 12 | NR | 458.413 | CCM | 30.167 | 27.15 | G | 8011564100503 | 8011564483538 | 8011564483538 | 85389099
GW22603 | TOP SYSTEM METALL.TITANIUM 3-GANG PLATE | RAMKA 3 MOD. METAL. TYTAN TOP SYSTEM | 9.55 | 1 | NR | 9.4 | 1 | NR | 1.596% | OFFICIAL | 1DM08G03F2110DM100 | 30 | 1DM | BUILDING | 08G | SYSTEM DOM. RANGES | 03F | SY PLATES/ACC./RF | 12 | 12 | NR | 458.413 | CCM | 28.5 | 23.754 | G | 8011564076952 | 8011564483545 | 8011564483545 | 85389099
GW22611 | TOP SYSTEM METALL.SLATE 1-GANG PLATE | RAMKA 1 MOD. METAL. ŁUPEK TOP SYSTEM | 9.55 | 1 | NR | 9.4 | 1 | NR | 1.596% | OFFICIAL | 1DM08G03F2110DO100 | 30 | 1DM | BUILDING | 08G | SYSTEM DOM. RANGES | 03F | SY PLATES/ACC./RF | 12 | 12 | NR | 458.413 | CCM | 33.583 | 30.225 | G | 8011564100510 | 8011564483576 | 8011564483576 | 85389099
GW22612 | TOP SYSTEM METALL.SLATE 2-GANG PLATE | RAMKA 2 MOD. METAL. ŁUPEK TOP SYSTEM | 9.55 | 1 | NR | 9.4 | 1 | NR | 1.596% | OFFICIAL | 1DM08G03F2110DO100 | 30 | 1DM | BUILDING | 08G | SYSTEM DOM. RANGES | 03F | SY PLATES/ACC./RF | 12 | 12 | NR | 458.413 | CCM | 30.333 | 27.3 | G | 8011564100527 | 8011564483583 | 8011564483583 | 85389099
GW22613 | TOP SYSTEM METALL.SLATE 3-GANG PLATE | RAMKA 3 MOD. METAL. ŁUPEK TOP SYSTEM | 9.55 | 1 | NR | 9.4 | 1 | NR | 1.596% | OFFICIAL | 1DM08G03F2110DO100 | 30 | 1DM | BUILDING | 08G | SYSTEM DOM. RANGES | 03F | SY PLATES/ACC./RF | 12 | 12 | NR | 458.413 | CCM | 28.333 | 25.056 | G | 8011564076983 | 8011564483590 | 8011564483590 | 85389099
GW24230 | 6 GANG SUPPORT FOR SYSTEM/VIRNA PLATE | 6-MOD.WSPORNIK DO RAMKI SYSTEM./VIRNA | 3.25 | 1 | NR | 3.2 | 1 | NR | 1.562% | OFFICIAL | 1DM08G03F2210F8100 | 30 | 1DM | BUILDING | 08G | SYSTEM DOM. RANGES | 03F | SY PLATES/ACC./RF | 10 | 100 | NR | 462.21 | CCM | 41.62 | 37.458 | G | 8011564055131 | 8011564372832 | 8011564372849 | 85389099
GW22284 | PLATE 4G.MET.TITANIUM SYSTEM VIRNA | RAMKA 4M. MET.TYTAN SYSTEM VIRNA | 20 | 1 | NR | 19.7 | 1 | NR | 1.523% | OFFICIAL | 1DM08G03F2120R2100 | 30 | 1DM | BUILDING | 08G | SYSTEM DOM. RANGES | 03F | SY PLATES/ACC./RF | 12 | 12 | NR | 458.413 | CCM | 33.167 | 29.85 | G | 8011564213203 | 8011564566514 | 8011564566514 | 85389099
GW22294 | PLATE 4G.MET.SLATE SYSTEM VIRNA | RAMKA 4M. MET.ŁUPEK SYSTEM VIRNA | 20 | 1 | NR | 19.7 | 1 | NR | 1.523% | OFFICIAL | 1DM08G03F2120R4100 | 30 | 1DM | BUILDING | 08G | SYSTEM DOM. RANGES | 03F | SY PLATES/ACC./RF | 12 | 12 | NR | 458.413 | CCM | 33.333 | 30 | G | 8011564213210 | 8011564566521 | 8011564566521 | 85389099
GW22604 | TOP SYSTEM METALL.TITANIUM 4-GANG PLATE | RAMKA 4 MOD. METAL. TYTAN TOP SYSTEM | 20 | 1 | NR | 19.7 | 1 | NR | 1.523% | OFFICIAL | 1DM08G03F2110DM100 | 30 | 1DM | BUILDING | 08G | SYSTEM DOM. RANGES | 03F | SY PLATES/ACC./RF | 12 | 12 | NR | 458.413 | CCM | 31.333 | 27 | G | 8011564076969 | 8011564483552 | 8011564483552 | 85389099
GW22614 | TOP SYSTEM METALL.SLATE 4-GANG PLATE | RAMKA 4 MOD. METAL. ŁUPEK TOP SYSTEM | 20 | 1 | NR | 19.7 | 1 | NR | 1.523% | OFFICIAL | 1DM08G03F2110DO100 | 30 | 1DM | BUILDING | 08G | SYSTEM DOM. RANGES | 03F | SY PLATES/ACC./RF | 12 | 12 | NR | 458.413 | CCM | 31.083 | 27.975 | G | 8011564076990 | 8011564483606 | 8011564483606 | 85389099
GW24224 | TC 3.5X17 SELF-TAPP.SCREW FIX PLATE/SUP | TK 3,5X17 RAMKA/PODP.MOC.NA ŚR.SAMOGWIN | 6.95 | 100 | NR | 6.85 | 100 | NR | 1.46% | OFFICIAL | 1DM08G03F2170FY100 | 30 | 1DM | BUILDING | 08G | SYSTEM DOM. RANGES | 03F | SY PLATES/ACC./RF | 500 | 7000 | NR | 1.197 | CCM | 0.804 | 0.723 | G | 8011564002555 | 8011564305274 | 8011564305281 | 73181499
GW24010 | 2 GANG WHITE SELF-SUPPORTING PLATE | 2 MOD.BIAŁA RAMKA SAMONOŚNA | 3.7 | 1 | NR | 3.65 | 1 | NR | 1.37% | OFFICIAL | 1DM08G03F2210F2100 | 30 | 1DM | BUILDING | 08G | SYSTEM DOM. RANGES | 03F | SY PLATES/ACC./RF | 1 | 60 | NR | 360.288 | CCM | 53.983 | 48.585 | G | 8011564001732 | 8011564001732 | 8011564303478 | 85389099
GW24011 | 2 GANG TONER BLACK SELF-SUPPORTING PLATE | 2 MOD. CZARNA RAMKA SAMONOŚNA | 3.7 | 1 | NR | 3.65 | 1 | NR | 1.37% | OFFICIAL | 1DM08G03F2210F2100 | 30 | 1DM | BUILDING | 08G | SYSTEM DOM. RANGES | 03F | SY PLATES/ACC./RF | 1 | 60 | NR | 360.288 | CCM | 52.083 | 45.66 | G | 8011564001749 | 8011564001749 | 8011564303492 | 85389099
GW22471 | TOP SYSTEM WALL ENC.PLATES 3P CLOUD WH. | PUSZKA NATYNK.DO SYST.TOP 3P BIAŁ.CHMUR | 3.85 | 1 | NR | 3.8 | 1 | NR | 1.316% | OFFICIAL | 1DM08G03F2210F6100 | 30 | 1DM | BUILDING | 08G | SYSTEM DOM. RANGES | 03F | SY PLATES/ACC./RF | 3 | 60 | NR | 641.333 | CCM | 85.533 | 73.014 | G | 8011564130210 | 8011564510616 | 8011564510623 | 85381000
GW24006 | COMPACT SURFACE BOX FOR 3 GANG PLATES | KOMP.PUSZKA NATYNK.DO MIEDŹ.K Z 3 MOD. | 3.85 | 1 | NR | 3.8 | 1 | NR | 1.316% | OFFICIAL | 1DM08G03F2210F6100 | 30 | 1DM | BUILDING | 08G | SYSTEM DOM. RANGES | 03F | SY PLATES/ACC./RF | 3 | 60 | NR | 581.719 | CCM | 88.033 | 79.23 | G | 8011564001817 | 8011564303621 | 8011564303638 | 85381000
GW22104 | PLATE 4G.CLOUD WHITE SYSTEM VIRNA | RAMKA 4M.BIAŁA CHMURA SYSTEM VIRNA | 4.55 | 1 | NR | 4.5 | 1 | NR | 1.111% | OFFICIAL | 1DM08G03F2120QK100 | 30 | 1DM | BUILDING | 08G | SYSTEM DOM. RANGES | 03F | SY PLATES/ACC./RF | 96 | 96 | NR | 347.646 | CCM | 31.333 | 28.2 | G | 8011564213111 | 8011564566422 | 8011564566422 | 85389099
GW22114 | PLATE 4G.TONER BLACK SYSTEM VIRNA | RAMKA 4M.CZARNA SYSTEM VIRNA | 4.55 | 1 | NR | 4.5 | 1 | NR | 1.111% | OFFICIAL | 1DM08G03F2120QM100 | 30 | 1DM | BUILDING | 08G | SYSTEM DOM. RANGES | 03F | SY PLATES/ACC./RF | 12 | 12 | NR | 458.413 | CCM | 32.083 | 28.875 | G | 8011564213128 | 8011564566439 | 8011564566439 | 85389099
GW22124 | PLATE 4G.GERANIUM RED SYSTEM VIRNA | RAMKA 4M.CZERWIEŃ GERANIUM SYSTEM VIRNA | 4.55 | 1 | NR | 4.5 | 1 | NR | 1.111% | OFFICIAL | 1DM08G03F2120QO100 | 30 | 1DM | BUILDING | 08G | SYSTEM DOM. RANGES | 03F | SY PLATES/ACC./RF | 12 | 12 | NR | 458.413 | CCM | 42.875 | 38.588 | G | 8011564213135 | 8011564566446 | 8011564566446 | 85389099
GW22134 | PLATE 4G.BURGUNDY SYSTEM VIRNA | RAMKA 4M.BURGUND SYSTEM VIRNA | 4.55 | 1 | NR | 4.5 | 1 | NR | 1.111% | OFFICIAL | 1DM08G03F2120QQ100 | 30 | 1DM | BUILDING | 08G | SYSTEM DOM. RANGES | 03F | SY PLATES/ACC./RF | 12 | 12 | NR | 458.413 | CCM | 32.5 | 29.25 | G | 8011564213142 | 8011564566453 | 8011564566453 | 85389099
GW22144 | PLATE 4G.VENETIAN GREEN SYSTEM VIRNA | RAMKA 4M.ZIELEŃ WENECKA SYSTEM VIRNA | 4.55 | 1 | NR | 4.5 | 1 | NR | 1.111% | OFFICIAL | 1DM08G03F2120QS100 | 30 | 1DM | BUILDING | 08G | SYSTEM DOM. RANGES | 03F | SY PLATES/ACC./RF | 12 | 12 | NR | 458.413 | CCM | 32.75 | 29.475 | G | 8011564213159 | 8011564566460 | 8011564566460 | 85389099
GW22154 | PLATE 4G.RACING GREEN SYSTEM VIRNA | RAMKA 4M.CIEMNA ZIELEŃ SYSTEM VIRNA | 4.55 | 1 | NR | 4.5 | 1 | NR | 1.111% | OFFICIAL | 1DM08G03F2120QU100 | 30 | 1DM | BUILDING | 08G | SYSTEM DOM. RANGES | 03F | SY PLATES/ACC./RF | 12 | 12 | NR | 458.413 | CCM | 32.583 | 29.325 | G | 8011564213166 | 8011564566477 | 8011564566477 | 85389099
GW22164 | PLATE 4G.SKY BLUE SYSTEM VIRNA | RAMKA 4M.JASNY BŁĘKIT SYSTEM VIRNA | 4.55 | 1 | NR | 4.5 | 1 | NR | 1.111% | OFFICIAL | 1DM08G03F2120QW100 | 30 | 1DM | BUILDING | 08G | SYSTEM DOM. RANGES | 03F | SY PLATES/ACC./RF | 12 | 12 | NR | 458.413 | CCM | 32.75 | 29.475 | G | 8011564213173 | 8011564566484 | 8011564566484 | 85389099
GW22174 | PLATE 4G.JAZZ BLUE SYSTEM VIRNA | RAMKA 4M.JAZZOWY BŁĘKIT SYSTEM VIRNA | 4.55 | 1 | NR | 4.5 | 1 | NR | 1.111% | OFFICIAL | 1DM08G03F2120QY100 | 30 | 1DM | BUILDING | 08G | SYSTEM DOM. RANGES | 03F | SY PLATES/ACC./RF | 12 | 12 | NR | 458.413 | CCM | 32.333 | 29.1 | G | 8011564213180 | 8011564566491 | 8011564566491 | 85389099
GW22184 | PLATE 4G.CORN YELLOW SYSTEM VIRNA | RAMKA 4M.PSZENICZNA ŻÓŁĆ SYSTEM VIRNA | 4.55 | 1 | NR | 4.5 | 1 | NR | 1.111% | OFFICIAL | 1DM08G03F2120R0100 | 30 | 1DM | BUILDING | 08G | SYSTEM DOM. RANGES | 03F | SY PLATES/ACC./RF | 12 | 12 | NR | 458.413 | CCM | 32.417 | 29.175 | G | 8011564213197 | 8011564566507 | 8011564566507 | 85389099
GW22504 | TOP SYSTEM CLOUD WHITE 4-GANG PLATE | RAMKA 4 MODUŁY BIAŁA CHMURA TOP SYSTEM | 4.55 | 1 | NR | 4.5 | 1 | NR | 1.111% | OFFICIAL | 1DM08G03F2110D4100 | 30 | 1DM | BUILDING | 08G | SYSTEM DOM. RANGES | 03F | SY PLATES/ACC./RF | 96 | 96 | NR | 347.646 | CCM | 29.323 | 26.391 | G | 8011564076693 | 8011564551992 | 8011564551992 | 85389099
GW22514 | TOP SYSTEM TONER BLACK 4-GANG PLATE | RAMKA 4 MODUŁY CZARNA TOP SYSTEM | 4.55 | 1 | NR | 4.5 | 1 | NR | 1.111% | OFFICIAL | 1DM08G03F2110D6100 | 30 | 1DM | BUILDING | 08G | SYSTEM DOM. RANGES | 03F | SY PLATES/ACC./RF | 12 | 12 | NR | 458.413 | CCM | 31.083 | 27.07 | G | 8011564076723 | 8011564483156 | 8011564483156 | 85389099
GW22524 | TOP SYSTEM GERANIUM RED 4-GANG PLATE | RAMKA 4 MOD. CZERW. GERANIUM TOP SYSTEM | 4.55 | 1 | NR | 4.5 | 1 | NR | 1.111% | OFFICIAL | 1DM08G03F2110D8100 | 30 | 1DM | BUILDING | 08G | SYSTEM DOM. RANGES | 03F | SY PLATES/ACC./RF | 12 | 12 | NR | 458.413 | CCM | 30.5 | 29.38 | G | 8011564076754 | 8011564483200 | 8011564483200 | 85389099
GW22534 | TOP SYSTEM CLASS.BURGUNDY 4-GANG PLATE | RAMKA 4 MOD. KLAS. BURGUND TOP SYSTEM | 4.55 | 1 | NR | 4.5 | 1 | NR | 1.111% | OFFICIAL | 1DM08G03F2110DA100 | 30 | 1DM | BUILDING | 08G | SYSTEM DOM. RANGES | 03F | SY PLATES/ACC./RF | 12 | 12 | NR | 458.413 | CCM | 30.25 | 26.75 | G | 8011564076785 | 8011564483255 | 8011564483255 | 85389099
GW22544 | TOP SYSTEM VENETIAN GREEN 4-GANG PLATE | RAMKA 4 MOD. ZIELEŃ WENECKA TOP SYSTEM | 4.55 | 1 | NR | 4.5 | 1 | NR | 1.111% | OFFICIAL | 1DM08G03F2110DC100 | 30 | 1DM | BUILDING | 08G | SYSTEM DOM. RANGES | 03F | SY PLATES/ACC./RF | 12 | 12 | NR | 458.413 | CCM | 30.583 | 27.524 | G | 8011564076815 | 8011564483309 | 8011564483309 | 85389099
GW22554 | TOP SYSTEM RACING GREEN 4-GANG PLATE | RAMKA 4 MOD. CIEMNA ZIELEŃ TOP SYSTEM | 4.55 | 1 | NR | 4.5 | 1 | NR | 1.111% | OFFICIAL | 1DM08G03F2110DE100 | 30 | 1DM | BUILDING | 08G | SYSTEM DOM. RANGES | 03F | SY PLATES/ACC./RF | 12 | 12 | NR | 458.413 | CCM | 30.667 | 27.6 | G | 8011564076846 | 8011564483354 | 8011564483354 | 85389099
GW22564 | TOP SYSTEM SKY BLUE 4-GANG PLATE | RAMKA 4 MOD. JASNY BŁĘKIT TOP SYSTEM | 4.55 | 1 | NR | 4.5 | 1 | NR | 1.111% | OFFICIAL | 1DM08G03F2110DG100 | 30 | 1DM | BUILDING | 08G | SYSTEM DOM. RANGES | 03F | SY PLATES/ACC./RF | 12 | 12 | NR | 458.413 | CCM | 30.417 | 27.375 | G | 8011564076877 | 8011564483408 | 8011564483408 | 85389099
GW22574 | TOP SYSTEM JAZZ BLUE 4-GANG PLATE | RAMKA 4 MOD. JAZZOWY BŁĘKIT TOP SYSTEM | 4.55 | 1 | NR | 4.5 | 1 | NR | 1.111% | OFFICIAL | 1DM08G03F2110DI100 | 30 | 1DM | BUILDING | 08G | SYSTEM DOM. RANGES | 03F | SY PLATES/ACC./RF | 12 | 12 | NR | 458.413 | CCM | 31.167 | 26.87 | G | 8011564076907 | 8011564483453 | 8011564483453 | 85389099
GW22584 | TOP SYSTEM CORN YELLOW 4-GANG PLATE | RAMKA 4 MOD. PSZENICZNA ŻÓŁĆ TOP SYSTEM | 4.55 | 1 | NR | 4.5 | 1 | NR | 1.111% | OFFICIAL | 1DM08G03F2110DK100 | 30 | 1DM | BUILDING | 08G | SYSTEM DOM. RANGES | 03F | SY PLATES/ACC./RF | 12 | 12 | NR | 458.413 | CCM | 30.75 | 27.1 | G | 8011564076938 | 8011564483507 | 8011564483507 | 85389099
GW24004 | 4 GANG COMPACT WHITE PLATE | KOMPAKTOWA BIAŁA RAMKA 4 MODUŁY | 4.55 | 1 | NR | 4.5 | 1 | NR | 1.111% | OFFICIAL | 1DM08G03F2170EY100 | 30 | 1DM | BUILDING | 08G | SYSTEM DOM. RANGES | 03F | SY PLATES/ACC./RF | 1 | 60 | NR | 770.35 | CCM | 63.217 | 56.895 | G | 8011564001640 | 8011564001640 | 8011564303294 | 85389099
GW24213 | 4 GANG CLOUD WHITE BLANK PLATE | PUSTA RAMKA 4 MODUŁY BIAŁA CHMURA | 4.55 | 1 | NR | 4.5 | 1 | NR | 1.111% | OFFICIAL | 1DM08G03F2170FU100 | 30 | 1DM | BUILDING | 08G | SYSTEM DOM. RANGES | 03F | SY PLATES/ACC./RF | 1 | 60 | NR | 770.35 | CCM | 59.333 | 53.4 | G | 8011564001671 | 8011564001671 | 8011564303355 | 85389099
GW24214 | 4 GANG TONER BLACK BLANK PLATE | PUSTA RAMKA 4 MODUŁY CZARNA | 4.55 | 1 | NR | 4.5 | 1 | NR | 1.111% | OFFICIAL | 1DM08G03F2170FU100 | 30 | 1DM | BUILDING | 08G | SYSTEM DOM. RANGES | 03F | SY PLATES/ACC./RF | 1 | 60 | NR | 770.35 | CCM | 60.983 | 54.885 | G | 8011564001701 | 8011564001701 | 8011564303416 | 85389099
GW24262 | SYSTEM/VIRNA 2-GANG PLATE SUPPORT | WSPORNIK RAMKI 2 MOD. SYSTEMOWEJ/VIRNA | 1.4 | 1 | NR | 1.4 | 1 | NR | 2.22e-14% | OFFICIAL | 1DM08G03F2210F8100 | 30 | 1DM | BUILDING | 08G | SYSTEM DOM. RANGES | 03F | SY PLATES/ACC./RF | 10 | 120 | NR | 244.292 | CCM | 23.6 | 20.147 | G | 8011564101272 | 8011564458543 | 8011564458536 | 85389099
GW22451 | 3 GANG CLOUD WHITE IP55 PLATE TOP SYS | RAMKA 3 MOD.BIAŁA CHMURA IP55 TOP SYS | 8.2 | 1 | NR | 8.65 | 1 | NR | -5.202% | OFFICIAL | 1DM08G03F2190F0100 | 30 | 1DM | BUILDING | 08G | SYSTEM DOM. RANGES | 03F | SY PLATES/ACC./RF | 1 | 30 | NR | 536.747 | CCM | 97.83 | 90 | G | 8011564108615 | 8011564468313 | 8011564468313 | 85389099
GW26410 | 2GANG SUPP. FOR SYS.COMP. EN 50.022 RAIL | 2 MOD.WSP.DO KOMP.SYS. SZYN EN 50.022 | 1.55 | 1 | NR | 1.7 | 1 | NR | -8.824% | OFFICIAL | 1DM08G03F2210FA100 | 30 | 1DM | BUILDING | 08G | SYSTEM DOM. RANGES | 03F | SY PLATES/ACC./RF | 5 | 150 | NR | 266.413 | CCM | 22.547 | 20.533 | G | 8011564002241 | 8011564304413 | 8011564304420 | 85389099
GW26409 | 1GANG SUPP. FOR SYS.COMP. EN 50.022 RAIL | 1 MOD.WSP.DO KOMP.SYS. SZYN EN 50.022 | 1.15 | 1 | NR | 1.27 | 1 | NR | -9.449% | OFFICIAL | 1DM08G03F2210FA100 | 30 | 1DM | BUILDING | 08G | SYSTEM DOM. RANGES | 03F | SY PLATES/ACC./RF | 5 | 300 | NR | 133.207 | CCM | 12.32 | 11.427 | G | 8011564002234 | 8011564304390 | 8011564304406 | 85389099
GW22513 | TOP SYSTEM TONER BLACK 3-GANG PLATE | RAMKA 3 MODUŁY CZARNA TOP SYSTEM | 2.25 | 1 | NR | 2.5 | 1 | NR | -10% | OFFICIAL | 1DM08G03F2110D6100 | 30 | 1DM | BUILDING | 08G | SYSTEM DOM. RANGES | 03F | SY PLATES/ACC./RF | 1 | 96 | NR | 347.646 | CCM | 25.988 | 19.622 | G | 8011564076716 | 8011564483132 | 8011564483132 | 85389099
GW32244 | PLAYBUS YOUNG 4 GANG CLOUD WHITE PLATE | RAMKA 4 MOD.PLAYBUS YOUNG BIAŁA CHMUR. | 10.2 | 1 | NR | 9.95 | 1 | NR | 2.513% | OFFICIAL | 1DM10G06F14103I100 | 30 | 1DM | BUILDING | 10G | BUILDING OTHERS | 06F | PLAYBUS RANGE | 12 | 12 | NR | 377.625 | CCM | 35.833 | 32.25 | G | 8011564079076 | 8011564453043 | 8011564453043 | 85389099
GW32304 | PLAYBUS YOUNG 4 GANG TONER GREY PLATE | RAMKA 4 MOD.PLAYBUS YOUNG SZARY | 10.2 | 1 | NR | 9.95 | 1 | NR | 2.513% | OFFICIAL | 1DM10G06F14103K100 | 30 | 1DM | BUILDING | 10G | BUILDING OTHERS | 06F | PLAYBUS RANGE | 12 | 12 | NR | 377.625 | CCM | 34.5 | 31.05 | G | 8011564045118 | 8011564450714 | 8011564450714 | 85389099
GW20921 | MINIATURE FUSE 6,3X32 2A 250V FOR FUSEH. | BEZPIEC.MINIAT.6,3X32 2A 250V DO UCHWTB. | 0.85 | 1 | NR | 0.83 | 1 | NR | 2.41% | OFFICIAL | 1DM10G06F10903E100 | 30 | 1DM | BUILDING | 10G | BUILDING OTHERS | 06F | PLAYBUS RANGE | 10 | 200 | NR | 5.6 | CCM | 2.28 | 2.062 | G | 8011564026117 | 8011564338135 | 8011564338142 | 85361010
GW20922 | MINIATURE FUSE 6,3X32 4A 250V FOR FUSEH. | BEZPIEC.MINIAT.6,3X32 4A 250V DO UCHWTB. | 0.85 | 1 | NR | 0.83 | 1 | NR | 2.41% | OFFICIAL | 1DM10G06F10903E100 | 30 | 1DM | BUILDING | 10G | BUILDING OTHERS | 06F | PLAYBUS RANGE | 10 | 200 | NR | 5.6 | CCM | 2.235 | 2.011 | G | 8011564026124 | 8011564338159 | 8011564338166 | 85361010
GW20923 | MINIATURE FUSE 6,3X32 6A 250V FOR FUSEH. | BEZPIEC.MINIAT.6,3X32 6A 250V DO UCHWTB. | 0.85 | 1 | NR | 0.83 | 1 | NR | 2.41% | OFFICIAL | 1DM10G06F10903E100 | 30 | 1DM | BUILDING | 10G | BUILDING OTHERS | 06F | PLAYBUS RANGE | 10 | 200 | NR | 5.6 | CCM | 2.275 | 2.047 | G | 8011564026131 | 8011564338173 | 8011564338180 | 85361010
GW30905 | 1 GANG CORD-OUTLET 4-8MM BLANKING MODULE | 1 MOD. ZAŚLEPKA WYJŚCIA PRZEW. 4-8MM | 4.25 | 1 | NR | 4.15 | 1 | NR | 2.41% | OFFICIAL | 1DM10G06F11500M100 | 30 | 1DM | BUILDING | 10G | BUILDING OTHERS | 06F | PLAYBUS RANGE | 24 | 48 | NR | 152.751 | CCM | 21.583 | 19.425 | G | 8011564031357 | 8011564343962 | 8011564343979 | 85389099
GW30501 | 230V 50HZ PLUG-IN EMERGENCY LAMP | WPINANA LAMPA AWARYJNA 230V 50HZ | 171 | 1 | NR | 167 | 1 | NR | 2.395% | OFFICIAL | 1DM10G06F11101W100 | 30 | 1DM | BUILDING | 10G | BUILDING OTHERS | 06F | PLAYBUS RANGE | 1 | 6 | NR | 323.657 | CCM | 133.833 | 120.45 | G | 8011564025417 | 8011564025417 | 8011564337329 | 85131000
GW20904 | CARTRIDGE LAMP S6X31 12V INCAND.WHITE | WKŁAD DO LAMPY, S6X31 12V ŻAROWY BIAŁY | 4.3 | 1 | NR | 4.2 | 1 | NR | 2.381% | OFFICIAL | 1DM10G06F11103C100 | 30 | 1DM | BUILDING | 10G | BUILDING OTHERS | 06F | PLAYBUS RANGE | 50 | 50 | NR | 32.343 | CCM | 2.38 | 2.142 | G | 8011564020283 | 8011564331228 | 8011564331228 | 85393980
GW32421 | PLAYBUS WALL MOUNT.BOX 1 G.EN 50022 RAIL | PUSZ.NATYN. PLAYBUS 1 M.EN SZYNA 50022 | 4.35 | 1 | NR | 4.25 | 1 | NR | 2.353% | OFFICIAL | 1DM10G06F14506A100 | 30 | 1DM | BUILDING | 10G | BUILDING OTHERS | 06F | PLAYBUS RANGE | 5 | 200 | NR | 257.985 | CCM | 20.105 | 18.366 | G | 8011564031913 | 8011564345027 | 8011564345034 | 85389099
GW30001 | 1P ONE-WAY SWITCH 16A | ŁĄCZNIK POJEDYNCZY 1P 16A | 13.1 | 1 | NR | 12.8 | 1 | NR | 2.344% | OFFICIAL | 1DM10G06F10100A100 | 30 | 1DM | BUILDING | 10G | BUILDING OTHERS | 06F | PLAYBUS RANGE | 24 | 96 | NR | 149.806 | CCM | 35.552 | 31.997 | G | 8011564024588 | 8011564336056 | 8011564336049 | 85365080
GW30232 | 2P+E 15A 125V USA SOCKET OUTLET | GNIAZDO 2P+E 15A 125V USA | 13.2 | 1 | NR | 12.9 | 1 | NR | 2.326% | OFFICIAL | 1DM10G06F10300U100 | 30 | 1DM | BUILDING | 10G | BUILDING OTHERS | 06F | PLAYBUS RANGE | 24 | 48 | NR | 152.751 | CCM | 38.542 | 34.688 | G | 8011564030596 | 8011564342842 | 8011564342859 | 85366990
GW32409 | 18 GANG SUPPORT FOR PLAYBUS PLATES | 18-MOD. POKRYWA DLA RAMKI PLAYBUS | 13.2 | 1 | NR | 12.9 | 1 | NR | 2.326% | OFFICIAL | 1DM10G06F14505Y100 | 30 | 1DM | BUILDING | 10G | BUILDING OTHERS | 06F | PLAYBUS RANGE | 5 | 25 | NR | 1334.96 | CCM | 103.88 | 93.492 | G | 8011564031883 | 8011564344969 | 8011564344976 | 85389099
GW30237 | 2P+E 16A ISRAELI SOCKET WITH SHUTTERS | GNIAZDO 2P+E 16A IZRAELSK. Z PRZESŁONAMI | 18.1 | 1 | NR | 17.7 | 1 | NR | 2.26% | OFFICIAL | 1DM10G06F10300U100 | 30 | 1DM | BUILDING | 10G | BUILDING OTHERS | 06F | PLAYBUS RANGE | 12 | 48 | NR | 299.612 | CCM | 58.854 | 52.969 | G | 8011564030626 | 8011564342903 | 8011564342910 | 85366990
GW30216 | 2P+E 16A FRENCH SOCKET OUTLET | GNIAZDO 2P+E 16A FRANCUSKIE | 18.3 | 1 | NR | 17.9 | 1 | NR | 2.235% | OFFICIAL | 1DM10G06F10300U100 | 30 | 1DM | BUILDING | 10G | BUILDING OTHERS | 06F | PLAYBUS RANGE | 12 | 48 | NR | 299.612 | CCM | 72.021 | 64.819 | G | 8011564030527 | 8011564342705 | 8011564342712 | 85366990
GW30430 | UNIVERSAL BADGE SWITCH | UNIWERSALNY WYŁĄCZNIK NA KARTĘ | 138 | 1 | NR | 135 | 1 | NR | 2.222% | OFFICIAL | 1DM10G06F12302W100 | 30 | 1DM | BUILDING | 10G | BUILDING OTHERS | 06F | PLAYBUS RANGE | 1 | 2 | NR | 808.565 | CCM | 112 | 100.8 | G | 8011564094727 | 8011564094727 | 8011564463424 | 85365080
GW30711 | EURO/USA SHAVER SOCKET | GNIAZDO GOLARKI EURO/USA | 185 | 1 | NR | 181 | 1 | NR | 2.21% | OFFICIAL | 1DM10G06F12302W100 | 30 | 1DM | BUILDING | 10G | BUILDING OTHERS | 06F | PLAYBUS RANGE | 2 | 4 | NR | 1009.969 | CCM | 553.25 | 497.925 | G | 8011564038943 | 8011564352568 | 8011564352575 | 85366990
GW32404 | 4 GANG SUPPORT FOR PLAYBUS PLATES | 4-MOD. POKRYWA DLA RAMKI PLAYBUS | 4.75 | 1 | NR | 4.65 | 1 | NR | 2.151% | OFFICIAL | 1DM10G06F14505Y100 | 30 | 1DM | BUILDING | 10G | BUILDING OTHERS | 06F | PLAYBUS RANGE | 10 | 100 | NR | 349.031 | CCM | 28.79 | 23.77 | G | 8011564031845 | 8011564344884 | 8011564344891 | 85389099
GW30011 | 1P TWO-WAY SWITCH 16A | ŁĄCZNIK SCHODOWY 1P 16A | 14.6 | 1 | NR | 14.3 | 1 | NR | 2.098% | OFFICIAL | 1DM10G06F10100C100 | 30 | 1DM | BUILDING | 10G | BUILDING OTHERS | 06F | PLAYBUS RANGE | 24 | 96 | NR | 149.806 | CCM | 36.813 | 33.131 | G | 8011564025288 | 8011564337091 | 8011564337107 | 85365080
GW30342 | 10A 2P+E AUSTRAL.SOCKET-OUTLET | GNIAZDO 10A 2P+E AUSTRALIJSKIE | 24.4 | 1 | NR | 23.9 | 1 | NR | 2.092% | OFFICIAL | 1DM10G06F10300U100 | 40 | 1DM | BUILDING | 10G | BUILDING OTHERS | 06F | PLAYBUS RANGE | 12 | 48 | NR | 299.612 | CCM | 73 | 65.7 | G | 8011564222274 | 8011564574731 | 8011564574748 | 85366990
GW30343 | 15A 2P+E AUSTRAL.SOCKET-OUTLET | GNIAZDO 15A 2P+E AUSTRALIJSKIE | 24.4 | 1 | NR | 23.9 | 1 | NR | 2.092% | OFFICIAL | 1DM10G06F10300U100 | 40 | 1DM | BUILDING | 10G | BUILDING OTHERS | 06F | PLAYBUS RANGE | 12 | 48 | NR | 299.612 | CCM | 74.917 | 67.425 | G | 8011564222281 | 8011564574755 | 8011564574762 | 85366990
GW30042 | 1 MOD.BUTTON WITH DIFF.AND CUSTOM.LABEL | 1 MOD.PRZYCISK Z DYF. I DOPAS.ETYKIETĄ | 7.35 | 1 | NR | 7.2 | 1 | NR | 2.083% | OFFICIAL | 1DM10G06F10100G100 | 40 | 1DM | BUILDING | 10G | BUILDING OTHERS | 06F | PLAYBUS RANGE | 4 | 48 | NR | 33.69 | CCM | 5.396 | 4.856 | G | 8011564029910 | 8011564341555 | 8011564349971 | 85389099
GW30072 | BUTTON 25X22,5MM W.DIFF.+CUSTOM.LABEL | PRZYCISK 25X22,5MM Z DYF.I DOP.ETYKIETĄ | 7.35 | 1 | NR | 7.2 | 1 | NR | 2.083% | OFFICIAL | 1DM10G06F10100G100 | 40 | 1DM | BUILDING | 10G | BUILDING OTHERS | 06F | PLAYBUS RANGE | 4 | 48 | NR | 33.69 | CCM | 4.354 | 3.919 | G | 8011564030169 | 8011564342057 | 8011564350229 | 85389099
GW32702 | PLAYBUS YOUNG 2 GANG MET.TITANIUM PLATE | RAMKA 2 MOD.PLAYBUS YOUNG MET.TYTAN | 19.6 | 1 | NR | 19.2 | 1 | NR | 2.083% | OFFICIAL | 1DM10G06F14104A100 | 40 | 1DM | BUILDING | 10G | BUILDING OTHERS | 06F | PLAYBUS RANGE | 12 | 12 | NR | 377.625 | CCM | 33.667 | 21.09 | G | 8011564078406 | 8011564484634 | 8011564484634 | 85389099
GW32703 | PLAYBUS YOUNG 3 GANG MET.TITANIUM PLATE | RAMKA 3 MOD.PLAYBUS YOUNG MET.TYTAN | 19.6 | 1 | NR | 19.2 | 1 | NR | 2.083% | OFFICIAL | 1DM10G06F14104A100 | 40 | 1DM | BUILDING | 10G | BUILDING OTHERS | 06F | PLAYBUS RANGE | 12 | 12 | NR | 377.625 | CCM | 30.417 | 27.375 | G | 8011564078413 | 8011564484641 | 8011564484641 | 85389099
GW32712 | PLAYBUS YOUNG 2 GANG MET.SLATE PLATE | RAMKA 2 MOD.PLAYBUS YOUNG MET.ŁUPEK | 19.6 | 1 | NR | 19.2 | 1 | NR | 2.083% | OFFICIAL | 1DM10G06F14104C100 | 40 | 1DM | BUILDING | 10G | BUILDING OTHERS | 06F | PLAYBUS RANGE | 12 | 12 | NR | 377.625 | CCM | 33.75 | 30.375 | G | 8011564078451 | 8011564484672 | 8011564484672 | 85389099
GW32713 | PLAYBUS YOUNG 3 GANG MET.SLATE PLATE | RAMKA 3 MOD.PLAYBUS YOUNG MET.ŁUPEK | 19.6 | 1 | NR | 19.2 | 1 | NR | 2.083% | OFFICIAL | 1DM10G06F14104C100 | 40 | 1DM | BUILDING | 10G | BUILDING OTHERS | 06F | PLAYBUS RANGE | 12 | 12 | NR | 377.625 | CCM | 30.667 | 27.584 | G | 8011564078468 | 8011564484689 | 8011564484689 | 85389099
GW30234 | 2P+E 10A SWISS STD SOCKET TYPE 13 | 2P+E 10A STD GNIAZDO SZWAJCARSKIE TYP 13 | 14.8 | 1 | NR | 14.5 | 1 | NR | 2.069% | OFFICIAL | 1DM10G06F10300U100 | 30 | 1DM | BUILDING | 10G | BUILDING OTHERS | 06F | PLAYBUS RANGE | 24 | 48 | NR | 152.751 | CCM | 40.396 | 36.356 | G | 8011564072336 | 8011564398443 | 8011564398450 | 85366990
GW30360 | FUSEHOLDER FOR 16A 250V 6.3X32 FUSES | UCHWYT BEZPIECZ.DO BEZP.16A 250V 6.3X32 | 14.8 | 1 | NR | 14.5 | 1 | NR | 2.069% | OFFICIAL | 1DM10G06F10901N100 | 30 | 1DM | BUILDING | 10G | BUILDING OTHERS | 06F | PLAYBUS RANGE | 24 | 48 | NR | 152.751 | CCM | 34.542 | 31.088 | G | 8011564030947 | 8011564343320 | 8011564343337 | 85361050
GW30003 | 1P ONE-WAY SWITCH 16A 250V FUNC.BLUE LIG | ŁĄCZNIK POJ. 1P 16A 250V FUNK.ŚW.NIEB. | 14.9 | 1 | NR | 14.6 | 1 | NR | 2.055% | OFFICIAL | 1DM10G06F10100A100 | 30 | 1DM | BUILDING | 10G | BUILDING OTHERS | 06F | PLAYBUS RANGE | 24 | 48 | NR | 152.751 | CCM | 35.792 | 32.212 | G | 8011564025226 | 8011564336988 | 8011564336995 | 85365080
GW30203 | 2P+E 16A D.A.ITALIAN SOCKET OUTLET | GNIAZDO 2P+E 16A D.A WŁOSKIE | 14.9 | 1 | NR | 14.6 | 1 | NR | 2.055% | OFFICIAL | 1DM10G06F10300O100 | 30 | 1DM | BUILDING | 10G | BUILDING OTHERS | 06F | PLAYBUS RANGE | 24 | 96 | NR | 149.806 | CCM | 39.615 | 35.653 | G | 8011564030459 | 8011564342569 | 8011564342576 | 85366990
GW32461 | PLAYBUS PLATE 3 GANG IP55 WHITE | RAMKA PLAYBUS, 3 MOD. IP55 BIAŁA | 34.8 | 1 | NR | 34.1 | 1 | NR | 2.053% | OFFICIAL | 1DM10G06F14305O100 | 30 | 1DM | BUILDING | 10G | BUILDING OTHERS | 06F | PLAYBUS RANGE | 1 | 60 | NR | 717.5 | CCM | 106.667 | 96 | G | 8011564039759 | 8011564039759 | 8011564353626 | 85389099
GW32462 | PLAYBUS PLATE 3 GANG IP55 GREY | RAMKA PLAYBUS, 3 MOD. IP55 SZARA | 34.8 | 1 | NR | 34.1 | 1 | NR | 2.053% | OFFICIAL | 1DM10G06F14305O100 | 30 | 1DM | BUILDING | 10G | BUILDING OTHERS | 06F | PLAYBUS RANGE | 1 | 60 | NR | 717.5 | CCM | 107.917 | 97.125 | G | 8011564039773 | 8011564039773 | 8011564353657 | 85389099
GW20925 | MINIATURE FUSE 6.3X32 16A 250V | BEZPIECZNIK MINIATUROWY 6,3X32 16A 250V | 1.5 | 1 | NR | 1.47 | 1 | NR | 2.041% | OFFICIAL | 1DM10G06F10903E100 | 30 | 1DM | BUILDING | 10G | BUILDING OTHERS | 06F | PLAYBUS RANGE | 10 | 200 | NR | 5.6 | CCM | 2.405 | 2.165 | G | 8011564026155 | 8011564338210 | 8011564338227 | 85361050
GW30943 | MINIATURE LAMP 230V 0.4W | MINIATUROWA LAMPKA 230V 0,4W | 5 | 1 | NR | 4.9 | 1 | NR | 2.041% | OFFICIAL | 1DM10G06F11103A100 | 30 | 1DM | BUILDING | 10G | BUILDING OTHERS | 06F | PLAYBUS RANGE | 50 | 50 | NR | 32.343 | CCM | 2.92 | 2.628 | G | 8011564095298 | 8011564454521 | 8011564454521 | 85308000
GW30944 | MINIATURE LAMP 230V 0,8W | MINIATUROWA LAMPKA 230V 0,8W | 5 | 1 | NR | 4.9 | 1 | NR | 2.041% | OFFICIAL | 1DM10G06F11103A100 | 30 | 1DM | BUILDING | 10G | BUILDING OTHERS | 06F | PLAYBUS RANGE | 50 | 50 | NR | 32.343 | CCM | 2.82 | 2.538 | G | 8011564095304 | 8011564454538 | 8011564454538 | 85308000
GW30945 | MINIATURE LAMP 110V 0.8W | MINIATUROWA LAMPKA 110V 0,8W | 5 | 1 | NR | 4.9 | 1 | NR | 2.041% | OFFICIAL | 1DM10G06F11103A100 | 40 | 1DM | BUILDING | 10G | BUILDING OTHERS | 06F | PLAYBUS RANGE | 50 | 50 | NR | 32.343 | CCM | 11.381 | 10.025 | G | 8011564255630 | 8011564599635 | 8011564599635 | 85308000
GW30951 | MINIATURE LAMP 12V 0.4W | MINIATUROWA LAMPKA 12V 0,4W | 5 | 1 | NR | 4.9 | 1 | NR | 2.041% | OFFICIAL | 1DM10G06F11103A100 | 40 | 1DM | BUILDING | 10G | BUILDING OTHERS | 06F | PLAYBUS RANGE | 50 | 50 | NR | 32.343 | CCM | 2.4 | 2.16 | G | 8011564438835 | 8011564666528 | 8011564666528 | 85308000
GW30952 | MINIATURE LAMP 24V 0.8W | MINIATUROWA LAMPKA 24V 0,8W | 5 | 1 | NR | 4.9 | 1 | NR | 2.041% | OFFICIAL | 1DM10G06F11103A100 | 40 | 1DM | BUILDING | 10G | BUILDING OTHERS | 06F | PLAYBUS RANGE | 50 | 50 | NR | 32.343 | CCM | 3.949 | 2.285 | G | 8011564438828 | 8011564666511 | 8011564666511 | 85308000
GW30958 | GREEN INDICATOR DIAMETER 6MM 12-24VCD/AC | ZIELONY WSKAŹNIK ŚREDN. 6MM 12-24VCD/AC | 5 | 1 | NR | 4.9 | 1 | NR | 2.041% | OFFICIAL | 1DM10G06F11103A100 | 30 | 1DM | BUILDING | 10G | BUILDING OTHERS | 06F | PLAYBUS RANGE | 10 | 10 | NR | 162 | CCM | 11.2 | 10.2 | G | 8011564186712 | 8011564551039 | 8011564551039 | 85308000
GW30959 | GREEN INDICATOR DIAMETER 6MM 110-220V AC | ZIELONY WSKAŹNIK ŚREDN. 6MM 110-220V AC | 5 | 1 | NR | 4.9 | 1 | NR | 2.041% | OFFICIAL | 1DM10G06F11103A100 | 30 | 1DM | BUILDING | 10G | BUILDING OTHERS | 06F | PLAYBUS RANGE | 10 | 10 | NR | 162 | CCM | 11.2 | 10.2 | G | 8011564186729 | 8011564551046 | 8011564551046 | 85308000
GW30960 | GREEN INDICATOR DIAMETER 6MM 48V AC/DC | ZIELONY WSKAŹNIK ŚREDN. 6MM 48V AC/DC | 5 | 1 | NR | 4.9 | 1 | NR | 2.041% | OFFICIAL | 1DM10G06F11103A100 | 30 | 1DM | BUILDING | 10G | BUILDING OTHERS | 06F | PLAYBUS RANGE | 10 | 10 | NR | 162 | CCM | 11.9 | 10.71 | G | 8011564248069 | 8011564593251 | 8011564593251 | 85308000
GW32407 | 8 GANG SUPPORT FOR PLAYBUS PLATES | 8-MOD. POKRYWA DLA RAMKI PLAYBUS | 7.6 | 1 | NR | 7.45 | 1 | NR | 2.013% | OFFICIAL | 1DM10G06F14505Y100 | 30 | 1DM | BUILDING | 10G | BUILDING OTHERS | 06F | PLAYBUS RANGE | 5 | 50 | NR | 840 | CCM | 55.64 | 42.62 | G | 8011564031869 | 8011564344921 | 8011564344938 | 85389099
GW30032 | N/O 2P PUSH BUTTON WITH KEY 10A | PRZYCISK N/O DWUBIEGUNOWY Z KLUCZEM 10A | 66.3 | 1 | NR | 65 | 1 | NR | 2% | OFFICIAL | 1DM10G06F10100E100 | 30 | 1DM | BUILDING | 10G | BUILDING OTHERS | 06F | PLAYBUS RANGE | 1 | 24 | NR | 168.328 | CCM | 61.583 | 55.425 | G | 8011564029835 | 8011564029835 | 8011564341401 | 85365080
GW32412 | 8 GANG PLAYBUS DESKTOP ANS CONSOLE | 8 MOD. KONSOLA NABIURK. ANS PLAYBUS | 67.3 | 1 | NR | 66 | 1 | NR | 1.97% | OFFICIAL | 1DM10G06F14505S100 | 30 | 1DM | BUILDING | 10G | BUILDING OTHERS | 06F | PLAYBUS RANGE | 2 | 12 | NR | 3029.579 | CCM | 351 | 315.9 | G | 8011564031906 | 8011564496842 | 8011564345010 | 85381000
GW32756 | PLAYBUS YOUNG 6 GANG SOFT CHROME PLATE | RAMKA 6 MOD.PLAYBUS YOUNG MIĘKKI CHROM | 67.3 | 1 | NR | 66 | 1 | NR | 1.97% | OFFICIAL | 1DM10G06F14104G100 | 30 | 1DM | BUILDING | 10G | BUILDING OTHERS | 06F | PLAYBUS RANGE | 8 | 8 | NR | 566.438 | CCM | 51.625 | 46.463 | G | 8011564078536 | 8011564484733 | 8011564484733 | 85389099
GW32766 | PLAYBUS YOUNG 6 GANG ANTIQUE GOLD PLATE | RAMKA 6 MOD. PLAYBUS YOUNG STARE ZŁOTO | 67.3 | 1 | NR | 66 | 1 | NR | 1.97% | OFFICIAL | 1DM10G06F14104I100 | 40 | 1DM | BUILDING | 10G | BUILDING OTHERS | 06F | PLAYBUS RANGE | 8 | 8 | NR | 566.438 | CCM | 52.25 | 47.025 | G | 8011564078581 | 8011564484771 | 8011564484771 | 85389099
GW30404 | 230V 40-300W/110V 20-150W ELECTR.DIMMER | ELEKTR.ŚCIEMN 230V 40-300W/110V 20-150W | 105 | 1 | NR | 103 | 1 | NR | 1.942% | OFFICIAL | 1DM10G06F12102G100 | 40 | 1DM | BUILDING | 10G | BUILDING OTHERS | 06F | PLAYBUS RANGE | 1 | 12 | NR | 134.761 | CCM | 60.5 | 54.45 | G
GW30634 | 230V BELL 8VA | DZWONEK 230V 8 VA | 47.3 | 1 | NR | 46.4 | 1 | NR | 1.94% | OFFICIAL | 1DM10G06F11302A100 | 30 | 1DM | BUILDING | 10G | BUILDING OTHERS | 06F | PLAYBUS RANGE | 12 | 24 | NR | 168.328 | CCM | 74.542 | 67.088 | G | 8011564031227 | 8011564343740 | 8011564343757 | 85318040
GW30121 | 1M INFRARED DETECTOR | CZUJNIK PODCZERWIENI 1M | 263 | 1 | NR | 258 | 1 | NR | 1.938% | OFFICIAL | 1DM10G06F12100I100 | 30 | 1DM | BUILDING | 10G | BUILDING OTHERS | 06F | PLAYBUS RANGE | 1 | 6 | NR | 323.657 | CCM | 69.5 | 62.55 | G | 8011564030428 | 8011564030428 | 8011564342514 | 85365080
GW32457 | BREAKABLE GLASS FOR EMERGENCY PLATES | SZYBKI ZBIJANE DO MIEDŹ.K AWARYJNYCH | 7.9 | 1 | NR | 7.75 | 1 | NR | 1.935% | OFFICIAL | 1DM10G06F14505W100 | 30 | 1DM | BUILDING | 10G | BUILDING OTHERS | 06F | PLAYBUS RANGE | 1 | 10 | NR | 161.713 | CCM | 24.2 | 21.78 | G | 8011564039735 | 8011564039735 | 8011564353596 | 85389099
GW30016 | 1-0-2 WAY SWITCH 16A | ŁĄCZNIK 1-0-2 16A | 21.1 | 1 | NR | 20.7 | 1 | NR | 1.932% | OFFICIAL | 1DM10G06F10100C100 | 30 | 1DM | BUILDING | 10G | BUILDING OTHERS | 06F | PLAYBUS RANGE | 24 | 48 | NR | 152.751 | CCM | 41.729 | 37.556 | G | 8011564029712 | 8011564341166 | 8011564341173 | 85365080
GW30210 | 2P+E 16A IT./GERMAN SOCKET (P30) SHUTT. | GNIAZDO 2P+E 16A WŁ/NIEM.(P30) PRZESŁ. | 21.1 | 1 | NR | 20.7 | 1 | NR | 1.932% | OFFICIAL | 1DM10G06F10300O100 | 30 | 1DM | BUILDING | 10G | BUILDING OTHERS | 06F | PLAYBUS RANGE | 12 | 48 | NR | 299.612 | CCM | 69.146 | 62.231 | G | 8011564038806 | 8011564352407 | 8011564352414 | 85366990
GW32466 | PLAYBUS PLATE 4 GANG IP55 WHITE | RAMKA PLAYBUS, 4 MOD. IP55 BIAŁA | 42.2 | 1 | NR | 41.4 | 1 | NR | 1.932% | OFFICIAL | 1DM10G06F14305O100 | 30 | 1DM | BUILDING | 10G | BUILDING OTHERS | 06F | PLAYBUS RANGE | 1 | 30 | NR | 942.933 | CCM | 122.267 | 110.04 | G | 8011564039797 | 8011564039797 | 8011564353688 | 85389099
GW32467 | PLAYBUS PLATE 4 GANG IP55 GREY | RAMKA PLAYBUS, 4 MOD. IP55 SZARA | 42.2 | 1 | NR | 41.4 | 1 | NR | 1.932% | OFFICIAL | 1DM10G06F14305O100 | 30 | 1DM | BUILDING | 10G | BUILDING OTHERS | 06F | PLAYBUS RANGE | 1 | 30 | NR | 942.933 | CCM | 121.6 | 109.44 | G | 8011564039803 | 8011564039803 | 8011564353701 | 85389099
GW32121 | PLAYBUS PROF+BOX MET.SLATE 1-GANG PLATE | RAMKA PROFIL+PUSZ.PLAYBUS MET.ŁUP.1 MOD | 26.4 | 1 | NR | 25.9 | 1 | NR | 1.931% | OFFICIAL | 1DM10G06F14505Q100 | 30 | 1DM | BUILDING | 10G | BUILDING OTHERS | 06F | PLAYBUS RANGE | 1 | 30 | NR | 273.292 | CCM | 51.033 | 35.7 | G | 8011564102323 | 8011564102323 | 8011564458550 | 85389099
GW30371 | 1P C6 3KA 230V MCB | WYŁ. RÓŻN-PR..-1P C6 3KA 230V | 90 | 1 | NR | 88.3 | 1 | NR | 1.925% | OFFICIAL | 1DM10G06F10901O100 | 30 | 1DM | BUILDING | 10G | BUILDING OTHERS | 06F | PLAYBUS RANGE | 1 | 12 | NR | 134.761 | CCM | 76.833 | 69.15 | G | 8011564079533 | 8011564079533 | 8011564410718 | 85362010
GW30372 | 1P C10 3KA 230V MCB | WYŁ. RÓŻN-PR..-1P C10 3KA 230V | 90 | 1 | NR | 88.3 | 1 | NR | 1.925% | OFFICIAL | 1DM10G06F10901O100 | 30 | 1DM | BUILDING | 10G | BUILDING OTHERS | 06F | PLAYBUS RANGE | 1 | 12 | NR | 134.761 | CCM | 76.167 | 68.55 | G | 8011564079540 | 8011564079540 | 8011564410725 | 85362010
GW30373 | 1P C16 3KA 230V MCB | WYŁ. RÓŻN-PR..-1P C16 3KA 230V | 90 | 1 | NR | 88.3 | 1 | NR | 1.925% | OFFICIAL | 1DM10G06F10901O100 | 30 | 1DM | BUILDING | 10G | BUILDING OTHERS | 06F | PLAYBUS RANGE | 1 | 12 | NR | 134.761 | CCM | 75.667 | 68.1 | G | 8011564079557 | 8011564079557 | 8011564410732 | 85362010
GW30519 | PLAYBUS 4CH DETECTOR | CZUJNIK 4CH PLAYBUS | 372 | 1 | NR | 365 | 1 | NR | 1.918% | OFFICIAL | 1DM10G06F12302O100 | 40 | 1DM | BUILDING | 10G | BUILDING OTHERS | 06F | PLAYBUS RANGE | 1 | 2 | NR | 2019.938 | CCM | 220 | 198 | G | 0 | 0 | 0 | 0
GW30520 | PLAYBUS LPG DETECTOR | CZUJNIK LPG PLAYBUS | 372 | 1 | NR | 365 | 1 | NR | 1.918% | OFFICIAL | 1DM10G06F12302O100 | 40 | 1DM | BUILDING | 10G | BUILDING OTHERS | 06F | PLAYBUS RANGE | 1 | 2 | NR | 2019.938 | CCM | 225 | 202.5 | G | 0 | 0 | 0 | 0
GW30266 | PHONE S.-OUTLET RJ45 CAT.5E | GNIAZDO TELEFONICZNE RJ45 KAT.5E | 79.9 | 1 | NR | 78.4 | 1 | NR | 1.913% | OFFICIAL | 1DM10G06F10701E100 | 30 | 1DM | BUILDING | 10G | BUILDING OTHERS | 06F | PLAYBUS RANGE | 1 | 24 | NR | 168.328 | CCM | 33.417 | 30.075 | G | 8011564038813 | 8011564038813 | 8011564352421 | 85366930
GW30402 | 230V 100-500W/110V 50-250W ELECTR.DIMMER | ELEKTR.ŚCIEMN 230V 100-500W/110V 50-250W | 79.9 | 1 | NR | 78.4 | 1 | NR | 1.913% | OFFICIAL | 1DM10G06F12102G100 | 30 | 1DM | BUILDING | 10G | BUILDING OTHERS | 06F | PLAYBUS RANGE | 1 | 12 | NR | 134.761 | CCM | 71.25 | 64.125 | G | 8011564030985 | 8011564030985 | 8011564343375 | 85365080
GW30261 | TELEPHONE JACK RJ11 (ISDN 6/4) | GNIAZDO TELEFONICZNE RJ11 (ISDN 6/4) | 37.4 | 1 | NR | 36.7 | 1 | NR | 1.907% | OFFICIAL | 1DM10G06F10701C100 | 30 | 1DM | BUILDING | 10G | BUILDING OTHERS | 06F | PLAYBUS RANGE | 1 | 24 | NR | 168.328 | CCM | 24.292 | 21.863 | G | 8011564030718 | 8011564030718 | 8011564343009 | 85366930
GW32026 | PLAYBUS 6 GANG SNOW WHITE PLATE | RAMKA 6 MOD. PLAYBUS ŚNIEŻNA BIEL | 37.4 | 1 | NR | 36.7 | 1 | NR | 1.907% | OFFICIAL | 1DM10G06F14304K100 | 30 | 1DM | BUILDING | 10G | BUILDING OTHERS | 06F | PLAYBUS RANGE | 12 | 24 | NR | 447.891 | CCM | 71.417 | 64.275 | G | 8011564031623 | 8011564344471 | 8011564344471 | 85389099
GW32056 | PLAYBUS 6 GANG BLACK LACQUER PLATE | RAMKA 6 MOD. PLAYBUS CZARNA LAKIEROW. | 37.4 | 1 | NR | 36.7 | 1 | NR | 1.907% | OFFICIAL | 1DM10G06F14304M100 | 30 | 1DM | BUILDING | 10G | BUILDING OTHERS | 06F | PLAYBUS RANGE | 1 | 24 | NR | 447.891 | CCM | 73.042 | 39.66 | G | 8011564039223 | 8011564352810 | 8011564352810 | 85389099
GW32752 | PLAYBUS YOUNG 2 GANG SOFT CHROME PLATE | RAMKA 2 MOD.PLAYBUS YOUNG MIĘKKI CHROM | 37.4 | 1 | NR | 36.7 | 1 | NR | 1.907% | OFFICIAL | 1DM10G06F14104G100 | 30 | 1DM | BUILDING | 10G | BUILDING OTHERS | 06F | PLAYBUS RANGE | 12 | 12 | NR | 377.625 | CCM | 38.583 | 34.725 | G | 8011564078505 | 8011564484719 | 8011564484719 | 85389099
GW32753 | PLAYBUS YOUNG 3 GANG SOFT CHROME PLATE | RAMKA 3 MOD.PLAYBUS YOUNG MIĘKKI CHROM | 37.4 | 1 | NR | 36.7 | 1 | NR | 1.907% | OFFICIAL | 1DM10G06F14104G100 | 30 | 1DM | BUILDING | 10G | BUILDING OTHERS | 06F | PLAYBUS RANGE | 12 | 12 | NR | 377.625 | CCM | 33.833 | 30.45 | G | 8011564078512 | 8011564484726 | 8011564484726 | 85389099
GW32762 | PLAYBUS YOUNG 2 GANG ANTIQUE GOLD PLATE | RAMKA 2 MOD. PLAYBUS YOUNG STARE ZŁOTO | 37.4 | 1 | NR | 36.7 | 1 | NR | 1.907% | OFFICIAL | 1DM10G06F14104I100 | 40 | 1DM | BUILDING | 10G | BUILDING OTHERS | 06F | PLAYBUS RANGE | 12 | 12 | NR | 377.625 | CCM | 38.917 | 35.025 | G | 8011564078550 | 8011564484757 | 8011564484757 | 85389099
GW32763 | PLAYBUS YOUNG 3 GANG ANTIQUE GOLD PLATE | RAMKA 3 MOD. PLAYBUS YOUNG STARE ZŁOTO | 37.4 | 1 | NR | 36.7 | 1 | NR | 1.907% | OFFICIAL | 1DM10G06F14104I100 | 40 | 1DM | BUILDING | 10G | BUILDING OTHERS | 06F | PLAYBUS RANGE | 12 | 12 | NR | 377.625 | CCM | 33.758 | 23.564 | G | 8011564078567 | 8011564484764 | 8011564484764 | 85389099
GW32008 | PLAYBUS 12 GANG SLATE GREY PLATE | RAMKA 12 MOD. PLAYBUS SZARY ŁUPEK | 80.2 | 1 | NR | 78.7 | 1 | NR | 1.906% | OFFICIAL | 1DM10G06F14305E100 | 30 | 1DM | BUILDING | 10G | BUILDING OTHERS | 06F | PLAYBUS RANGE | 6 | 12 | NR | 1341.867 | CCM | 126.25 | 113.625 | G | 8011564031494 | 8011564344228 | 8011564344228 | 85389099
GW32018 | PLAYBUS 12 GANG TITANIUM GREY PLATE | RAMKA 12 MOD. PLAYBUS SZARY TYTAN | 80.2 | 1 | NR | 78.7 | 1 | NR | 1.906% | OFFICIAL | 1DM10G06F14305C100 | 30 | 1DM | BUILDING | 10G | BUILDING OTHERS | 06F | PLAYBUS RANGE | 6 | 12 | NR | 1341.867 | CCM | 123.5 | 111.15 | G | 8011564031562 | 8011564344365 | 8011564344365 | 85389099
GW30227 | 2P+E 10/15A EURO-AMERICAN SOCKET OUTLET | GNIAZDO 2P+E 10/15A EURO-AMERYKAŃSKIE | 10.7 | 1 | NR | 10.5 | 1 | NR | 1.905% | OFFICIAL | 1DM10G06F10300U100 | 30 | 1DM | BUILDING | 10G | BUILDING OTHERS | 06F | PLAYBUS RANGE | 24 | 48 | NR | 152.751 | CCM | 36.875 | 33.188 | G | 8011564030572 | 8011564342804 | 8011564342811 | 85366990
GW30322 | 2P+E 16A GER.ST.RED SOCKET | GNIAZDO CZERWONE 2P+E 16A ST. NIEMIECKI | 21.4 | 1 | NR | 21 | 1 | NR | 1.905% | OFFICIAL | 1DM10G06F10300Q100 | 30 | 1DM | BUILDING | 10G | BUILDING OTHERS | 06F | PLAYBUS RANGE | 12 | 24 | NR | 305.503 | CCM | 71.083 | 63.975 | G | 8011564044913 | 8011564358645 | 8011564358652 | 85366990
GW30403 | 230V 100-900W/110V 100-500W ELECT.DIMMER | ELEKTR.ŚCIEM 230V 100-900W/110V 100-500W | 59 | 1 | NR | 57.9 | 1 | NR | 1.9% | OFFICIAL | 1DM10G06F12102G100 | 30 | 1DM | BUILDING | 10G | BUILDING OTHERS | 06F | PLAYBUS RANGE | 1 | 12 | NR | 134.761 | CCM | 44.083 | 39.675 | G | 8011564030992 | 8011564030992 | 8011564343382 | 85365080
GW32411 | 4 GANG PLAYBUS DESKTOP/SURFACE CONSOLE | 4 MOD. KONSOLA NABIURK./NATYNK. PLAYBUS | 59 | 1 | NR | 57.9 | 1 | NR | 1.9% | OFFICIAL | 1DM10G06F14505S100 | 30 | 1DM | BUILDING | 10G | BUILDING OTHERS | 06F | PLAYBUS RANGE | 2 | 24 | NR | 1514.789 | CCM | 221.958 | 199.763 | G | 8011564031890 | 8011564496835 | 8011564344990 | 85381000
GW30301 | DIRECT TV SOCKET MALE C.9.5MM | GNIAZDO TV BEZPOŚREDNIE MĘSKIE 9,5 MM | 37.6 | 1 | NR | 36.9 | 1 | NR | 1.897% | OFFICIAL | 1DM10G06F10500Y100 | 30 | 1DM | BUILDING | 10G | BUILDING OTHERS | 06F | PLAYBUS RANGE | 24 | 48 | NR | 152.751 | CCM | 81.542 | 73.388 | G | 8011564078758 | 8011564409255 | 8011564409262 | 85366910
GW30636 | 230V BUZZER 8VA | BRZĘCZYK 230V 8 VA | 37.6 | 1 | NR | 36.9 | 1 | NR | 1.897% | OFFICIAL | 1DM10G06F11302C100 | 30 | 1DM | BUILDING | 10G | BUILDING OTHERS | 06F | PLAYBUS RANGE | 12 | 24 | NR | 168.328 | CCM | 49.708 | 44.738 | G | 8011564031241 | 8011564343788 | 8011564343795 | 85318040
GW32004 | PLAYBUS 4 GANG SLATE GREY PLATE | RAMKA 4 MOD. PLAYBUS SZARY ŁUPEK | 37.6 | 1 | NR | 36.9 | 1 | NR | 1.897% | OFFICIAL | 1DM10G06F14305E100 | 30 | 1DM | BUILDING | 10G | BUILDING OTHERS | 06F | PLAYBUS RANGE | 1 | 24 | NR | 447.891 | CCM | 49.667 | 44.7 | G | 8011564031463 | 8011564344167 | 8011564344167 | 85389099
GW32014 | PLAYBUS 4 GANG TITANIUM GREY PLATE | RAMKA 4 MOD. PLAYBUS SZARY TYTAN | 37.6 | 1 | NR | 36.9 | 1 | NR | 1.897% | OFFICIAL | 1DM10G06F14305C100 | 30 | 1DM | BUILDING | 10G | BUILDING OTHERS | 06F | PLAYBUS RANGE | 1 | 24 | NR | 447.891 | CCM | 49.958 | 44.963 | G | 8011564031531 | 8011564344303 | 8011564344303 | 85389099
GW32062 | PLAYBUS 2 GANG ANTIQUE GOLD PLATE | RAMKA 2 MOD. PLAYBUS STARE ZŁOTO | 37.6 | 1 | NR | 36.9 | 1 | NR | 1.897% | OFFICIAL | 1DM10G06F14305K100 | 40 | 1DM | BUILDING | 10G | BUILDING OTHERS | 06F | PLAYBUS RANGE | 12 | 48 | NR | 397.813 | CCM | 52.146 | 46.931 | G | 8011564039315 | 8011564352940 | 8011564352940 | 85389099
GW32063 | PLAYBUS 3 GANG ANTIQUE GOLD PLATE | RAMKA 3 MOD. PLAYBUS STARE ZŁOTO | 37.6 | 1 | NR | 36.9 | 1 | NR | 1.897% | OFFICIAL | 1DM10G06F14305K100 | 40 | 1DM | BUILDING | 10G | BUILDING OTHERS | 06F | PLAYBUS RANGE | 1 | 48 | NR | 397.813 | CCM | 49.458 | 32.492 | G | 8011564039346 | 8011564352988 | 8011564352988 | 85389099
GW32072 | PLAYBUS 2 GANG SHINY CHROME PLATE | RAMKA 2 MOD. PLAYBUS POLEROWANY CHROM | 37.6 | 1 | NR | 36.9 | 1 | NR | 1.897% | OFFICIAL | 1DM10G06F14305I100 | 30 | 1DM | BUILDING | 10G | BUILDING OTHERS | 06F | PLAYBUS RANGE | 12 | 48 | NR | 397.813 | CCM | 52.688 | 47.419 | G | 8011564041172 | 8011564354685 | 8011564354685 | 85389099
GW32073 | PLAYBUS 3 GANG SHINY CHROME PLATE | RAMKA 3 MOD. PLAYBUS POLEROWANY CHROM | 37.6 | 1 | NR | 36.9 | 1 | NR | 1.897% | OFFICIAL | 1DM10G06F14305I100 | 30 | 1DM | BUILDING | 10G | BUILDING OTHERS | 06F | PLAYBUS RANGE | 1 | 48 | NR | 397.813 | CCM | 48.104 | 43.294 | G | 8011564041189 | 8011564354708 | 8011564354708 | 85389099
GW32704 | PLAYBUS YOUNG 4 GANG MET.TITANIUM PLATE | RAMKA 4 MOD.PLAYBUS YOUNG MET.TYTAN | 37.6 | 1 | NR | 36.9 | 1 | NR | 1.897% | OFFICIAL | 1DM10G06F14104A100 | 40 | 1DM | BUILDING | 10G | BUILDING OTHERS | 06F | PLAYBUS RANGE | 12 | 12 | NR | 377.625 | CCM | 34.583 | 31.125 | G | 8011564078420 | 8011564450295 | 8011564450295 | 85389099
GW32714 | PLAYBUS YOUNG 4 GANG MET.SLATE PLATE | RAMKA 4 MOD.PLAYBUS YOUNG MET.ŁUPEK | 37.6 | 1 | NR | 36.9 | 1 | NR | 1.897% | OFFICIAL | 1DM10G06F14104C100 | 40 | 1DM | BUILDING | 10G | BUILDING OTHERS | 06F | PLAYBUS RANGE | 12 | 12 | NR | 377.625 | CCM | 34.5 | 31.05 | G | 8011564078475 | 8011564450349 | 8011564450349 | 85389099
GW30007 | 2P W.KEY LOCK ONE-WAY SWITCH 16A 250V | ŁĄCZNIK POJ. 2P BLOK.KLUCZEM 16A 250V | 69.9 | 1 | NR | 68.6 | 1 | NR | 1.895% | OFFICIAL | 1DM10G06F10100A100 | 30 | 1DM | BUILDING | 10G | BUILDING OTHERS | 06F | PLAYBUS RANGE | 1 | 12 | NR | 134.761 | CCM | 58.917 | 53.025 | G | 8011564025271 | 8011564025271 | 8011564363519 | 85365080
GW32131 | PLAYBUS PROF+BOX MET.SLATE 2-GANG PLATE | RAMKA PROFIL+PUSZ.PLAYBUS MET.ŁUP.2 MOD | 32.3 | 1 | NR | 31.7 | 1 | NR | 1.893% | OFFICIAL | 1DM10G06F14505Q100 | 30 | 1DM | BUILDING | 10G | BUILDING OTHERS | 06F | PLAYBUS RANGE | 1 | 30 | NR | 600.854 | CCM | 68.433 | 61.59 | G | 8011564095342 | 8011564095342 | 8011564458581 | 85389099
GW20277 | END-OF-LINE RESISTOR | REZYSTOR KOŃCOWY | 2.7 | 1 | NR | 2.65 | 1 | NR | 1.887% | OFFICIAL | 1DM10G06F10500W100 | 30 | 1DM | BUILDING | 10G | BUILDING OTHERS | 06F | PLAYBUS RANGE | 50 | 3000 | NR | 4.936 | CCM | 1.182 | 1.062 | G | 8011564247796 | 8011564592391 | 8011564593916 | 85332100
GW32450 | SELF-SUPPORT.PLATE LIFT - 1NO+1NC | SAMONOŚNA RAMKA DO WINDY- 1NO+1NC | 98.6 | 1 | NR | 96.8 | 1 | NR | 1.86% | OFFICIAL | 1DM10G06F14505W100 | 30 | 1DM | BUILDING | 10G | BUILDING OTHERS | 06F | PLAYBUS RANGE | 1 | 10 | NR | 1074.938 | CCM | 178.9 | 161.01 | G | 8011564039681 | 8011564039681 | 8011564353541 | 85389099
GW32451 | SELF-SUPPORT.PLATE EMER.- 1NO+1NC | SAMONOŚNA RAMKA AWARIA- 1NO+1NC | 98.6 | 1 | NR | 96.8 | 1 | NR | 1.86% | OFFICIAL | 1DM10G06F14505W100 | 30 | 1DM | BUILDING | 10G | BUILDING OTHERS | 06F | PLAYBUS RANGE | 1 | 10 | NR | 1074.938 | CCM | 184.8 | 166.32 | G | 8011564039698 | 8011564039698 | 8011564353558 | 85389099
GW32754 | PLAYBUS YOUNG 4 GANG SOFT CHROME PLATE | RAMKA 4 MOD.PLAYBUS YOUNG MIĘKKI CHROM | 54.8 | 1 | NR | 53.8 | 1 | NR | 1.859% | OFFICIAL | 1DM10G06F14104G100 | 30 | 1DM | BUILDING | 10G | BUILDING OTHERS | 06F | PLAYBUS RANGE | 12 | 12 | NR | 377.625 | CCM | 38.75 | 34.875 | G | 8011564078529 | 8011564450394 | 8011564450394 | 85389099
GW32764 | PLAYBUS YOUNG 4 GANG ANTIQUE GOLD PLATE | RAMKA 4 MOD. PLAYBUS YOUNG STARE ZŁOTO | 54.8 | 1 | NR | 53.8 | 1 | NR | 1.859% | OFFICIAL | 1DM10G06F14104I100 | 40 | 1DM | BUILDING | 10G | BUILDING OTHERS | 06F | PLAYBUS RANGE | 12 | 12 | NR | 377.625 | CCM | 40.167 | 36.15 | G | 8011564078574 | 8011564450448 | 8011564450448 | 85389099
GW30635 | 12V AC BUZZER 8VA | BRZĘCZYK 12V AC 8 VA | 32.9 | 1 | NR | 32.3 | 1 | NR | 1.858% | OFFICIAL | 1DM10G06F11302C100 | 30 | 1DM | BUILDING | 10G | BUILDING OTHERS | 06F | PLAYBUS RANGE | 12 | 24 | NR | 168.328 | CCM | 50.583 | 45.525 | G | 8011564031234 | 8011564343764 | 8011564343771 | 85318040
GW32029 | PLAYBUS 18 GANG SNOW WHITE PLATE | RAMKA 18 MOD. PLAYBUS ŚNIEŻNA BIEL | 82.3 | 1 | NR | 80.8 | 1 | NR | 1.856% | OFFICIAL | 1DM10G06F14304K100 | 30 | 1DM | BUILDING | 10G | BUILDING OTHERS | 06F | PLAYBUS RANGE | 1 | 6 | NR | 1419.544 | CCM | 131.5 | 118.35 | G | 8011564025233 | 8011564337015 | 8011564337015 | 85389099
GW32028 | PLAYBUS 12 GANG SNOW WHITE PLATE | RAMKA 12 MOD. PLAYBUS ŚNIEŻNA BIEL | 60.4 | 1 | NR | 59.3 | 1 | NR | 1.855% | OFFICIAL | 1DM10G06F14304K100 | 30 | 1DM | BUILDING | 10G | BUILDING OTHERS | 06F | PLAYBUS RANGE | 6 | 12 | NR | 1341.867 | CCM | 127.917 | 59.56 | G | 8011564031647 | 8011564344518 | 8011564344518 | 85389099
GW30002 | 1P ONE-WAY SWITCH 16A 250V LOC.BLUE LIG. | ŁĄCZNIK POJ. 1P 16A 250V LOK.ŚW.NIEB. | 16.5 | 1 | NR | 16.2 | 1 | NR | 1.852% | OFFICIAL | 1DM10G06F10100A100 | 30 | 1DM | BUILDING | 10G | BUILDING OTHERS | 06F | PLAYBUS RANGE | 24 | 48 | NR | 152.751 | CCM | 36.292 | 32.662 | G | 8011564025219 | 8011564336971 | 8011564336964 | 85365080
GW30311 | DIRECT TV/SAT SOCKET F-FEMALE C. | GNIAZDO BEZP.TV/SAT F-ŻEŃSKIE | 38.5 | 1 | NR | 37.8 | 1 | NR | 1.852% | OFFICIAL | 1DM10G06F10500W100 | 30 | 1DM | BUILDING | 10G | BUILDING OTHERS | 06F | PLAYBUS RANGE | 24 | 48 | NR | 152.751 | CCM | 80.25 | 72.225 | G | 8011564078819 | 8011564409323 | 8011564409330 | 85366910
GW30312 | ATT.THR.TV/SAT SOCK.10DB F-FEMALE C | GNIAZDO PRZE.ANT.TV/SAT 10DB F-ŻEŃSKIE | 49.5 | 1 | NR | 48.6 | 1 | NR | 1.852% | OFFICIAL | 1DM10G06F10500W100 | 40 | 1DM | BUILDING | 10G | BUILDING OTHERS | 06F | PLAYBUS RANGE | 1 | 24 | NR | 168.328 | CCM | 89 | 73.6 | G | 8011564078826 | 8011564078826 | 8011564409347 | 85366910
GW30316 | ATT.THR.TV/SAT SOCK.5 DB F-FEMALE C | GNIAZDO PRZE.ANT.TV/SAT 5 DB F-ŻEŃSKIE | 49.5 | 1 | NR | 48.6 | 1 | NR | 1.852% | OFFICIAL | 1DM10G06F10500W100 | 30 | 1DM | BUILDING | 10G | BUILDING OTHERS | 06F | PLAYBUS RANGE | 1 | 24 | NR | 168.328 | CCM | 72.292 | 65.063 | G | 8011564078864 | 8011564078864 | 8011564409385 | 85366910
GW32706 | PLAYBUS YOUNG 6 GANG MET.TITANIUM PLATE | RAMKA 6 MOD.PLAYBUS YOUNG MET.TYTAN | 44 | 1 | NR | 43.2 | 1 | NR | 1.852% | OFFICIAL | 1DM10G06F14104A100 | 40 | 1DM | BUILDING | 10G | BUILDING OTHERS | 06F | PLAYBUS RANGE | 8 | 8 | NR | 566.438 | CCM | 35.75 | 33.75 | G | 8011564078437 | 8011564484658 | 8011564484658 | 85389099
GW32716 | PLAYBUS YOUNG 6 GANG MET.SLATE PLATE | RAMKA 6 MOD.PLAYBUS YOUNG MET.ŁUPEK | 44 | 1 | NR | 43.2 | 1 | NR | 1.852% | OFFICIAL | 1DM10G06F14104C100 | 40 | 1DM | BUILDING | 10G | BUILDING OTHERS | 06F | PLAYBUS RANGE | 8 | 8 | NR | 566.438 | CCM | 45.625 | 41.063 | G | 8011564078482 | 8011564484696 | 8011564484696 | 85389099
GW30013 | 1P TWO-WAY SWITCH 16A 250V FUNC.BLUE LIG | ŁĄCZN.SCHOD. 1P 16A 250V FUNK.ŚW.NIEB. | 16.6 | 1 | NR | 16.3 | 1 | NR | 1.84% | OFFICIAL | 1DM10G06F10100C100 | 30 | 1DM | BUILDING | 10G | BUILDING OTHERS | 06F | PLAYBUS RANGE | 24 | 48 | NR | 152.751 | CCM | 38.979 | 35.081 | G | 8011564025301 | 8011564337138 | 8011564337145 | 85365080
GW32064 | PLAYBUS 4 GANG ANTIQUE GOLD PLATE | RAMKA 4 MOD. PLAYBUS STARE ZŁOTO | 55.4 | 1 | NR | 54.4 | 1 | NR | 1.838% | OFFICIAL | 1DM10G06F14305K100 | 40 | 1DM | BUILDING | 10G | BUILDING OTHERS | 06F | PLAYBUS RANGE | 12 | 24 | NR | 447.891 | CCM | 57.792 | 52.013 | G | 8011564039353 | 8011564353008 | 8011564353008 | 85389099
GW32074 | PLAYBUS 4 GANG SHINY CHROME PLATE | RAMKA 4 MOD. PLAYBUS POLEROWANY CHROM | 55.4 | 1 | NR | 54.4 | 1 | NR | 1.838% | OFFICIAL | 1DM10G06F14305I100 | 30 | 1DM | BUILDING | 10G | BUILDING OTHERS | 06F | PLAYBUS RANGE | 12 | 24 | NR | 447.891 | CCM | 54.042 | 48.638 | G | 8011564041196 | 8011564354722 | 8011564354722 | 85389099
GW30037 | ONE-POLE PUSH-BUTTON N/C 10 A ''STOP'' A | PRZYCISK 1-BIEG. N/C 10 A „STOP” A | 22.2 | 1 | NR | 21.8 | 1 | NR | 1.835% | OFFICIAL | 1DM10G06F10100E100 | 30 | 1DM | BUILDING | 10G | BUILDING OTHERS | 06F | PLAYBUS RANGE | 12 | 24 | NR | 168.328 | CCM | 43.917 | 39.525 | G | 8011564029880 | 8011564363656 | 8011564341494 | 85365080
GW32067 | PLAYBUS 8 GANG ANTIQUE GOLD PLATE | RAMKA 8 MOD. PLAYBUS STARE ZŁOTO | 83.3 | 1 | NR | 81.8 | 1 | NR | 1.834% | OFFICIAL | 1DM10G06F14305K100 | 40 | 1DM | BUILDING | 10G | BUILDING OTHERS | 06F | PLAYBUS RANGE | 6 | 12 | NR | 698.417 | CCM | 97.417 | 55.53 | G | 8011564039384 | 8011564353053 | 8011564353053 | 85389099
GW32077 | PLAYBUS 8 GANG SHINY CHROME PLATE | RAMKA 8 MOD. PLAYBUS POLEROWANY CHROM | 83.3 | 1 | NR | 81.8 | 1 | NR | 1.834% | OFFICIAL | 1DM10G06F14305I100 | 30 | 1DM | BUILDING | 10G | BUILDING OTHERS | 06F | PLAYBUS RANGE | 6 | 12 | NR | 698.417 | CCM | 97.083 | 55.53 | G | 8011564041219 | 8011564354760 | 8011564354760 | 85389099
GW32007 | PLAYBUS 8 GANG SLATE GREY PLATE | RAMKA 8 MOD. PLAYBUS SZARY ŁUPEK | 61.4 | 1 | NR | 60.3 | 1 | NR | 1.824% | OFFICIAL | 1DM10G06F14305E100 | 30 | 1DM | BUILDING | 10G | BUILDING OTHERS | 06F | PLAYBUS RANGE | 6 | 12 | NR | 698.417 | CCM | 95.75 | 86.175 | G | 8011564031487 | 8011564344204 | 8011564344204 | 85389099
GW32017 | PLAYBUS 8 GANG TITANIUM GREY PLATE | RAMKA 8 MOD. PLAYBUS SZARY TYTAN | 61.4 | 1 | NR | 60.3 | 1 | NR | 1.824% | OFFICIAL | 1DM10G06F14305C100 | 30 | 1DM | BUILDING | 10G | BUILDING OTHERS | 06F | PLAYBUS RANGE | 6 | 12 | NR | 698.417 | CCM | 98.083 | 88.275 | G | 8011564031555 | 8011564344341 | 8011564344341 | 85389099
GW32431 | PLAYBUS WALL MOUNTING BOX 3 GANG WHITE | PUSZKA NATYNKOWA PLAYBUS 3 MOD. BIAŁA | 11.2 | 1 | NR | 11 | 1 | NR | 1.818% | OFFICIAL | 1DM10G06F14505U100 | 30 | 1DM | BUILDING | 10G | BUILDING OTHERS | 06F | PLAYBUS RANGE | 3 | 60 | NR | 770.35 | CCM | 96.55 | 81.333 | G | 8011564039582 | 8011564353381 | 8011564353398 | 85381000
GW32432 | PLAYBUS WALL MOUNTING BOX 3 GANG BLACK | PUSZKA NATYNKOWA PLAYBUS 3 MOD.CZARNA | 11.2 | 1 | NR | 11 | 1 | NR | 1.818% | OFFICIAL | 1DM10G06F14505U100 | 30 | 1DM | BUILDING | 10G | BUILDING OTHERS | 06F | PLAYBUS RANGE | 3 | 60 | NR | 770.35 | CCM | 92.367 | 83.13 | G | 8011564039605 | 8011564353411 | 8011564353428 | 85381000
GW30522 | MANUAL RESET SOLENOID VALVE | ELEKTROZAWÓR RESETOWANY RĘCZNIE | 281 | 1 | NR | 276 | 1 | NR | 1.812% | OFFICIAL | 1DM10G06F12302O100 | 30 | 1DM | BUILDING | 10G | BUILDING OTHERS | 06F | PLAYBUS RANGE | 1 | 2 | NR | 2019.938 | CCM | 667.5 | 600.75 | G | 8011564099326 | 8011564099326 | 8011564456310 | 84818099
GW30022 | N/O 1P PUSH BUTTON 16A LOCAT.BLUE LIGHT | PRZYCISK N/O 1P 16A LOK.ŚWIAT.NIEBIESK. | 16.9 | 1 | NR | 16.6 | 1 | NR | 1.807% | OFFICIAL | 1DM10G06F10100E100 | 30 | 1DM | BUILDING | 10G | BUILDING OTHERS | 06F | PLAYBUS RANGE | 12 | 24 | NR | 168.328 | CCM | 39.542 | 35.587 | G | 8011564029736 | 8011564363533 | 8011564341203 | 85365080
GW32133 | PLAYBUS PROF+BOX CLOUD WHITE 2G PLATE | RAM.PROFIL+PUSZ.PLAYBUS BIAŁ.CHMU.2 MOD | 28.2 | 1 | NR | 27.7 | 1 | NR | 1.805% | OFFICIAL | 1DM10G06F14505Q100 | 30 | 1DM | BUILDING | 10G | BUILDING OTHERS | 06F | PLAYBUS RANGE | 1 | 30 | NR | 600.854 | CCM | 68.4 | 44.342 | G | 8011564102330 | 8011564102330 | 8011564458604 | 85389099
GW30201 | 2P+E 10A SOCKET OUTLET WITH SHUTTERS | GNIAZDO 2P+E 10A Z PRZESŁONAMI | 11.3 | 1 | NR | 11.1 | 1 | NR | 1.802% | OFFICIAL | 1DM10G06F10300O100 | 30 | 1DM | BUILDING | 10G | BUILDING OTHERS | 06F | PLAYBUS RANGE | 24 | 96 | NR | 149.806 | CCM | 39.292 | 35.363 | G | 8011564030435 | 8011564342521 | 8011564342538 | 85366990
GW32009 | PLAYBUS 18 GANG SLATE GREY PLATE | RAMKA 18 MOD. PLAYBUS SZARY ŁUPEK | 113 | 1 | NR | 111 | 1 | NR | 1.802% | OFFICIAL | 1DM10G06F14305E100 | 30 | 1DM | BUILDING | 10G | BUILDING OTHERS | 06F | PLAYBUS RANGE | 1 | 6 | NR | 1419.544 | CCM | 131.333 | 118.2 | G | 8011564025356 | 8011564337220 | 8011564337220 | 85389099
GW32019 | PLAYBUS 18 GANG TITANIUM GREY PLATE | RAMKA 18 MOD. PLAYBUS SZARY TYTAN | 113 | 1 | NR | 111 | 1 | NR | 1.802% | OFFICIAL | 1DM10G06F14305C100 | 30 | 1DM | BUILDING | 10G | BUILDING OTHERS | 06F | PLAYBUS RANGE | 1 | 6 | NR | 1419.544 | CCM | 130.333 | 81.49 | G | 8011564031579 | 8011564344372 | 8011564344372 | 85389099
GW30036 | ONE-POLE PUSH-BUTTON N/O 10 A ''START'' | PRZYCISK 1-BIEG. N/O 10 A „START” | 22.7 | 1 | NR | 22.3 | 1 | NR | 1.794% | OFFICIAL | 1DM10G06F10100E100 | 30 | 1DM | BUILDING | 10G | BUILDING OTHERS | 06F | PLAYBUS RANGE | 12 | 24 | NR | 168.328 | CCM | 45.208 | 40.688 | G | 8011564029873 | 8011564363649 | 8011564341470 | 85365080
GW30219 | 2P+E 13A BRITISH SOCKET WITH SHUTTERS | GNIAZDO 2P+E 13A BRYTYJS. Z PRZESŁONAMI | 28.4 | 1 | NR | 27.9 | 1 | NR | 1.792% | OFFICIAL | 1DM10G06F10300U100 | 30 | 1DM | BUILDING | 10G | BUILDING OTHERS | 06F | PLAYBUS RANGE | 12 | 48 | NR | 299.612 | CCM | 86.25 | 77.625 | G | 8011564030534 | 8011564342729 | 8011564342736 | 85366990
GW30220 | 2P+E 15A 250V BRITISH SOCKET OUTLET | GNIAZDO 2P+E 15A 250V BRYTYJSKIE | 28.4 | 1 | NR | 27.9 | 1 | NR | 1.792% | OFFICIAL | 1DM10G06F10300U100 | 30 | 1DM | BUILDING | 10G | BUILDING OTHERS | 06F | PLAYBUS RANGE | 12 | 48 | NR | 299.612 | CCM | 84.438 | 75.994 | G | 8011564030541 | 8011564342743 | 8011564342750 | 85366990
GW32066 | PLAYBUS 6 GANG ANTIQUE GOLD PLATE | RAMKA 6 MOD. PLAYBUS STARE ZŁOTO | 68.2 | 1 | NR | 67 | 1 | NR | 1.791% | OFFICIAL | 1DM10G06F14305K100 | 40 | 1DM | BUILDING | 10G | BUILDING OTHERS | 06F | PLAYBUS RANGE | 12 | 24 | NR | 447.891 | CCM | 78.875 | 70.988 | G | 8011564039360 | 8011564353022 | 8011564353022 | 85389099
GW32076 | PLAYBUS 6 GANG SHINY CHROME PLATE | RAMKA 6 MOD. PLAYBUS POLEROWANY CHROM | 68.2 | 1 | NR | 67 | 1 | NR | 1.791% | OFFICIAL | 1DM10G06F14305I100 | 30 | 1DM | BUILDING | 10G | BUILDING OTHERS | 06F | PLAYBUS RANGE | 12 | 24 | NR | 447.891 | CCM | 78 | 70.2 | G | 8011564041202 | 8011564354746 | 8011564354746 | 85389099
GW30633 | 12V AC BELL 8VA | DZWONEK 12V AC 8 VA | 45.5 | 1 | NR | 44.7 | 1 | NR | 1.79% | OFFICIAL | 1DM10G06F11302A100 | 30 | 1DM | BUILDING | 10G | BUILDING OTHERS | 06F | PLAYBUS RANGE | 12 | 24 | NR | 168.328 | CCM | 76.583 | 68.925 | G | 8011564031210 | 8011564343726 | 8011564343733 | 85318040
GW30012 | 1P TWO-WAY SWITCH 16A 250V LOC.BLUE LIG. | ŁĄCZN.SCHOD. 1P 16A 250V LOK.ŚW.NIEB. | 17.1 | 1 | NR | 16.8 | 1 | NR | 1.786% | OFFICIAL | 1DM10G06F10100C100 | 30 | 1DM | BUILDING | 10G | BUILDING OTHERS | 06F | PLAYBUS RANGE | 24 | 48 | NR | 152.751 | CCM | 38.5 | 34.65 | G | 8011564025295 | 8011564337114 | 8011564337121 | 85365080
GW30035 | N/C 1P PUSH BUTTON 16A | PRZYCISK N/C 1P 16A | 17.1 | 1 | NR | 16.8 | 1 | NR | 1.786% | OFFICIAL | 1DM10G06F10100E100 | 30 | 1DM | BUILDING | 10G | BUILDING OTHERS | 06F | PLAYBUS RANGE | 12 | 24 | NR | 168.328 | CCM | 37.833 | 34.05 | G | 8011564029866 | 8011564363632 | 8011564341456 | 85365080
GW20901 | SET 2 KEYS FOR COMMAND DEVICES | ZESTAW 2 KLAWISZY DO URZĄDZEŃ STERUJ. | 8.6 | 1 | NR | 8.45 | 1 | NR | 1.775% | OFFICIAL | 1DM10G06F11503G100 | 30 | 1DM | BUILDING | 10G | BUILDING OTHERS | 06F | PLAYBUS RANGE | 1 | 100 | NR | 49.98 | CCM | 8.3 | 7.47 | G | 8011564020221 | 8011564020221 | 8011564331129 | 85389099
GW30038 | N/O 1P PUSH BUTTON WITH ILL.NAME PLATE | PRZYCISK N/O 1-BIEGUN.Z PODŚW.TABL.NAZW. | 28.7 | 1 | NR | 28.2 | 1 | NR | 1.773% | OFFICIAL | 1DM10G06F10100E100 | 30 | 1DM | BUILDING | 10G | BUILDING OTHERS | 06F | PLAYBUS RANGE | 12 | 36 | NR | 399.483 | CCM | 63.139 | 56.825 | G | 8011564029897 | 8011564341517 | 8011564341524 | 85365080
GW32024 | PLAYBUS 4 GANG SNOW WHITE PLATE | RAMKA 4 MOD. PLAYBUS ŚNIEŻNA BIEL | 28.7 | 1 | NR | 28.2 | 1 | NR | 1.773% | OFFICIAL | 1DM10G06F14304K100 | 30 | 1DM | BUILDING | 10G | BUILDING OTHERS | 06F | PLAYBUS RANGE | 1 | 24 | NR | 447.891 | CCM | 51.917 | 46.725 | G | 8011564031616 | 8011564344457 | 8011564344457 | 85389099
GW32054 | PLAYBUS 4 GANG BLACK LACQUER PLATE | RAMKA 4 MOD. PLAYBUS CZARNA LAKIEROW. | 28.7 | 1 | NR | 28.2 | 1 | NR | 1.773% | OFFICIAL | 1DM10G06F14304M100 | 30 | 1DM | BUILDING | 10G | BUILDING OTHERS | 06F | PLAYBUS RANGE | 1 | 24 | NR | 447.891 | CCM | 50.25 | 27.157 | G | 8011564039216 | 8011564352797 | 8011564352797 | 85389099
GW30116 | MOMENTARY RELAY 1P 10A 250V-COIL 230V | PRZEKAŹNIK MONOST.1P 10A 250V-CEWKA 230V | 92.1 | 1 | NR | 90.5 | 1 | NR | 1.768% | OFFICIAL | 1DM10G06F12100K100 | 40 | 1DM | BUILDING | 10G | BUILDING OTHERS | 06F | PLAYBUS RANGE | 1 | 12 | NR | 134.761 | CCM | 56.667 | 51 | G | 8011564099296 | 8011564099296 | 8011564455849 | 85364900
GW30703 | PROBE FOR READING EXTERNAL TEMPERATURE | CZUJKA ODCZYTU TEMPERATURY ZEWNĘTRZNEJ | 80.8 | 1 | NR | 79.4 | 1 | NR | 1.763% | OFFICIAL | 1DM10G06F12102K100 | 30 | 1DM | BUILDING | 10G | BUILDING OTHERS | 06F | PLAYBUS RANGE | 2 | 12 | NR | 1198.449 | CCM | 236.75 | 213.075 | G | 8011564031272 | 8011564343832 | 8011564343849 | 90329000
GW30111 | 1P 10A 250V LATCHING RELAY-230V COIL | 1P 10A 250V PRZEKAŹNIK Z BLOK.CEWKA 230V | 46.3 | 1 | NR | 45.5 | 1 | NR | 1.758% | OFFICIAL | 1DM10G06F12100K100 | 40 | 1DM | BUILDING | 10G | BUILDING OTHERS | 06F | PLAYBUS RANGE | 1 | 12 | NR | 134.761 | CCM | 63.417 | 57.075 | G | 8011564030398 | 8011564030398 | 8011564342484 | 85364900
GW30302 | ATT.THROUGHLINE TV S.10DB MALE C.9.5MM | GNIAZDO ANTENY TV S.10DB MĘSKIE 9,5 MM | 46.3 | 1 | NR | 45.5 | 1 | NR | 1.758% | OFFICIAL | 1DM10G06F10500Y100 | 40 | 1DM | BUILDING | 10G | BUILDING OTHERS | 06F | PLAYBUS RANGE | 1 | 24 | NR | 168.328 | CCM | 87 | 70.82 | G | 8011564078765 | 8011564078765 | 8011564409279 | 85366910
GW30306 | ATT.THROUGHLINE TV S.5 DB MALE C.9.5MM | GNIAZDO ANTENY TV S.5 DB MĘSKIE 9,5 MM | 46.3 | 1 | NR | 45.5 | 1 | NR | 1.758% | OFFICIAL | 1DM10G06F10500Y100 | 30 | 1DM | BUILDING | 10G | BUILDING OTHERS | 06F | PLAYBUS RANGE | 1 | 24 | NR | 168.328 | CCM | 86.333 | 77.7 | G | 8011564078802 | 8011564078802 | 8011564409316 | 85366910
GW30034 | DUAL N/O 1P PUSH BUTTON W.INTERLOCK 16A | PODWÓJNY PRZYCISK N/O 1P Z BLOKADĄ 16A | 23.5 | 1 | NR | 23.1 | 1 | NR | 1.732% | OFFICIAL | 1DM10G06F10100E100 | 30 | 1DM | BUILDING | 10G | BUILDING OTHERS | 06F | PLAYBUS RANGE | 12 | 24 | NR | 168.328 | CCM | 45.208 | 40.688 | G | 8011564029859 | 8011564363625 | 8011564341432 | 85365080
GW30214 | 2P+E 16A D.AMP ITA/GER ST.RED SOCK. | GNIAZDO CZERW. 2P+E 16A P.AMP ST WŁ/NIE | 23.5 | 1 | NR | 23.1 | 1 | NR | 1.732% | OFFICIAL | 1DM10G06F10300Q100 | 30 | 1DM | BUILDING | 10G | BUILDING OTHERS | 06F | PLAYBUS RANGE | 12 | 24 | NR | 305.503 | CCM | 70.042 | 63.038 | G | 8011564044890 | 8011564358607 | 8011564358614 | 85366990
GW30332 | 2P+E 16A D.AMP ITA/GER ST.GREEN SOCK. | GNIAZDO ZIEL.2P+E 16A P.AMP ST WŁ/NIEM | 23.5 | 1 | NR | 23.1 | 1 | NR | 1.732% | OFFICIAL | 1DM10G06F10300Q100 | 40 | 1DM | BUILDING | 10G | BUILDING OTHERS | 06F | PLAYBUS RANGE | 12 | 24 | NR | 305.503 | CCM | 70.167 | 63.15 | G | 8011564079175 | 8011564410527 | 8011564410534 | 85366990
GW32002 | PLAYBUS 2 GANG SLATE GREY PLATE | RAMKA 2 MOD. PLAYBUS SZARY ŁUPEK | 23.5 | 1 | NR | 23.1 | 1 | NR | 1.732% | OFFICIAL | 1DM10G06F14305E100 | 30 | 1DM | BUILDING | 10G | BUILDING OTHERS | 06F | PLAYBUS RANGE | 1 | 48 | NR | 397.813 | CCM | 49.083 | 44.175 | G | 8011564025349 | 8011564337213 | 8011564337213 | 85389099
GW32003 | PLAYBUS 3 GANG SLATE GREY PLATE | RAMKA 3 MOD. PLAYBUS SZARY ŁUPEK | 23.5 | 1 | NR | 23.1 | 1 | NR | 1.732% | OFFICIAL | 1DM10G06F14305E100 | 30 | 1DM | BUILDING | 10G | BUILDING OTHERS | 06F | PLAYBUS RANGE | 1 | 48 | NR | 397.813 | CCM | 44.042 | 24.082 | G | 8011564031456 | 8011564344143 | 8011564344143 | 85389099
GW32012 | PLAYBUS 2 GANG TITANIUM GREY PLATE | RAMKA 2 MOD. PLAYBUS SZARY TYTAN | 23.5 | 1 | NR | 23.1 | 1 | NR | 1.732% | OFFICIAL | 1DM10G06F14305C100 | 30 | 1DM | BUILDING | 10G | BUILDING OTHERS | 06F | PLAYBUS RANGE | 1 | 48 | NR | 397.813 | CCM | 49.313 | 44.381 | G | 8011564031517 | 8011564344266 | 8011564344266 | 85389099
GW32013 | PLAYBUS 3 GANG TITANIUM GREY PLATE | RAMKA 3 MOD. PLAYBUS SZARY TYTAN | 23.5 | 1 | NR | 23.1 | 1 | NR | 1.732% | OFFICIAL | 1DM10G06F14305C100 | 30 | 1DM | BUILDING | 10G | BUILDING OTHERS | 06F | PLAYBUS RANGE | 1 | 48 | NR | 397.813 | CCM | 44.25 | 25.41 | G | 8011564031524 | 8011564344280 | 8011564344280 | 85389099
GW30286 | UNWIRED ENCLOSURE AT&T RJ45 CAT.5 UTP | OBUDOWA NIEOKABL. AT&T RJ45 KAT.5 UTP | 8.85 | 1 | NR | 8.7 | 1 | NR | 1.724% | OFFICIAL | 1DM10G06F10701G100 | 30 | 1DM | BUILDING | 10G | BUILDING OTHERS | 06F | PLAYBUS RANGE | 1 | 96 | NR | 85.404 | CCM | 15.552 | 12.688 | G | 8011564045866 | 8011564045866 | 8011564398191 | 85389099
GW30287 | EMPTY ENCL.AMP RJ45 CAT.5 UTP | PUSTA OBUDOWA AMP RJ45 KAT.5 UTP | 8.85 | 1 | NR | 8.7 | 1 | NR | 1.724% | OFFICIAL | 1DM10G06F10701G100 | 30 | 1DM | BUILDING | 10G | BUILDING OTHERS | 06F | PLAYBUS RANGE | 1 | 96 | NR | 149.806 | CCM | 15.458 | 13.913 | G | 8011564071865 | 8011564071865 | 8011564403512 | 85389099
GW30946 | MINIATURE LAMP 110/230 1W | MINIATUROWA LAMPKA 110/230 1W | 5.9 | 1 | NR | 5.8 | 1 | NR | 1.724% | OFFICIAL | 1DM10G06F11103A100 | 30 | 1DM | BUILDING | 10G | BUILDING OTHERS | 06F | PLAYBUS RANGE | 50 | 50 | NR | 32.343 | CCM | 2.94 | 2.646 | G | 8011564095311 | 8011564454545 | 8011564454545 | 85308000
GW30947 | MINIATURE LAMP 110/230V 1W | MINIATUROWA LAMPKA 110/230V 1W | 5.9 | 1 | NR | 5.8 | 1 | NR | 1.724% | OFFICIAL | 1DM10G06F11103A100 | 30 | 1DM | BUILDING | 10G | BUILDING OTHERS | 06F | PLAYBUS RANGE | 50 | 50 | NR | 32.343 | CCM | 2.84 | 2.556 | G | 8011564095328 | 8011564454552 | 8011564454552 | 85308000
GW30374 | 1P+N C6 3KA 230V MCB | WYŁ. RÓŻN-PR..-1P+N C6 3KA 230V | 118 | 1 | NR | 116 | 1 | NR | 1.724% | OFFICIAL | 1DM10G06F10901O100 | 30 | 1DM | BUILDING | 10G | BUILDING OTHERS | 06F | PLAYBUS RANGE | 1 | 12 | NR | 134.761 | CCM | 75.833 | 68.25 | G | 8011564079564 | 8011564079564 | 8011564410749 | 85362010
GW30375 | 1P+N C10 3KA 230V MCB | WYŁ. RÓŻN-PR..-1P+N C10 3KA 230V | 118 | 1 | NR | 116 | 1 | NR | 1.724% | OFFICIAL | 1DM10G06F10901O100 | 30 | 1DM | BUILDING | 10G | BUILDING OTHERS | 06F | PLAYBUS RANGE | 1 | 12 | NR | 134.761 | CCM | 75.833 | 68.25 | G | 8011564079571 | 8011564079571 | 8011564410756 | 85362010
GW30376 | 1P+N C16 3KA 230V MCB | WYŁ. RÓŻN-PR..-1P+N C16 3KA 230V | 118 | 1 | NR | 116 | 1 | NR | 1.724% | OFFICIAL | 1DM10G06F10901O100 | 30 | 1DM | BUILDING | 10G | BUILDING OTHERS | 06F | PLAYBUS RANGE | 1 | 12 | NR | 134.761 | CCM | 75.167 | 67.65 | G | 8011564079526 | 8011564079526 | 8011564410701 | 85362010
GW32242 | PLAYBUS YOUNG 2 GANG CLOUD WHITE PLATE | RAMKA 2 MOD.PLAYBUS YOUNG BIAŁA CHMUR. | 5.95 | 1 | NR | 5.85 | 1 | NR | 1.709% | OFFICIAL | 1DM10G06F14103I100 | 30 | 1DM | BUILDING | 10G | BUILDING OTHERS | 06F | PLAYBUS RANGE | 12 | 12 | NR | 377.625 | CCM | 34.75 | 21.09 | G | 8011564079052 | 8011564484436 | 8011564484436 | 85389099
GW32243 | PLAYBUS YOUNG 3 GANG CLOUD WHITE PLATE | RAMKA 3 MOD.PLAYBUS YOUNG BIAŁA CHMUR. | 5.95 | 1 | NR | 5.85 | 1 | NR | 1.709% | OFFICIAL | 1DM10G06F14103I100 | 30 | 1DM | BUILDING | 10G | BUILDING OTHERS | 06F | PLAYBUS RANGE | 96 | 96 | NR | 448.438 | CCM | 35.781 | 33.02 | G | 8011564079069 | 8011564409750 | 8011564409750 | 85389099
GW32302 | PLAYBUS YOUNG 2 GANG TONER GREY PLATE | RAMKA 2 MOD.PLAYBUS YOUNG SZARY | 5.95 | 1 | NR | 5.85 | 1 | NR | 1.709% | OFFICIAL | 1DM10G06F14103K100 | 30 | 1DM | BUILDING | 10G | BUILDING OTHERS | 06F | PLAYBUS RANGE | 12 | 12 | NR | 377.625 | CCM | 33.333 | 21.09 | G | 8011564071896 | 8011564484474 | 8011564484474 | 85389099
GW32303 | PLAYBUS YOUNG 3 GANG TONER GREY PLATE | RAMKA 3 MOD.PLAYBUS YOUNG SZARY | 5.95 | 1 | NR | 5.85 | 1 | NR | 1.709% | OFFICIAL | 1DM10G06F14103K100 | 30 | 1DM | BUILDING | 10G | BUILDING OTHERS | 06F | PLAYBUS RANGE | 96 | 96 | NR | 448.438 | CCM | 35.229 | 20.518 | G | 8011564045101 | 8011564450684 | 8011564450684 | 85389099
GW32006 | PLAYBUS 6 GANG SLATE GREY PLATE | RAMKA 6 MOD. PLAYBUS SZARY ŁUPEK | 47.8 | 1 | NR | 47 | 1 | NR | 1.702% | OFFICIAL | 1DM10G06F14305E100 | 30 | 1DM | BUILDING | 10G | BUILDING OTHERS | 06F | PLAYBUS RANGE | 1 | 24 | NR | 447.891 | CCM | 72.333 | 65.1 | G | 8011564031470 | 8011564344181 | 8011564344181 | 85389099
GW32016 | PLAYBUS 6 GANG TITANIUM GREY PLATE | RAMKA 6 MOD. PLAYBUS SZARY TYTAN | 47.8 | 1 | NR | 47 | 1 | NR | 1.702% | OFFICIAL | 1DM10G06F14305C100 | 30 | 1DM | BUILDING | 10G | BUILDING OTHERS | 06F | PLAYBUS RANGE | 1 | 24 | NR | 447.891 | CCM | 73.167 | 65.85 | G | 8011564031548 | 8011564344327 | 8011564344327 | 85389099
GW32027 | PLAYBUS 8 GANG SNOW WHITE PLATE | RAMKA 8 MOD. PLAYBUS ŚNIEŻNA BIEL | 47.8 | 1 | NR | 47 | 1 | NR | 1.702% | OFFICIAL | 1DM10G06F14304K100 | 30 | 1DM | BUILDING | 10G | BUILDING OTHERS | 06F | PLAYBUS RANGE | 6 | 12 | NR | 698.417 | CCM | 95.667 | 86.1 | G | 8011564031630 | 8011564344495 | 8011564344495 | 85389099
GW32057 | PLAYBUS 8 GANG BLACK LACQUER PLATE | RAMKA 8 MOD. PLAYBUS CZARNA LAKIEROW. | 47.8 | 1 | NR | 47 | 1 | NR | 1.702% | OFFICIAL | 1DM10G06F14304M100 | 30 | 1DM | BUILDING | 10G | BUILDING OTHERS | 06F | PLAYBUS RANGE | 6 | 12 | NR | 698.417 | CCM | 90.917 | 81.825 | G | 8011564039247 | 8011564352841 | 8011564352841 | 85389099
GW32123 | PLAYBUS PROF+BOX CLOUD WHITE 1G PLATE | RAM.PROFIL+PUSZ.PLAYBUS BIAŁ.CHMU.1 MOD | 23.9 | 1 | NR | 23.5 | 1 | NR | 1.702% | OFFICIAL | 1DM10G06F14505Q100 | 30 | 1DM | BUILDING | 10G | BUILDING OTHERS | 06F | PLAYBUS RANGE | 1 | 30 | NR | 273.292 | CCM | 51.9 | 46.71 | G | 8011564095335 | 8011564095335 | 8011564458574 | 85389099
GW30267 | DATA CONNECTOR RJ45 CAT.5E UTP | ZŁĄCZE DANYCH RJ45 KAT.5E UTP | 54.3 | 1 | NR | 53.4 | 1 | NR | 1.685% | OFFICIAL | 1DM10G06F10701E100 | 30 | 1DM | BUILDING | 10G | BUILDING OTHERS | 06F | PLAYBUS RANGE | 1 | 24 | NR | 168.328 | CCM | 24.208 | 21.788 | G | 8011564045859 | 8011564045859 | 8011564359680 | 85366930
GW30903 | 3 GANG BLANKING MODULE | ZAŚLEPKA Z 3 MOD. | 9.05 | 1 | NR | 8.9 | 1 | NR | 1.685% | OFFICIAL | 1DM10G06F11500M100 | 30 | 1DM | BUILDING | 10G | BUILDING OTHERS | 06F | PLAYBUS RANGE | 8 | 32 | NR | 817.934 | CCM | 54.75 | 49.275 | G | 8011564031333 | 8011564343924 | 8011564343931 | 85389099
GW30033 | DUAL N/O 1P PUSH BUTTON 16A | PODWÓJNY PRZYCISK N/O 1P 16A | 30.4 | 1 | NR | 29.9 | 1 | NR | 1.672% | OFFICIAL | 1DM10G06F10100E100 | 30 | 1DM | BUILDING | 10G | BUILDING OTHERS | 06F | PLAYBUS RANGE | 12 | 24 | NR | 168.328 | CCM | 43.542 | 39.188 | G | 8011564029842 | 8011564363618 | 8011564341418 | 85365080
GW30031 | N/O 2P PUSH BUTTON WITH PULL CORD 16A | PRZYCISK N/O DWUBIEGUNOWY Z LINKĄ 16A | 36.6 | 1 | NR | 36 | 1 | NR | 1.667% | OFFICIAL | 1DM10G06F10100E100 | 30 | 1DM | BUILDING | 10G | BUILDING OTHERS | 06F | PLAYBUS RANGE | 4 | 32 | NR | 449.418 | CCM | 112.19 | 100.971 | G | 8011564029828 | 8011564345089 | 8011564345096 | 85365080
GW30004 | 2P ONE-WAY SWITCH 16AX 250V WHITE | ŁĄCZNIK POJEDYNCZY 2P 16AX 250V BIAŁY | 18.4 | 1 | NR | 18.1 | 1 | NR | 1.657% | OFFICIAL | 1DM10G06F10100A100 | 30 | 1DM | BUILDING | 10G | BUILDING OTHERS | 06F | PLAYBUS RANGE | 24 | 48 | NR | 152.751 | CCM | 41.479 | 37.331 | G | 8011564025240 | 8011564337022 | 8011564337039 | 85365080
GW32022 | PLAYBUS 2 GANG SNOW WHITE PLATE | RAMKA 2 MOD. PLAYBUS ŚNIEŻNA BIEL | 18.4 | 1 | NR | 18.1 | 1 | NR | 1.657% | OFFICIAL | 1DM10G06F14304K100 | 30 | 1DM | BUILDING | 10G | BUILDING OTHERS | 06F | PLAYBUS RANGE | 12 | 48 | NR | 397.813 | CCM | 50.25 | 45.225 | G | 8011564031593 | 8011564344419 | 8011564344419 | 85389099
GW32023 | PLAYBUS 3 GANG SNOW WHITE PLATE | RAMKA 3 MOD. PLAYBUS ŚNIEŻNA BIEL | 18.4 | 1 | NR | 18.1 | 1 | NR | 1.657% | OFFICIAL | 1DM10G06F14304K100 | 30 | 1DM | BUILDING | 10G | BUILDING OTHERS | 06F | PLAYBUS RANGE | 1 | 48 | NR | 397.813 | CCM | 44.083 | 39.675 | G | 8011564031609 | 8011564344433 | 8011564344433 | 85389099
GW32052 | PLAYBUS 2 GANG BLACK LACQUER PLATE | RAMKA 2 MOD. PLAYBUS CZARNA LAKIEROW. | 18.4 | 1 | NR | 18.1 | 1 | NR | 1.657% | OFFICIAL | 1DM10G06F14304M100 | 30 | 1DM | BUILDING | 10G | BUILDING OTHERS | 06F | PLAYBUS RANGE | 12 | 48 | NR | 397.813 | CCM | 49.063 | 44.156 | G | 8011564039186 | 8011564352742 | 8011564352742 | 85389099
GW32053 | PLAYBUS 3 GANG BLACK LACQUER PLATE | RAMKA 3 MOD. PLAYBUS CZARNA LAKIEROW. | 18.4 | 1 | NR | 18.1 | 1 | NR | 1.657% | OFFICIAL | 1DM10G06F14304M100 | 30 | 1DM | BUILDING | 10G | BUILDING OTHERS | 06F | PLAYBUS RANGE | 1 | 48 | NR | 397.813 | CCM | 44.292 | 39.863 | G | 8011564039193 | 8011564352766 | 8011564352766 | 85389099
GW30044 | 1 MODULE PUSH-BUTTON ''PORTER'' | 1 MOD.PRZYCISK „PORTIER” | 6.15 | 1 | NR | 6.05 | 1 | NR | 1.653% | OFFICIAL | 1DM10G06F10100G100 | 40 | 1DM | BUILDING | 10G | BUILDING OTHERS | 06F | PLAYBUS RANGE | 4 | 48 | NR | 33.69 | CCM | 6.75 | 6.075 | G | 0 | 0 | 0 | 0
GW30702 | SUMMER/WINTER ELECTRONIC THERMOSTAT | TERMOSTAT ELEKTRONICZNY LATO/ZIMA | 370 | 1 | NR | 364 | 1 | NR | 1.648% | OFFICIAL | 1DM10G06F12102K100 | 30 | 1DM | BUILDING | 10G | BUILDING OTHERS | 06F | PLAYBUS RANGE | 2 | 4 | NR | 1009.969 | CCM | 255.75 | 230.175 | G | 8011564031265 | 8011564343818 | 8011564343825 | 90321020
GW30706 | PLAYBUS TIMED THERMOSTAT | TERMOSTAT Z TIMEREM PLAYBUS | 433 | 1 | NR | 426 | 1 | NR | 1.643% | OFFICIAL | 1DM10G06F12102K100 | 30 | 1DM | BUILDING | 10G | BUILDING OTHERS | 06F | PLAYBUS RANGE | 1 | 2 | NR | 2019.938 | CCM | 260 | 234 | G | 8011564289390 | 8011564289390 | 8011564633698 | 90321020
GW30041 | 1 MOD.NEUTRAL BUTTON | 1 MOD. PRZYCISK NEUTRALNY | 3.15 | 1 | NR | 3.1 | 1 | NR | 1.613% | OFFICIAL | 1DM10G06F10100G100 | 40 | 1DM | BUILDING | 10G | BUILDING OTHERS | 06F | PLAYBUS RANGE | 4 | 48 | NR | 33.69 | CCM | 4.833 | 4.35 | G | 8011564029903 | 8011564341531 | 8011564349964 | 85389099
GW30056 | 1 MOD.GENERAL BUTTON 2 SLOTS | 1 MOD. PRZYCISK OGÓLNY 2 GNIAZDA | 3.15 | 1 | NR | 3.1 | 1 | NR | 1.613% | OFFICIAL | 1DM10G06F10100G100 | 40 | 1DM | BUILDING | 10G | BUILDING OTHERS | 06F | PLAYBUS RANGE | 4 | 48 | NR | 33.69 | CCM | 5.333 | 4.8 | G | 8011564099289 | 8011564455863 | 8011564455856 | 85389099
GW32402 | 2 GANG PLAYBUS SUPPORT | POKRYWA PLABUS 2 MODUŁY | 3.15 | 1 | NR | 3.1 | 1 | NR | 1.613% | OFFICIAL | 1DM10G06F14505Y100 | 30 | 1DM | BUILDING | 10G | BUILDING OTHERS | 06F | PLAYBUS RANGE | 10 | 150 | NR | 256.533 | CCM | 22.667 | 20.29 | G | 8011564031821 | 8011564344846 | 8011564344853 | 85389099
GW30912 | SET 2 KEYS FOR PUSH-BUTTONS | ZESTAW 2 KLUCZY DO PRZYCISKÓW | 9.5 | 1 | NR | 9.35 | 1 | NR | 1.604% | OFFICIAL | 1DM10G06F11503G100 | 30 | 1DM | BUILDING | 10G | BUILDING OTHERS | 06F | PLAYBUS RANGE | 1 | 100 | NR | 16.171 | CCM | 8.37 | 7.72 | G | 8011564056022 | 8011564056022 | 8011564373990 | 85389099
GW30377 | 1P+N C6 3KA 230V RCBO | WYŁ.RÓŻN.-1P+N C6 3KA 230V | 318 | 1 | NR | 313 | 1 | NR | 1.597% | OFFICIAL | 1DM10G06F10901S100 | 30 | 1DM | BUILDING | 10G | BUILDING OTHERS | 06F | PLAYBUS RANGE | 1 | 6 | NR | 269.522 | CCM | 138.833 | 124.95 | G | 8011564079588 | 8011564079588 | 8011564410763 | 85362010
GW30378 | 1P+N C10 3KA 230V RCBO | WYŁ.RÓŻN.-1P+N C10 3KA 230V | 318 | 1 | NR | 313 | 1 | NR | 1.597% | OFFICIAL | 1DM10G06F10901S100 | 30 | 1DM | BUILDING | 10G | BUILDING OTHERS | 06F | PLAYBUS RANGE | 1 | 6 | NR | 269.522 | CCM | 137.5 | 123.75 | G | 8011564079595 | 8011564079595 | 8011564410770 | 85362010
GW30379 | 1P+N C16 3KA 230V RCBO | WYŁ.RÓŻN.-1P+N C16 3KA 230V | 318 | 1 | NR | 313 | 1 | NR | 1.597% | OFFICIAL | 1DM10G06F10901S100 | 30 | 1DM | BUILDING | 10G | BUILDING OTHERS | 06F | PLAYBUS RANGE | 1 | 6 | NR | 269.522 | CCM | 136 | 122.4 | G | 8011564079601 | 8011564079601 | 8011564410787 | 85362010
GW32408 | 12 GANG SUPPORT FOR PLAYBUS PLATES | 12-MOD. POKRYWA DLA RAMKI PLAYBUS | 9.55 | 1 | NR | 9.4 | 1 | NR | 1.596% | OFFICIAL | 1DM10G06F14505Y100 | 30 | 1DM | BUILDING | 10G | BUILDING OTHERS | 06F | PLAYBUS RANGE | 5 | 50 | NR | 1075.84 | CCM | 70.58 | 63.522 | G | 8011564031876 | 8011564344945 | 8011564344952 | 85389099
GW32246 | PLAYBUS YOUNG 6 GANG CLOUD WHITE PLATE | RAMKA 6 MOD.PLAYBUS YOUNG BIAŁA CHMUR. | 12.8 | 1 | NR | 12.6 | 1 | NR | 1.587% | OFFICIAL | 1DM10G06F14103I100 | 30 | 1DM | BUILDING | 10G | BUILDING OTHERS | 06F | PLAYBUS RANGE | 8 | 8 | NR | 566.438 | CCM | 44.625 | 40.163 | G | 8011564079083 | 8011564484450 | 8011564484450 | 85389099
GW32306 | PLAYBUS YOUNG 6 GANG TONER GREY PLATE | RAMKA 6 MOD.PLAYBUS YOUNG SZARY | 12.8 | 1 | NR | 12.6 | 1 | NR | 1.587% | OFFICIAL | 1DM10G06F14103K100 | 30 | 1DM | BUILDING | 10G | BUILDING OTHERS | 06F | PLAYBUS RANGE | 8 | 8 | NR | 566.438 | CCM | 43.75 | 39.375 | G | 8011564045125 | 8011564484498 | 8011564484498 | 85389099
GW30407 | 230V 25-180W ELECTRONIC LIGHT DIMMER | ELEKTRON.ŚCIEMNIACZ ŚWIATŁA 230V 25-180W | 192 | 1 | NR | 189 | 1 | NR | 1.587% | OFFICIAL | 1DM10G06F12102G100 | 40 | 1DM | BUILDING | 10G | BUILDING OTHERS | 06F | PLAYBUS RANGE | 1 | 12 | NR | 134.761 | CCM | 48.417 | 43.575 | G | 8011564079625 | 8011564079625 | 8011564410800 | 85365080
GW30043 | 1 MODULE PUSH-BUTTON ''ROOM SERVICE'' | 1 MOD.PRZYCISK „OBSŁUGA POKOJOWA” | 6.45 | 1 | NR | 6.35 | 1 | NR | 1.575% | OFFICIAL | 1DM10G06F10100G100 | 40 | 1DM | BUILDING | 10G | BUILDING OTHERS | 06F | PLAYBUS RANGE | 4 | 48 | NR | 33.69 | CCM | 5.563 | 5.006 | G | 8011564029927 | 8011564341579 | 8011564349988 | 85389099
GW30046 | 1 MODULE PUSH-BUTTON ''TABLE LAMP'' | 1 MOD.PRZYCISK „LAMPA STOŁOWA” | 6.45 | 1 | NR | 6.35 | 1 | NR | 1.575% | OFFICIAL | 1DM10G06F10100G100 | 40 | 1DM | BUILDING | 10G | BUILDING OTHERS | 06F | PLAYBUS RANGE | 4 | 48 | NR | 33.69 | CCM | 5.354 | 4.819 | G | 8011564029958 | 8011564341630 | 8011564350014 | 85389099
GW30049 | 1 MODULE PUSH-BUTTON ''FAN'' | 1 MOD.PRZYCISK „WENTYLATOR” | 6.45 | 1 | NR | 6.35 | 1 | NR | 1.575% | OFFICIAL | 1DM10G06F10100G100 | 40 | 1DM | BUILDING | 10G | BUILDING OTHERS | 06F | PLAYBUS RANGE | 4 | 48 | NR | 33.69 | CCM | 5.146 | 4.631 | G | 8011564029989 | 8011564341692 | 8011564350045 | 85389099
GW30902 | 2 GANG BLANKING MODULE | ZAŚLEPKA Z 2 MOD. | 6.45 | 1 | NR | 6.35 | 1 | NR | 1.575% | OFFICIAL | 1DM10G06F11500M100 | 30 | 1DM | BUILDING | 10G | BUILDING OTHERS | 06F | PLAYBUS RANGE | 12 | 48 | NR | 299.612 | CCM | 30.063 | 27.056 | G | 8011564031326 | 8011564343900 | 8011564343917 | 85389099
GW30021 | N/O 1P PUSH BUTTON 16A | PRZYCISK N/O 1P 16A | 13.1 | 1 | NR | 12.9 | 1 | NR | 1.55% | OFFICIAL | 1DM10G06F10100E100 | 30 | 1DM | BUILDING | 10G | BUILDING OTHERS | 06F | PLAYBUS RANGE | 24 | 96 | NR | 149.806 | CCM | 35.302 | 31.772 | G | 8011564029729 | 8011564341180 | 8011564341197 | 85365080
GW30211 | 2P+E 16A IT./GER.SOCKET WITH SHUTT. | GNIAZDO 2P+E 16A WŁ/NIEM.Z PRZESŁONAMI | 20.3 | 1 | NR | 20 | 1 | NR | 1.5% | OFFICIAL | 1DM10G06F10300U100 | 30 | 1DM | BUILDING | 10G | BUILDING OTHERS | 06F | PLAYBUS RANGE | 12 | 48 | NR | 299.612 | CCM | 68.042 | 61.238 | G | 8011564030480 | 8011564342620 | 8011564342637 | 85366990
GW30015 | REVERSING SWITCH 16A | ŁĄCZNIK KRZYŻ. 16A | 20.4 | 1 | NR | 20.1 | 1 | NR | 1.493% | OFFICIAL | 1DM10G06F10100C100 | 30 | 1DM | BUILDING | 10G | BUILDING OTHERS | 06F | PLAYBUS RANGE | 24 | 48 | NR | 152.751 | CCM | 43.063 | 38.756 | G | 8011564029705 | 8011564341142 | 8011564341159 | 85365080
GW30030 | N/O DOUBLE POLE PUSH BUTTON 16A | PRZYCISK N/O DWUBIEGUNOWY 16A | 20.4 | 1 | NR | 20.1 | 1 | NR | 1.493% | OFFICIAL | 1DM10G06F10100E100 | 30 | 1DM | BUILDING | 10G | BUILDING OTHERS | 06F | PLAYBUS RANGE | 24 | 48 | NR | 152.751 | CCM | 43.292 | 38.963 | G | 8011564029811 | 8011564341364 | 8011564341371 | 85365080
GW30333 | 2P+E 16A GER.ST.GREEN SOCKET | GNIAZDO ZIELONE 2P+E 16A ST. NIEMIECKI | 20.4 | 1 | NR | 20.1 | 1 | NR | 1.493% | OFFICIAL | 1DM10G06F10300Q100 | 40 | 1DM | BUILDING | 10G | BUILDING OTHERS | 06F | PLAYBUS RANGE | 12 | 24 | NR | 305.503 | CCM | 70.292 | 63.263 | G | 0 | 0 | 0 | 0
GW30215 | 2P 16A FRENCH SOCKET WITH SHUTT. | GNIAZDO 2P 16A FRANCUSKIE Z PRZESŁONAMI | 13.8 | 1 | NR | 13.6 | 1 | NR | 1.471% | OFFICIAL | 1DM10G06F10300U100 | 30 | 1DM | BUILDING | 10G | BUILDING OTHERS | 06F | PLAYBUS RANGE | 12 | 48 | NR | 299.612 | CCM | 56.521 | 50.869 | G | 8011564030510 | 8011564342682 | 8011564342699 | 85366990
GW32406 | 6 GANG SUPPORT FOR PLAYBUS PLATES | 6-MOD. POKRYWA DLA RAMKI PLAYBUS | 6.95 | 1 | NR | 6.85 | 1 | NR | 1.46% | OFFICIAL | 1DM10G06F14505Y100 | 30 | 1DM | BUILDING | 10G | BUILDING OTHERS | 06F | PLAYBUS RANGE | 10 | 100 | NR | 430.5 | CCM | 39.78 | 33.25 | G | 8011564031852 | 8011564344907 | 8011564344914 | 85389099
GW30401 | 230V 60-500W ELECTRONIC LIGHT DIMMER | ELEKTRON.ŚCIEMNIACZ ŚWIATŁA 230V 60-500W | 142 | 1 | NR | 140 | 1 | NR | 1.429% | OFFICIAL | 1DM10G06F12102G100 | 30 | 1DM | BUILDING | 10G | BUILDING OTHERS | 06F | PLAYBUS RANGE | 1 | 6 | NR | 269.522 | CCM | 124.667 | 112.2 | G | 8011564030978 | 8011564030978 | 8011564343368 | 85365080
GW30901 | 1 GANG BLANKING MODULE | ZAŚLEPKA Z 1 MOD. | 2.23 | 1 | NR | 2.2 | 1 | NR | 1.364% | OFFICIAL | 1DM10G06F11500M100 | 30 | 1DM | BUILDING | 10G | BUILDING OTHERS | 06F | PLAYBUS RANGE | 5 | 200 | NR | 47.971 | CCM | 10.29 | 7.413 | G | 8011564031319 | 8011564552333 | 8011564552340 | 85389099
GW30023 | N/O 1P PUSH BUTTON 16A FUNCT.BLUE LIGHT | PRZYCISK N/O 1P 16A FUNK.ŚWIAT.NIEBIESK. | 15.2 | 1 | NR | 15 | 1 | NR | 1.333% | OFFICIAL | 1DM10G06F10100E100 | 30 | 1DM | BUILDING | 10G | BUILDING OTHERS | 06F | PLAYBUS RANGE | 12 | 24 | NR | 168.328 | CCM | 39.208 | 35.288 | G | 8011564029743 | 8011564363540 | 8011564341227 | 85365080
GW30024 | ONE-POLE PUSH-BUTTON N/O 16A ''OPEN DOOR | PRZYCISK 1-BIEG. N/O 16A „OTWÓRZ DRZWI” | 15.2 | 1 | NR | 15 | 1 | NR | 1.333% | OFFICIAL | 1DM10G06F10100E100 | 30 | 1DM | BUILDING | 10G | BUILDING OTHERS | 06F | PLAYBUS RANGE | 12 | 24 | NR | 168.328 | CCM | 37.875 | 34.088 | G | 8011564029750 | 8011564363557 | 8011564341241 | 85365080
GW30025 | ONE-POLE PUSH BUTTON N/O 16A ''BELL'' | PRZYCISK 1-BIEG. N/O 16A „DZWONEK” | 15.2 | 1 | NR | 15 | 1 | NR | 1.333% | OFFICIAL | 1DM10G06F10100E100 | 30 | 1DM | BUILDING | 10G | BUILDING OTHERS | 06F | PLAYBUS RANGE | 12 | 24 | NR | 168.328 | CCM | 39.292 | 35.363 | G | 8011564029767 | 8011564363564 | 8011564341265 | 85365080
GW30026 | ONE-POLE PUSH-BUTTON N/O 16A ''LAMP'' | PRZYCISK 1-BIEG. N/O 16A „LAMPA” | 15.2 | 1 | NR | 15 | 1 | NR | 1.333% | OFFICIAL | 1DM10G06F10100E100 | 30 | 1DM | BUILDING | 10G | BUILDING OTHERS | 06F | PLAYBUS RANGE | 12 | 24 | NR | 168.328 | CCM | 39.75 | 35.775 | G | 8011564029774 | 8011564363571 | 8011564341289 | 85365080
GW30027 | ONE-POLE PUSH-BUTTON N/O 16A ''STAIR LIG | PRZYCISK 1-BIEG. N/O 16A „OŚWIET.SCHOD.” | 15.2 | 1 | NR | 15 | 1 | NR | 1.333% | OFFICIAL | 1DM10G06F10100E100 | 30 | 1DM | BUILDING | 10G | BUILDING OTHERS | 06F | PLAYBUS RANGE | 12 | 24 | NR | 168.328 | CCM | 38.625 | 34.763 | G | 8011564029781 | 8011564363588 | 8011564341302 | 85365080
GW30321 | 2P+E 16A DUAL AMP RED SOCKET-OUTLET | GNIAZDO CZERWONE 2P+E 16A PODW.AMP | 15.3 | 1 | NR | 15.1 | 1 | NR | 1.325% | OFFICIAL | 1DM10G06F10300Q100 | 30 | 1DM | BUILDING | 10G | BUILDING OTHERS | 06F | PLAYBUS RANGE | 24 | 48 | NR | 152.751 | CCM | 39.521 | 35.569 | G | 8011564044906 | 8011564358621 | 8011564358638 | 85366990
GW30331 | 2P+E 16A DUAL AMP GREEN SOCKET-OUTLET | GNIAZDO ZIELONE 2P+E 16A PODW.AMP | 15.3 | 1 | NR | 15.1 | 1 | NR | 1.325% | OFFICIAL | 1DM10G06F10300Q100 | 30 | 1DM | BUILDING | 10G | BUILDING OTHERS | 06F | PLAYBUS RANGE | 24 | 48 | NR | 152.751 | CCM | 40.021 | 34.119 | G | 8011564079151 | 8011564410503 | 8011564410510 | 85366990
GW20902 | CARTRIDGE LAMP, S6X36 12V INCAND. WHITE | WKŁAD DO LAMPY, S6X36 12V ŻAROWY BIAŁY | 4 | 1 | NR | 3.95 | 1 | NR | 1.266% | OFFICIAL | 1DM10G06F11103C100 | 30 | 1DM | BUILDING | 10G | BUILDING OTHERS | 06F | PLAYBUS RANGE | 50 | 50 | NR | 32.343 | CCM | 2.9 | 2.106 | G | 8011564020269 | 8011564331204 | 8011564331204 | 85393980
GW20903 | CARTRIDGE LAMP, S6X36 24V INCAND. WHITE | WKŁAD DO LAMPY, S6X36 24V ŻAROWY BIAŁY | 4 | 1 | NR | 3.95 | 1 | NR | 1.266% | OFFICIAL | 1DM10G06F11103C100 | 30 | 1DM | BUILDING | 10G | BUILDING OTHERS | 06F | PLAYBUS RANGE | 50 | 50 | NR | 32.343 | CCM | 2.38 | 2.142 | G | 8011564020276 | 8011564331211 | 8011564331211 | 85393980
GW20905 | CARTRIDGE LAMP S6X31 24V INCAND.WHITE | WKŁAD DO LAMPY, S6X31 24V ŻAROWY BIAŁY | 4 | 1 | NR | 3.95 | 1 | NR | 1.266% | OFFICIAL | 1DM10G06F11103C100 | 30 | 1DM | BUILDING | 10G | BUILDING OTHERS | 06F | PLAYBUS RANGE | 50 | 50 | NR | 32.343 | CCM | 2.36 | 2.124 | G | 8011564020290 | 8011564331235 | 8011564331235 | 85393980
GW20906 | CARTRIDGE LAMP S6X28 110/240V FLUO RED | WKŁAD DO LAMPY S6X28 110/240V FLUO CZERW | 4 | 1 | NR | 3.95 | 1 | NR | 1.266% | OFFICIAL | 1DM10G06F11103C100 | 30 | 1DM | BUILDING | 10G | BUILDING OTHERS | 06F | PLAYBUS RANGE | 50 | 50 | NR | 32.343 | CCM | 2.62 | 2.358 | G | 8011564020306 | 8011564331242 | 8011564331242 | 85393980
GW20908 | CARTRIDGE LAMP S6X28110/240V FLUO GREEN | WKŁAD DO LAMPY S6X28110/240V FLUO ZIELON | 4 | 1 | NR | 3.95 | 1 | NR | 1.266% | OFFICIAL | 1DM10G06F11103C100 | 30 | 1DM | BUILDING | 10G | BUILDING OTHERS | 06F | PLAYBUS RANGE | 50 | 50 | NR | 32.343 | CCM | 2.5 | 2.25 | G | 8011564033153 | 8011564346659 | 8011564346659 | 85393980
GW30611 | 12/24/230V RED SINGLE DIFFUSER LAMP | CZERWONA LAMPA Z POJ. DYFUZOR.12/24/230V | 16.9 | 1 | NR | 16.7 | 1 | NR | 1.198% | OFFICIAL | 1DM10G06F11101U100 | 30 | 1DM | BUILDING | 10G | BUILDING OTHERS | 06F | PLAYBUS RANGE | 24 | 48 | NR | 152.751 | CCM | 33.208 | 29.888 | G | 8011564031135 | 8011564343580 | 8011564343597 | 85308000
GW30612 | 12/24/230V GREEN SINGLE DIFFUSER LAMP | ZIELONA LAMPA Z POJ. DYFUZOR.12/24/230V | 16.9 | 1 | NR | 16.7 | 1 | NR | 1.198% | OFFICIAL | 1DM10G06F11101U100 | 30 | 1DM | BUILDING | 10G | BUILDING OTHERS | 06F | PLAYBUS RANGE | 24 | 48 | NR | 152.751 | CCM | 36.083 | 32.475 | G | 8011564031142 | 8011564343603 | 8011564343610 | 85308000
GW30614 | 12/24/230V CLEAR SINGLE DIFFUSER LAMP | WN.LAMPA Z POJ. DYFUZOR.12/24/230V | 16.9 | 1 | NR | 16.7 | 1 | NR | 1.198% | OFFICIAL | 1DM10G06F11101U100 | 30 | 1DM | BUILDING | 10G | BUILDING OTHERS | 06F | PLAYBUS RANGE | 24 | 48 | NR | 152.751 | CCM | 34.188 | 23.15 | G | 8011564031166 | 8011564343641 | 8011564343658 | 85308000
GW20924 | MINIATURE FUSE 6.3X32 10A 250V | BEZPIECZNIK MINIATUROWY 6,3X32 10A 250V | 0.91 | 1 | NR | 0.9 | 1 | NR | 1.111% | OFFICIAL | 1DM10G06F10903E100 | 30 | 1DM | BUILDING | 10G | BUILDING OTHERS | 06F | PLAYBUS RANGE | 10 | 200 | NR | 5.6 | CCM | 2.275 | 2.047 | G | 8011564026148 | 8011564338197 | 8011564338203 | 85361010
GW20911 | MINIATURE FUSE 5X20 2.5A 250V | BEZPIECZNIK MINIATUROWY 5X20 2,5A 250V | 0.7 | 1 | NR | 0.7 | 1 | NR | 2.22e-14% | OFFICIAL | 1DM10G06F10903E100 | 30 | 1DM | BUILDING | 10G | BUILDING OTHERS | 06F | PLAYBUS RANGE | 20 | 200 | NR | 3.6 | CCM | 1.035 | 0.931 | G | 8011564026087 | 8011564338074 | 8011564338081 | 85361010
GW32403 | 3 GANG SUPPORT FOR PLAYBUS PLATES | 3-MOD. POKRYWA DLA RAMKI PLAYBUS | 2.1 | 1 | NR | 2.3 | 1 | NR | -8.696% | OFFICIAL | 1DM10G06F14505Y100 | 30 | 1DM | BUILDING | 10G | BUILDING OTHERS | 06F | PLAYBUS RANGE | 10 | 150 | NR | 256.533 | CCM | 21.34 | 20.363 | G | 8011564031838 | 8011564344860 | 8011564344877 | 85389099
GW30212 | 2P+E 16A UNEL/DUAL SOCKET OUTLET | GNIAZDO UNEL/PODWÓJNE 2P+E 16A | 13.3 | 1 | NR | 14.7 | 1 | NR | -9.524% | OFFICIAL | 1DM10G06F10300O100 | 30 | 1DM | BUILDING | 10G | BUILDING OTHERS | 06F | PLAYBUS RANGE | 12 | 48 | NR | 299.612 | CCM | 66.833 | 60.15 | G | 8011564030497 | 8011564342644 | 8011564342651 | 85366990
GW35003W | ONE-WAY SWITCH FAST CONN.2P 10AX WH | ŁĄCZNIK POJ.SZYBKOZŁĄCZ.2P 10AX BIAŁ. | 3.65 | 1 | NR | 3.55 | 1 | NR | 2.817% | OFFICIAL | 1DM10G06H19106B100 | 30 | 1DM | BUILDING | 10G | BUILDING OTHERS | 06H | MONOBLOC RANGES | 10 | 100 | NR | 283.8 | CCM | 54 | 48.6 | G | 8011564862449 | 8011564988750 | 8011564988767 | 85365080
GW35003Y | ONE-WAY SWITCH FAST CONN.2P 10AX IV | ŁĄCZNIK POJ.SZYBKOZŁĄCZ.2P 10AX KSŁ. | 3.65 | 1 | NR | 3.55 | 1 | NR | 2.817% | OFFICIAL | 1DM10G06H19306E100 | 30 | 1DM | BUILDING | 10G | BUILDING OTHERS | 06H | MONOBLOC RANGES | 10 | 100 | NR | 283.8 | CCM | 54 | 48.6 | G | 8011564862739 | 8011564988774 | 8011564988781 | 85365080
GW35905AG | PLATE 5-GANG LIGHT GREY | RAMKA , 5 MODUŁÓW JASNOSZARA | 3.65 | 1 | NR | 3.55 | 1 | NR | 2.817% | OFFICIAL | 1DM10G06H19506K100 | 30 | 1DM | BUILDING | 10G | BUILDING OTHERS | 06H | MONOBLOC RANGES | 1 | 60 | NR | 1016.667 | CCM | 76.893 | 63.417 | G | 8011564857209 | 8011564990272 | 8011564990272 | 85389099
GW35905AH | PLATE 5-GANG HEMP | RAMKA 5 MODUŁÓW KONOP. | 3.65 | 1 | NR | 3.55 | 1 | NR | 2.817% | OFFICIAL | 1DM10G06H19506M100 | 30 | 1DM | BUILDING | 10G | BUILDING OTHERS | 06H | MONOBLOC RANGES | 1 | 60 | NR | 1016.667 | CCM | 76.893 | 63.417 | G | 8011564857216 | 8011564990289 | 8011564990289 | 85389099
GW35905AY | PLATE 5-GANG IVORY | RAMKA 5 MODUŁÓW KOŚĆ SŁONIOWE | 3.65 | 1 | NR | 3.55 | 1 | NR | 2.817% | OFFICIAL | 1DM10G06H19506I100 | 30 | 1DM | BUILDING | 10G | BUILDING OTHERS | 06H | MONOBLOC RANGES | 1 | 60 | NR | 1016.667 | CCM | 76.893 | 63.417 | G | 8011564857254 | 8011564990364 | 8011564990364 | 85389099
GW35903AW | PLATE 3-GANG WHITE | RAMKA 3 MODUŁY BIAŁA | 1.9 | 1 | NR | 1.85 | 1 | NR | 2.703% | OFFICIAL | 1DM10G06H19506H100 | 30 | 1DM | BUILDING | 10G | BUILDING OTHERS | 06H | MONOBLOC RANGES | 1 | 100 | NR | 610 | CCM | 47.495 | 39.41 | G | 8011564857117 | 8011564990111 | 8011564990111 | 85389099
GW35902AW | PLATE 2-GANG WHITE | RAMKA 2 MODUŁY BIAŁA | 1.3 | 1 | NR | 1.27 | 1 | NR | 2.362% | OFFICIAL | 1DM10G06H19506H100 | 30 | 1DM | BUILDING | 10G | BUILDING OTHERS | 06H | MONOBLOC RANGES | 1 | 120 | NR | 508.333 | CCM | 35.799 | 35.799 | G | 8011564857049 | 8011564989993 | 8011564989993 | 85389099
GW35909AD | DOUBLE PLATE DARK GREY | PODWÓJNA RAMKA CIEMNOSZARA | 4.35 | 1 | NR | 4.25 | 1 | NR | 2.353% | OFFICIAL | 1DM10G06H19506J100 | 30 | 1DM | BUILDING | 10G | BUILDING OTHERS | 06H | MONOBLOC RANGES | 1 | 120 | NR | 508.333 | CCM | 29.344 | 22.608 | G | 8011564857261 | 8011564990388 | 8011564990388 | 85389099
GW35909AM | DOUBLE PLATE CREAM | PODWÓJNA RAMKA KREMOWA | 4.35 | 1 | NR | 4.25 | 1 | NR | 2.353% | OFFICIAL | 1DM10G06H19506O100 | 30 | 1DM | BUILDING | 10G | BUILDING OTHERS | 06H | MONOBLOC RANGES | 1 | 120 | NR | 508.333 | CCM | 29.344 | 22.608 | G | 8011564857308 | 8011564990425 | 8011564990425 | 85389099
GW35909AN | DOUBLE PLATE ANTHRACITE GREY | PODWÓJNA RAMKA ANTRACYTOWO-SZARA | 4.35 | 1 | NR | 4.25 | 1 | NR | 2.353% | OFFICIAL | 1DM10G06H19506L100 | 30 | 1DM | BUILDING | 10G | BUILDING OTHERS | 06H | MONOBLOC RANGES | 1 | 120 | NR | 508.333 | CCM | 29.344 | 22.608 | G | 8011564857315 | 8011564988309 | 8011564988309 | 85389099
GW35201W | SOCKET GERMAN STD.FAST CONN.2P+E 16A WH |  | 4.4 | 1 | NR | 4.3 | 1 | NR | 2.326% | INTERNAL USE | 1DM10G06H19106C100 | 30 | 1DM | BUILDING | 10G | BUILDING OTHERS | 06H | MONOBLOC RANGES | 10 | 100 | NR | 351.31 | CCM | 55 | 49.5 | G
GW35201Y | SOCKET GERMAN STD.FAST CONN.2P+E 16A IV | GNIAZDO ST NIEM.SZYBKOZŁĄCZ.2P+E 16A KSŁ | 4.4 | 1 | NR | 4.3 | 1 | NR | 2.326% | OFFICIAL | 1DM10G06H19306F100 | 30 | 1DM | BUILDING | 10G | BUILDING OTHERS | 06H | MONOBLOC RANGES | 10 | 100 | NR | 351.31 | CCM | 55 | 49.5 | G | 8011564862807 | 8011564989139 | 8011564989146 | 85366990
GW35206W | SOCKET GERMAN STD.FAST CONN.2P+E 16A WH | GNIAZDO ST NIEM.SZYBKOZŁ.2P+E 16A BIAŁY | 4.4 | 1 | NR | 4.3 | 1 | NR | 2.326% | OFFICIAL | 1DM10G06H19106C100 | 30 | 1DM | BUILDING | 10G | BUILDING OTHERS | 06H | MONOBLOC RANGES | 10 | 100 | NR | 351.31 | CCM | 55 | 49.5 | G | 8011564862531 | 8011564989276 | 8011564989283 | 85366990
GW35903AG | PLATE 3-GANG LIGHT GREY | RAMKA , 3 MODUŁY JASNOSZARA | 2.35 | 1 | NR | 2.3 | 1 | NR | 2.174% | OFFICIAL | 1DM10G06H19506K100 | 30 | 1DM | BUILDING | 10G | BUILDING OTHERS | 06H | MONOBLOC RANGES | 1 | 100 | NR | 610 | CCM | 47.495 | 39.41 | G | 8011564857070 | 8011564990036 | 8011564990036 | 85389099
GW35903AH | PLATE 3-GANG HEMP | RAMKA 3 MODUŁY KONOP. | 2.35 | 1 | NR | 2.3 | 1 | NR | 2.174% | OFFICIAL | 1DM10G06H19506M100 | 30 | 1DM | BUILDING | 10G | BUILDING OTHERS | 06H | MONOBLOC RANGES | 1 | 100 | NR | 610 | CCM | 47.495 | 39.41 | G | 8011564857087 | 8011564990043 | 8011564990043 | 85389099
GW35903AY | PLATE 3-GANG IVORY | RAMKA 3 MODUŁY KOŚĆ SŁONIOWE | 2.35 | 1 | NR | 2.3 | 1 | NR | 2.174% | OFFICIAL | 1DM10G06H19506I100 | 30 | 1DM | BUILDING | 10G | BUILDING OTHERS | 06H | MONOBLOC RANGES | 1 | 100 | NR | 610 | CCM | 47.495 | 39.41 | G | 8011564857124 | 8011564990128 | 8011564990128 | 85389099
GW35986 | LENS KIT FOR BACKLIT COMMAND DEVICES | ZESTAW SOCZEWEK DO PODŚWIET.URZĄ.STERUJ | 14.7 | 1 | NR | 14.4 | 1 | NR | 2.083% | OFFICIAL | 1DM10G06H19506T100 | 30 | 1DM | BUILDING | 10G | BUILDING OTHERS | 06H | MONOBLOC RANGES | 1 | 50 | NR | 79.2 | CCM | 10.38 | 10.38 | G | 8011564728813 | 8011564728813 | 8011564925274 | 85389099
GW35901AD | PLATE 1-GANG DARK GREY | RAMKA , 1 MODUŁ CIEMNOSZARA | 1 | 1 | NR | 0.98 | 1 | NR | 2.041% | OFFICIAL | 1DM10G06H19506J100 | 30 | 1DM | BUILDING | 10G | BUILDING OTHERS | 06H | MONOBLOC RANGES | 1 | 240 | NR | 254.167 | CCM | 20.903 | 17.542 | G | 8011564856912 | 8011564989788 | 8011564989788 | 85389099
GW35901AM | PLATE 1-GANG CREAM | RAMKA 1 MODUŁ KREM | 1 | 1 | NR | 0.98 | 1 | NR | 2.041% | OFFICIAL | 1DM10G06H19506O100 | 30 | 1DM | BUILDING | 10G | BUILDING OTHERS | 06H | MONOBLOC RANGES | 1 | 240 | NR | 254.167 | CCM | 20.903 | 17.542 | G | 8011564856943 | 8011564989825 | 8011564989825 | 85389099
GW35901AN | PLATE 1-GANG ANTHRACITE GREY | RAMKA , 1 MODUŁ ANTRACYTOWO-SZARA | 1 | 1 | NR | 0.98 | 1 | NR | 2.041% | OFFICIAL | 1DM10G06H19506L100 | 30 | 1DM | BUILDING | 10G | BUILDING OTHERS | 06H | MONOBLOC RANGES | 1 | 240 | NR | 254.167 | CCM | 20.223 | 16.862 | G | 8011564856950 | 8011564989832 | 8011564989832 | 85389099
GW35912 | WALL-MOUNTING BOX 2 GANG DAHLIA WHITE | PUSZKA NATYNKOWA 2 MOD. DAHLIA BIAŁA | 7.5 | 1 | NR | 7.35 | 1 | NR | 2.041% | OFFICIAL | 1DM10G06H19506T100 | 30 | 1DM | BUILDING | 10G | BUILDING OTHERS | 06H | MONOBLOC RANGES | 5 | 40 | NR | 1074.45 | CCM | 107.65 | 96.885 | G | 8011564730823 | 8011564737730 | 8011564928923 | 85381000
GW35996 | AS.5 PROTEC.COVER FOR PAINTING DAHLIA | AS.5 POKRYWA ZABEZP. PRZY MALOW. DAHLIA | 2.5 | 1 | NR | 2.45 | 1 | NR | 2.041% | OFFICIAL | 1DM10G06H19506T100 | 30 | 1DM | BUILDING | 10G | BUILDING OTHERS | 06H | MONOBLOC RANGES | 50 | 800 | NR | 57.776 | CCM | 4.722 | 4.722 | G | 8011564728820 | 8011564925281 | 8011564925298 | 85389099
GW35903AD | PLATE 3-GANG DARK GREY | RAMKA , 3 MODUŁY CIEMNOSZARA | 2.55 | 1 | NR | 2.5 | 1 | NR | 2% | OFFICIAL | 1DM10G06H19506J100 | 30 | 1DM | BUILDING | 10G | BUILDING OTHERS | 06H | MONOBLOC RANGES | 1 | 100 | NR | 610 | CCM | 47.495 | 39.41 | G | 8011564857063 | 8011564990029 | 8011564990029 | 85389099
GW35903AM | PLATE 3-GANG CREAM | RAMKA 3 MODUŁY KREM | 2.55 | 1 | NR | 2.5 | 1 | NR | 2% | OFFICIAL | 1DM10G06H19506O100 | 30 | 1DM | BUILDING | 10G | BUILDING OTHERS | 06H | MONOBLOC RANGES | 1 | 100 | NR | 610 | CCM | 47.495 | 39.41 | G | 8011564857094 | 8011564990067 | 8011564990067 | 85389099
GW35903AN | PLATE 3-GANG ANTHRACITE GREY | RAMKA , 3 MODUŁY ANTRACYTOWO-SZARA | 2.55 | 1 | NR | 2.5 | 1 | NR | 2% | OFFICIAL | 1DM10G06H19506L100 | 30 | 1DM | BUILDING | 10G | BUILDING OTHERS | 06H | MONOBLOC RANGES | 1 | 100 | NR | 610 | CCM | 47.495 | 39.41 | G | 8011564857100 | 8011564990074 | 8011564990074 | 85389099
GW35904AW | PLATE 4-GANG WHITE | RAMKA 4 MODUŁY BIAŁA | 2.55 | 1 | NR | 2.5 | 1 | NR | 2% | OFFICIAL | 1DM10G06H19506H100 | 30 | 1DM | BUILDING | 10G | BUILDING OTHERS | 06H | MONOBLOC RANGES | 1 | 80 | NR | 762.5 | CCM | 61.319 | 51.213 | G | 8011564857186 | 8011564990234 | 8011564990234 | 85389099
GW35280W | EMPTY ENCL.FOR KEYSTONE JACK DEVICES WH | PUSTA OBUD.DO PODSTAW.URZĄDZEŃ WPINAN.B | 1.63 | 1 | NR | 1.6 | 1 | NR | 1.875% | OFFICIAL | 1DM10G06H19106D100 | 30 | 1DM | BUILDING | 10G | BUILDING OTHERS | 06H | MONOBLOC RANGES | 10 | 100 | NR | 283.8 | CCM | 27 | 24.3 | G | 8011564862685 | 8011564989733 | 8011564989740 | 85389099
GW35280Y | EMPTY ENCL.FOR KEYSTONE JACK DEVICES IV | PUSTA OBUD.DO PODSTAW.URZĄDZEŃ WPIN.K.SŁ | 1.63 | 1 | NR | 1.6 | 1 | NR | 1.875% | OFFICIAL | 1DM10G06H19306G100 | 30 | 1DM | BUILDING | 10G | BUILDING OTHERS | 06H | MONOBLOC RANGES | 10 | 100 | NR | 283.8 | CCM | 27 | 24.3 | G | 8011564862944 | 8011564989757 | 8011564989764 | 85389099
GW35902AG | PLATE 2-GANG LIGHT GREY | RAMKA , 2 MODUŁY JASNOSZARA | 1.63 | 1 | NR | 1.6 | 1 | NR | 1.875% | OFFICIAL | 1DM10G06H19506K100 | 30 | 1DM | BUILDING | 10G | BUILDING OTHERS | 06H | MONOBLOC RANGES | 1 | 120 | NR | 508.333 | CCM | 36.344 | 29.608 | G | 8011564857001 | 8011564989917 | 8011564989917 | 85389099
GW35902AH | PLATE 2-GANG HEMP | RAMKA 2 MODUŁY KONOP. | 1.63 | 1 | NR | 1.6 | 1 | NR | 1.875% | OFFICIAL | 1DM10G06H19506M100 | 30 | 1DM | BUILDING | 10G | BUILDING OTHERS | 06H | MONOBLOC RANGES | 1 | 120 | NR | 508.333 | CCM | 36.344 | 29.608 | G | 8011564857018 | 8011564989924 | 8011564989924 | 85389099
GW35902AY | PLATE 2-GANG IVORY | RAMKA 2 MODUŁY KOŚĆ SŁONIOWE | 1.63 | 1 | NR | 1.6 | 1 | NR | 1.875% | OFFICIAL | 1DM10G06H19506I100 | 30 | 1DM | BUILDING | 10G | BUILDING OTHERS | 06H | MONOBLOC RANGES | 1 | 120 | NR | 508.333 | CCM | 36.344 | 29.608 | G | 8011564857056 | 8011564990005 | 8011564990005 | 85389099
GW35272W | DATA SOCKET-RJ45 CAT.5e FTP WH | GNIAZDO DANYCH RJ45 KAT.5E FTP BIAŁE | 16.5 | 1 | NR | 16.2 | 1 | NR | 1.852% | OFFICIAL | 1DM10G06H19106D100 | 30 | 1DM | BUILDING | 10G | BUILDING OTHERS | 06H | MONOBLOC RANGES | 10 | 100 | NR | 498.37 | CCM | 70.261 | 37.065 | G | 8011564862654 | 8011564989610 | 8011564989627 | 85366930
GW35272Y | DATA SOCKET-RJ45 CAT.5e FTP IV | GNIAZDO DANYCH RJ45 KAT.5E FTP KOŚĆ SŁ | 16.5 | 1 | NR | 16.2 | 1 | NR | 1.852% | OFFICIAL | 1DM10G06H19306G100 | 30 | 1DM | BUILDING | 10G | BUILDING OTHERS | 06H | MONOBLOC RANGES | 10 | 100 | NR | 498.37 | CCM | 70.261 | 37.065 | G | 8011564862913 | 8011564989634 | 8011564989641 | 85366930
GW35015W | REVERSING SWITCH FAST CONN. 1P 10AX WH | ŁĄCZNIK KRZYŻ. SZYBKOZŁĄCZ. 1P 10AX WH | 8.3 | 1 | NR | 8.15 | 1 | NR | 1.84% | OFFICIAL | 1DM10G06H19106B100 | 30 | 1DM | BUILDING | 10G | BUILDING OTHERS | 06H | MONOBLOC RANGES | 10 | 100 | NR | 283.8 | CCM | 54 | 48.6 | G | 8011564862494 | 8011564988873 | 8011564988880 | 85365080
GW35015Y | REVERSING SWITCH FAST CONN.1P 10AX IV | ŁĄCZNIK KRZYŻ.SZYBKOZŁĄCZ.1P 10AX KOŚĆSŁ | 8.3 | 1 | NR | 8.15 | 1 | NR | 1.84% | OFFICIAL | 1DM10G06H19306E100 | 30 | 1DM | BUILDING | 10G | BUILDING OTHERS | 06H | MONOBLOC RANGES | 10 | 100 | NR | 283.8 | CCM | 54 | 48.6 | G | 8011564862777 | 8011564988897 | 8011564988903 | 85365080
GW35301W | ROTATING ELEC. REG. 2-WAY SWITCH 4-160W | OBR.ELEKTR. REG. ŁĄCZ. SCHOD.4-160W | 39.1 | 1 | NR | 38.4 | 1 | NR | 1.823% | OFFICIAL | 1DM10G06H19106D100 | 30 | 1DM | BUILDING | 10G | BUILDING OTHERS | 06H | MONOBLOC RANGES | 6 | 60 | NR | 830.617 | CCM | 96.491 | 63.175 | G | 8011564928381 | 8011564928374 | 8011564928381 | 85365080
GW35301Y | ROTATING ELEC. REG. 2-WAY SWITCH 4-160W | OBR.ELEKTR. REG. ŁĄCZ. SCHOD.4-160W | 39.1 | 1 | NR | 38.4 | 1 | NR | 1.823% | OFFICIAL | 1DM10G06H19106D100 | 30 | 1DM | BUILDING | 10G | BUILDING OTHERS | 06H | MONOBLOC RANGES | 6 | 60 | NR | 830.617 | CCM | 96.491 | 63.175 | G | 8011564928428 | 8011564928398 | 8011564928428 | 85365080
GW35001Y | ONE-WAY SWITCH FAST CONN. 1P 10AX IV | PODŚWIETLANY PRZERYWACZ 1P 10AX MARFIL | 2.8 | 1 | NR | 2.75 | 1 | NR | 1.818% | OFFICIAL | 1DM10G06H19306E100 | 30 | 1DM | BUILDING | 10G | BUILDING OTHERS | 06H | MONOBLOC RANGES | 10 | 100 | NR | 283.8 | CCM | 49 | 44.1 | G | 8011564862708 | 8011564988699 | 8011564988705 | 85365080
GW35031W | ONE-WAY SWITCH FAST CONN. 1P 10AX WH | ŁĄCZNIK POJ. SZYBKOZŁĄCZ. 1P 10AX WH | 2.8 | 1 | NR | 2.75 | 1 | NR | 1.818% | OFFICIAL | 1DM10G06H19106B100 | 30 | 1DM | BUILDING | 10G | BUILDING OTHERS | 06H | MONOBLOC RANGES | 10 | 100 | NR | 283.8 | CCM | 49 | 44.1 | G | 8011564862425 | 8011564988996 | 8011564989009 | 85365080
GW35002W | ONE-WAY SWITCH FAST CONN.1P 10AX-LUM.WH | ŁĄCZ. POJ. SZYBKOZŁĄCZ.1P 10AX-PODŚ.B | 5.7 | 1 | NR | 5.6 | 1 | NR | 1.786% | OFFICIAL | 1DM10G06H19106B100 | 30 | 1DM | BUILDING | 10G | BUILDING OTHERS | 06H | MONOBLOC RANGES | 10 | 100 | NR | 368.94 | CCM | 55 | 49.5 | G | 8011564862418 | 8011564988712 | 8011564988729 | 85365080
GW35002Y | ONE-WAY SWITCH FAST CONN.1P 10AX-LUM.IV | ŁĄCZNIK POJ.SZYBKOZŁĄC.1P 10AX-PODŚ.KS | 5.7 | 1 | NR | 5.6 | 1 | NR | 1.786% | OFFICIAL | 1DM10G06H19306E100 | 30 | 1DM | BUILDING | 10G | BUILDING OTHERS | 06H | MONOBLOC RANGES | 10 | 100 | NR | 368.94 | CCM | 55 | 49.5 | G | 8011564862715 | 8011564988736 | 8011564988743 | 85365080
GW35274W | DATA SOCKET-RJ45 CAT.6 FTP WH | GNIAZDO DANYCH RJ45 KAT.6 FTP BIAŁE | 17.4 | 1 | NR | 17.1 | 1 | NR | 1.754% | OFFICIAL | 1DM10G06H19106D100 | 30 | 1DM | BUILDING | 10G | BUILDING OTHERS | 06H | MONOBLOC RANGES | 10 | 100 | NR | 498.37 | CCM | 70.261 | 37.065 | G | 8011564862678 | 8011564989696 | 8011564989702 | 85366930
GW35274Y | DATA SOCKET-RJ45 CAT.6 FTP IV | GNIAZDO DANYCH RJ45 KAT.6 FTP KOŚĆ SŁ. | 17.4 | 1 | NR | 17.1 | 1 | NR | 1.754% | OFFICIAL | 1DM10G06H19306G100 | 30 | 1DM | BUILDING | 10G | BUILDING OTHERS | 06H | MONOBLOC RANGES | 10 | 100 | NR | 498.37 | CCM | 70.261 | 37.065 | G | 8011564862937 | 8011564989719 | 8011564989726 | 85366930
GW35212W | SOCKET FRENCH STD.2P+E 16A WH | GNIAZDO ST. FRANCUSKI 2P+E 16A BIAŁE | 2.95 | 1 | NR | 2.9 | 1 | NR | 1.724% | OFFICIAL | 1DM10G06H19106C100 | 30 | 1DM | BUILDING | 10G | BUILDING OTHERS | 06H | MONOBLOC RANGES | 10 | 100 | NR | 351.31 | CCM | 64 | 57.6 | G | 8011564855809 | 8011564989351 | 8011564989368 | 85366990
GW35212Y | SOCKET FRENCH STD.2P+E 16A IV | GNIAZDO ST. FRANCUSKI 2P+E 16A KOŚĆ SŁ. | 2.95 | 1 | NR | 2.9 | 1 | NR | 1.724% | OFFICIAL | 1DM10G06H19306F100 | 30 | 1DM | BUILDING | 10G | BUILDING OTHERS | 06H | MONOBLOC RANGES | 10 | 100 | NR | 351.31 | CCM | 64 | 57.6 | G | 8011564862852 | 8011564989375 | 8011564989382 | 85366990
GW35251W | TELEPHONE SOCKET RJ11 WH | GNIAZDO TELEFONICZNE RJ11 BIAŁE | 5.9 | 1 | NR | 5.8 | 1 | NR | 1.724% | OFFICIAL | 1DM10G06H19106D100 | 30 | 1DM | BUILDING | 10G | BUILDING OTHERS | 06H | MONOBLOC RANGES | 10 | 100 | NR | 498.37 | CCM | 60.261 | 37.065 | G | 8011564862630 | 8011564989498 | 8011564989504 | 85366930
GW35251Y | TELEPHONE SOCKET RJ11 IV | GNIAZDO TELEFONICZNE RJ11 KOŚĆ SŁONIOWA | 5.9 | 1 | NR | 5.8 | 1 | NR | 1.724% | OFFICIAL | 1DM10G06H19306G100 | 30 | 1DM | BUILDING | 10G | BUILDING OTHERS | 06H | MONOBLOC RANGES | 10 | 100 | NR | 498.37 | CCM | 60.261 | 37.065 | G | 8011564862890 | 8011564989511 | 8011564989528 | 85366930
GW35012W | TWO-WAY SWITCH FAST CONN.1P 10AX-LUM.WH | PODWÓJNY ŁĄCZ.SZYBKOZŁĄCZ.1P 10AX-PODŚ.B | 6 | 1 | NR | 5.9 | 1 | NR | 1.695% | OFFICIAL | 1DM10G06H19106B100 | 30 | 1DM | BUILDING | 10G | BUILDING OTHERS | 06H | MONOBLOC RANGES | 10 | 100 | NR | 368.94 | CCM | 55 | 49.5 | G | 8011564862470 | 8011564988835 | 8011564988842 | 85365080
GW35012Y | TWO-WAY SWITCH FAST CONN.1P 10AX-LUM.IV | PODWÓJNY ŁĄCZ.SZYBKOZŁĄC.1P 10AX-PODŚ.KS | 6 | 1 | NR | 5.9 | 1 | NR | 1.695% | OFFICIAL | 1DM10G06H19306E100 | 30 | 1DM | BUILDING | 10G | BUILDING OTHERS | 06H | MONOBLOC RANGES | 10 | 100 | NR | 368.94 | CCM | 55 | 49.5 | G | 8011564862753 | 8011564988859 | 8011564988866 | 85365080
GW35991 | SUPPORT FOR CHORUS DEVICES | WSPARCIE DLA URZĄDZEŃ CHORUS | 1.2 | 1 | NR | 1.18 | 1 | NR | 1.695% | OFFICIAL | 1DM10G06H19506T100 | 30 | 1DM | BUILDING | 10G | BUILDING OTHERS | 06H | MONOBLOC RANGES | 20 | 200 | NR | 189.2 | CCM | 22 | 19.8 | G | 8011564862692 | 8011564906457 | 8011564906464 | 85389099
GW35006W | ONE-WAY SWITCH FAST C. 1P 10AX-BACKLIT W | POJ.ŁĄCZ.SZYBKOZŁĄCZ.1P 10AX PODŚW.B | 3.05 | 1 | NR | 3 | 1 | NR | 1.667% | OFFICIAL | 1DM10G06H19106B100 | 30 | 1DM | BUILDING | 10G | BUILDING OTHERS | 06H | MONOBLOC RANGES | 10 | 100 | NR | 369.8 | CCM | 48.22 | 43.398 | G | 8011564728752 | 8011564925120 | 8011564925137 | 85365080
GW35006Y | ONE-WAY SWITCH FAST C. 1P 10AX-BACKLIT Y | POJ.ŁĄCZ.SZYBKOZŁĄCZ.1P 10AX PODŚW.Ż | 3.05 | 1 | NR | 3 | 1 | NR | 1.667% | OFFICIAL | 1DM10G06H19306E100 | 30 | 1DM | BUILDING | 10G | BUILDING OTHERS | 06H | MONOBLOC RANGES | 10 | 100 | NR | 369.8 | CCM | 49.64 | 44.676 | G | 8011564728783 | 8011564925199 | 8011564925212 | 85365080
GW35904AG | PLATE 4-GANG LIGHT GREY | RAMKA , 4 MODUŁY JASNOSZARA | 3.05 | 1 | NR | 3 | 1 | NR | 1.667% | OFFICIAL | 1DM10G06H19506K100 | 30 | 1DM | BUILDING | 10G | BUILDING OTHERS | 06H | MONOBLOC RANGES | 1 | 80 | NR | 762.5 | CCM | 61.319 | 51.213 | G | 8011564857148 | 8011564990159 | 8011564990159 | 85389099
GW35904AH | PLATE 4-GANG HEMP | RAMKA 4 MODUŁY KONOP. | 3.05 | 1 | NR | 3 | 1 | NR | 1.667% | OFFICIAL | 1DM10G06H19506M100 | 30 | 1DM | BUILDING | 10G | BUILDING OTHERS | 06H | MONOBLOC RANGES | 1 | 80 | NR | 762.5 | CCM | 61.319 | 51.213 | G | 8011564857155 | 8011564990166 | 8011564990166 | 85389099
GW35904AY | PLATE 4-GANG IVORY | RAMKA 4 MODUŁY KOŚĆ SŁONIOWE | 3.05 | 1 | NR | 3 | 1 | NR | 1.667% | OFFICIAL | 1DM10G06H19506I100 | 30 | 1DM | BUILDING | 10G | BUILDING OTHERS | 06H | MONOBLOC RANGES | 1 | 80 | NR | 762.5 | CCM | 61.319 | 51.213 | G | 8011564857346 | 8011564990241 | 8011564990241 | 85389099
GW35981 | LED SIGNALLING UNIT AMBER 230Vac | JEDNOSTKA SYGN. LED 230Vac BURSZTYNOWA | 1.88 | 1 | NR | 1.85 | 1 | NR | 1.622% | OFFICIAL | 1DM10G06H19506T100 | 30 | 1DM | BUILDING | 10G | BUILDING OTHERS | 06H | MONOBLOC RANGES | 50 | 500 | NR | 2.576 | CCM | 4 | 3.6 | G | 8011564856424 | 8011564992818 | 8011564990487 | 85308000
GW35211Y | SOCKET FRENCH STD.FAST CONN.2P+E 16A IV | GNIAZDO ST FRANC.SZYBKOZŁĄC.2P+E 16A KSŁ | 3.15 | 1 | NR | 3.1 | 1 | NR | 1.613% | OFFICIAL | 1DM10G06H19306F100 | 30 | 1DM | BUILDING | 10G | BUILDING OTHERS | 06H | MONOBLOC RANGES | 10 | 100 | NR | 351.31 | CCM | 54 | 48.6 | G | 8011564862845 | 8011564989337 | 8011564989344 | 85366990
GW35216W | SOCKET FRENCH STD.FAST CONN.2P+E 16A WH | GNIAZDO ST FRANC.SZYBKOZŁĄC.2P+E 16A BIA | 3.15 | 1 | NR | 3.1 | 1 | NR | 1.613% | OFFICIAL | 1DM10G06H19106C100 | 30 | 1DM | BUILDING | 10G | BUILDING OTHERS | 06H | MONOBLOC RANGES | 10 | 100 | NR | 351.31 | CCM | 54 | 48.6 | G | 8011564862593 | 8011564989474 | 8011564989481 | 85366990
GW35905AW | PLATE 5-GANG WHITE | RAMKA 5 MODUŁÓW BIAŁA | 3.15 | 1 | NR | 3.1 | 1 | NR | 1.613% | OFFICIAL | 1DM10G06H19506H100 | 30 | 1DM | BUILDING | 10G | BUILDING OTHERS | 06H | MONOBLOC RANGES | 1 | 60 | NR | 1016.667 | CCM | 76.893 | 63.417 | G | 8011564857247 | 8011564990357 | 8011564990357 | 85389099
GW35273W | DATA SOCKET-RJ45 CAT.6 UTP WH | GNIAZDO DANYCH RJ45 KAT.6 UTP BIAŁE | 12.9 | 1 | NR | 12.7 | 1 | NR | 1.575% | OFFICIAL | 1DM10G06H19106D100 | 30 | 1DM | BUILDING | 10G | BUILDING OTHERS | 06H | MONOBLOC RANGES | 10 | 100 | NR | 498.37 | CCM | 70.261 | 37.065 | G | 8011564862661 | 8011564989658 | 8011564989665 | 85366930
GW35273Y | DATA SOCKET-RJ45 CAT.6 UTP IV | GNIAZDO DANYCH RJ45 KAT.6 UTP KOŚĆ SŁ. | 12.9 | 1 | NR | 12.7 | 1 | NR | 1.575% | OFFICIAL | 1DM10G06H19306G100 | 30 | 1DM | BUILDING | 10G | BUILDING OTHERS | 06H | MONOBLOC RANGES | 10 | 100 | NR | 498.37 | CCM | 70.261 | 37.065 | G | 8011564862920 | 8011564989672 | 8011564989689 | 85366930
GW35016W | TWO-WAY SWITCH FAST C. 1P 10AX-BACKLIT W | PODW.ŁĄCZ.SZYBKOZŁĄCZ.1P 10AX PODŚW.B | 6.5 | 1 | NR | 6.4 | 1 | NR | 1.562% | OFFICIAL | 1DM10G06H19106B100 | 30 | 1DM | BUILDING | 10G | BUILDING OTHERS | 06H | MONOBLOC RANGES | 10 | 100 | NR | 369.8 | CCM | 51.22 | 46.098 | G | 8011564728769 | 8011564925151 | 8011564925168 | 85365080
GW35016Y | TWO-WAY SWITCH FAST C. 1P 10AX-BACKLIT Y | PODW.ŁĄCZ.SZYBKOZŁĄCZ.1P 10AX PODŚW.Ż | 6.5 | 1 | NR | 6.4 | 1 | NR | 1.562% | OFFICIAL | 1DM10G06H19306E100 | 30 | 1DM | BUILDING | 10G | BUILDING OTHERS | 06H | MONOBLOC RANGES | 10 | 100 | NR | 369.8 | CCM | 51.18 | 46.062 | G | 8011564728790 | 8011564925229 | 8011564925236 | 85365080
GW35261W | TV SOCKET-DIRECT 0 dB WH | GNIAZDO TV BEZPOŚR. 0 Db BIAŁE | 9.8 | 1 | NR | 9.65 | 1 | NR | 1.554% | OFFICIAL | 1DM10G06H19106D100 | 30 | 1DM | BUILDING | 10G | BUILDING OTHERS | 06H | MONOBLOC RANGES | 10 | 100 | NR | 498.37 | CCM | 70.261 | 37.065 | G | 8011564862623 | 8011564989535 | 8011564989542 | 85366910
GW35261Y | TV SOCKET-DIRECT 0 dB IV | GNIAZDO TV BEZPOŚR. 0 Db KOŚĆ SŁONIOWA | 9.8 | 1 | NR | 9.65 | 1 | NR | 1.554% | OFFICIAL | 1DM10G06H19306G100 | 30 | 1DM | BUILDING | 10G | BUILDING OTHERS | 06H | MONOBLOC RANGES | 10 | 100 | NR | 498.37 | CCM | 70.261 | 37.065 | G | 8011564862883 | 8011564989559 | 8011564989566 | 85366910
GW35051W | DOUBLE 1-WAY SWITCH FAST CONN.1P 10AX WH | PODW.ŁĄCZNIK POJ.SZYBKOZŁĄCZ.1P 10AX B | 3.3 | 1 | NR | 3.25 | 1 | NR | 1.538% | OFFICIAL | 1DM10G06H19106B100 | 30 | 1DM | BUILDING | 10G | BUILDING OTHERS | 06H | MONOBLOC RANGES | 10 | 100 | NR | 283.8 | CCM | 54 | 48.6 | G | 8011564862432 | 8011564989016 | 8011564989023 | 85365080
GW35051Y | DOUBLE 1-WAY SWITCH FAST CONN.1P 10AX IV | PODW.ŁĄCZNIK POJ.SZYBKOZŁĄCZ.1P 10AX KS | 3.3 | 1 | NR | 3.25 | 1 | NR | 1.538% | OFFICIAL | 1DM10G06H19306E100 | 30 | 1DM | BUILDING | 10G | BUILDING OTHERS | 06H | MONOBLOC RANGES | 10 | 100 | NR | 283.8 | CCM | 54 | 48.6 | G | 8011564862722 | 8011564989030 | 8011564989047 | 85365080
GW35202Y | SOCKET GERMAN STD.2P+E 16A IV | GNIAZDO ST NIEMIECKI 2P+E 16A KOŚĆ SŁ | 3.3 | 1 | NR | 3.25 | 1 | NR | 1.538% | OFFICIAL | 1DM10G06H19306F100 | 30 | 1DM | BUILDING | 10G | BUILDING OTHERS | 06H | MONOBLOC RANGES | 10 | 100 | NR | 351.31 | CCM | 55 | 49.5 | G | 8011564862814 | 8011564989177 | 8011564989184 | 85366990
GW35207W | SOCKET GERMAN STD.2P+E 16A WH | GNIAZDO ST. NIEMIECKI 2P+E 16A BIAŁE | 3.3 | 1 | NR | 3.25 | 1 | NR | 1.538% | OFFICIAL | 1DM10G06H19106C100 | 30 | 1DM | BUILDING | 10G | BUILDING OTHERS | 06H | MONOBLOC RANGES | 10 | 100 | NR | 351.31 | CCM | 55 | 49.5 | G | 8011564862555 | 8011564989290 | 8011564989306 | 85366990
GW35904AD | PLATE 4-GANG DARK GREY | RAMKA , 4 MODUŁY CIEMNOSZARA | 3.3 | 1 | NR | 3.25 | 1 | NR | 1.538% | OFFICIAL | 1DM10G06H19506J100 | 30 | 1DM | BUILDING | 10G | BUILDING OTHERS | 06H | MONOBLOC RANGES | 1 | 80 | NR | 762.5 | CCM | 61.319 | 51.213 | G | 8011564857131 | 8011564990142 | 8011564990142 | 85389099
GW35904AM | PLATE 4-GANG CREAM | RAMKA 4 MODUŁY KREM | 3.3 | 1 | NR | 3.25 | 1 | NR | 1.538% | OFFICIAL | 1DM10G06H19506O100 | 30 | 1DM | BUILDING | 10G | BUILDING OTHERS | 06H | MONOBLOC RANGES | 1 | 80 | NR | 762.5 | CCM | 61.319 | 51.213 | G | 8011564857162 | 8011564990180 | 8011564990180 | 85389099
GW35904AN | PLATE 4-GANG ANTHRACITE GREY | RAMKA , 4 MODUŁY ANTRACYTOWO-SZARA | 3.3 | 1 | NR | 3.25 | 1 | NR | 1.538% | OFFICIAL | 1DM10G06H19506L100 | 30 | 1DM | BUILDING | 10G | BUILDING OTHERS | 06H | MONOBLOC RANGES | 1 | 80 | NR | 762.5 | CCM | 61.319 | 51.213 | G | 8011564857179 | 8011564990197 | 8011564990197 | 85389099
GW35022W | PUSH-BUTTON FAST CONN.1P 10A-LUM.WH | PRZYCISK SZYBKOZŁ. 1P 10A PODŚW. BIAŁY | 6.7 | 1 | NR | 6.6 | 1 | NR | 1.515% | OFFICIAL | 1DM10G06H19106B100 | 30 | 1DM | BUILDING | 10G | BUILDING OTHERS | 06H | MONOBLOC RANGES | 10 | 100 | NR | 368.94 | CCM | 54 | 48.6 | G | 8011564862517 | 8011564988958 | 8011564988965 | 85365080
GW35022Y | PUSH-BUTTON FAST CONN.1P 10A-LUM.IV | PRZYCISK SZYBKOZŁ. 1P 10A PODŚW. KOŚĆ SŁ | 6.7 | 1 | NR | 6.6 | 1 | NR | 1.515% | OFFICIAL | 1DM10G06H19306E100 | 30 | 1DM | BUILDING | 10G | BUILDING OTHERS | 06H | MONOBLOC RANGES | 10 | 100 | NR | 368.94 | CCM | 54 | 48.6 | G | 8011564862791 | 8011564988972 | 8011564988989 | 85365080
GW35203W | SOCKET GERMAN STD.2P+E 16A LID IP40 WH | GNIAZDO ST NIEM.2P+E 16A POKRYWA IP40 BI | 6.7 | 1 | NR | 6.6 | 1 | NR | 1.515% | OFFICIAL | 1DM10G06H19106C100 | 30 | 1DM | BUILDING | 10G | BUILDING OTHERS | 06H | MONOBLOC RANGES | 10 | 100 | NR | 351.31 | CCM | 62 | 55.8 | G | 8011564862562 | 8011564989191 | 8011564989207 | 85366990
GW35203Y | SOCKET GERMAN STD.2P+E 16A LID IP40 IV | GNIAZDO ST NIEM.2P+E 16A POKRY.IP40 K.SŁ | 6.7 | 1 | NR | 6.6 | 1 | NR | 1.515% | OFFICIAL | 1DM10G06H19306F100 | 30 | 1DM | BUILDING | 10G | BUILDING OTHERS | 06H | MONOBLOC RANGES | 10 | 100 | NR | 351.31 | CCM | 62 | 55.8 | G | 8011564862821 | 8011564989214 | 8011564989221 | 85366990
GW35213W | SOCKET FRENCH STD.2P+E 16A LID IP40 WH | GNIAZDO ST FRAN.2P+E 16A POKRYWA IP40 BI | 6.7 | 1 | NR | 6.6 | 1 | NR | 1.515% | OFFICIAL | 1DM10G06H19106C100 | 30 | 1DM | BUILDING | 10G | BUILDING OTHERS | 06H | MONOBLOC RANGES | 10 | 100 | NR | 351.31 | CCM | 69 | 62.1 | G | 8011564862609 | 8011564989399 | 8011564989405 | 85366990
GW35213Y | SOCKET FRENCH STD.2P+E 16A LID IP40 IV | GNIAZDO ST FRAN.2P+E 16A POKR.IP40 K.SŁ | 6.7 | 1 | NR | 6.6 | 1 | NR | 1.515% | OFFICIAL | 1DM10G06H19306F100 | 30 | 1DM | BUILDING | 10G | BUILDING OTHERS | 06H | MONOBLOC RANGES | 10 | 100 | NR | 351.31 | CCM | 69 | 62.1 | G | 8011564862869 | 8011564989412 | 8011564989429 | 85366990
GW35026W | PUSH-BUTTON FAST C.1P 10A-BACKLIT W. | PRZYCISK SZYBKOZŁ. 1P 10A PODŚWI.BIAŁ. | 7.1 | 1 | NR | 7 | 1 | NR | 1.429% | OFFICIAL | 1DM10G06H19106B100 | 30 | 1DM | BUILDING | 10G | BUILDING OTHERS | 06H | MONOBLOC RANGES | 10 | 100 | NR | 378.25 | CCM | 50 | 50 | G | 8011564728776 | 8011564925175 | 8011564925182 | 85365080
GW35026Y | PUSH-BUTTON FAST C.1P 10A-BACKLIT Y. | PRZYCISK SZYBKOZŁ. 1P 10A PODŚWI.ŻÓŁTY | 7.25 | 1 | NR | 7.15 | 1 | NR | 1.399% | OFFICIAL | 1DM10G06H19306E100 | 30 | 1DM | BUILDING | 10G | BUILDING OTHERS | 06H | MONOBLOC RANGES | 10 | 100 | NR | 369.8 | CCM | 49.58 | 44.622 | G | 8011564728806 | 8011564925243 | 8011564925250 | 85365080
GW35901AW | PLATE 1-GANG WHITE | RAMKA 1 MODUŁ BIAŁA | 0.75 | 1 | NR | 0.74 | 1 | NR | 1.351% | OFFICIAL | 1DM10G06H19506H100 | 30 | 1DM | BUILDING | 10G | BUILDING OTHERS | 06H | MONOBLOC RANGES | 1 | 240 | NR | 254.167 | CCM | 20.923 | 17.562 | G | 8011564856974 | 8011564989870 | 8011564989870 | 85389099
GW35011Y | TWO-WAY SWITCH FAST CONN.1P 10AX IV | PODWÓJNY ŁĄCZ.SZYBKOZŁĄCZ.1P 10AX KSŁ. | 3.75 | 1 | NR | 3.7 | 1 | NR | 1.351% | OFFICIAL | 1DM10G06H19306E100 | 30 | 1DM | BUILDING | 10G | BUILDING OTHERS | 06H | MONOBLOC RANGES | 10 | 100 | NR | 283.8 | CCM | 54 | 48.6 | G | 8011564862746 | 8011564988811 | 8011564988828 | 85365080
GW35071W | TWO-WAY SWITCH FAST CONN.1P 10AX WH | ŁĄCZNIK SCHOD. SZYBKOZŁĄCZ.1P 10AX BIAŁY | 3.75 | 1 | NR | 3.7 | 1 | NR | 1.351% | OFFICIAL | 1DM10G06H19106B100 | 30 | 1DM | BUILDING | 10G | BUILDING OTHERS | 06H | MONOBLOC RANGES | 10 | 100 | NR | 283.8 | CCM | 54 | 48.6 | G | 8011564862463 | 8011564989092 | 8011564989108 | 85365080
GW35911 | WALL-MOUNTING BOX 1 GANG DAHLIA WHITE | PUSZKA NATYNKOWA 1 MOD. DAHLIA BIAŁA | 3.75 | 1 | NR | 3.7 | 1 | NR | 1.351% | OFFICIAL | 1DM10G06H19506T100 | 30 | 1DM | BUILDING | 10G | BUILDING OTHERS | 06H | MONOBLOC RANGES | 10 | 80 | NR | 612.75 | CCM | 52.21 | 52.21 | G | 8011564730816 | 8011564737723 | 8034035414701 | 85381000
GW35909AG | DOUBLE PLATE LIGHT GREY | PODWÓJNA RAMKA JASNOSZARA | 3.9 | 1 | NR | 3.85 | 1 | NR | 1.299% | OFFICIAL | 1DM10G06H19506K100 | 30 | 1DM | BUILDING | 10G | BUILDING OTHERS | 06H | MONOBLOC RANGES | 1 | 120 | NR | 508.333 | CCM | 29.344 | 22.608 | G | 8011564857285 | 8011564990395 | 8011564990395 | 85389099
GW35909AH | DOUBLE PLATE HEMP | PODWÓJNA RAMKA KONOPIE | 3.9 | 1 | NR | 3.85 | 1 | NR | 1.299% | OFFICIAL | 1DM10G06H19506M100 | 30 | 1DM | BUILDING | 10G | BUILDING OTHERS | 06H | MONOBLOC RANGES | 1 | 120 | NR | 508.333 | CCM | 29.344 | 22.608 | G | 8011564857292 | 8011564990401 | 8011564990401 | 85389099
GW35909AW | DOUBLE PLATE WHITE | PODWÓJNA RAMKA BIAŁA | 3.9 | 1 | NR | 3.85 | 1 | NR | 1.299% | OFFICIAL | 1DM10G06H19506H100 | 30 | 1DM | BUILDING | 10G | BUILDING OTHERS | 06H | MONOBLOC RANGES | 1 | 120 | NR | 508.333 | CCM | 29.344 | 22.608 | G | 8011564857322 | 8011564990463 | 8011564990463 | 85389099
GW35909AY | DOUBLE PLATE IVORY | PODWÓJNA RAMKA KOŚĆ SŁONIOWA | 3.9 | 1 | NR | 3.85 | 1 | NR | 1.299% | OFFICIAL | 1DM10G06H19506I100 | 30 | 1DM | BUILDING | 10G | BUILDING OTHERS | 06H | MONOBLOC RANGES | 1 | 120 | NR | 508.333 | CCM | 29.344 | 22.608 | G | 8011564857339 | 8011564990470 | 8011564990470 | 85389099
GW35204W | DOUBLE SOCKET GERMAN STD.2P+E 16A WH | GNIAZDO PODW. ST NIEMIECKI 2P+E 16A BIAŁ | 7.85 | 1 | NR | 7.75 | 1 | NR | 1.29% | OFFICIAL | 1DM10G06H19106C100 | 30 | 1DM | BUILDING | 10G | BUILDING OTHERS | 06H | MONOBLOC RANGES | 6 | 60 | NR | 630.667 | CCM | 105 | 85 | G | 8011564862579 | 8011564906259 | 8011564906266 | 85366990
GW35204Y | DOUBLE SOCKET GERMAN STD.2P+E 16A IV | GNIAZDO PODW. ST NIEMIECKI 2P+E 16A K.SŁ | 7.85 | 1 | NR | 7.75 | 1 | NR | 1.29% | OFFICIAL | 1DM10G06H19306F100 | 30 | 1DM | BUILDING | 10G | BUILDING OTHERS | 06H | MONOBLOC RANGES | 5 | 50 | NR | 632.32 | CCM | 105 | 85 | G | 8011564862838 | 8011564906273 | 8011564906280 | 85366990
GW35901AG | PLATE 1-GANG LIGHT GREY | RAMKA , 1 MODUŁ JASNOSZARA | 0.8 | 1 | NR | 0.79 | 1 | NR | 1.266% | OFFICIAL | 1DM10G06H19506K100 | 30 | 1DM | BUILDING | 10G | BUILDING OTHERS | 06H | MONOBLOC RANGES | 1 | 240 | NR | 254.167 | CCM | 20.903 | 17.542 | G | 8011564856929 | 8011564989795 | 8011564989795 | 85389099
GW35901AH | PLATE 1-GANG HEMP | RAMKA 1 MODUŁ KONOP. | 0.8 | 1 | NR | 0.79 | 1 | NR | 1.266% | OFFICIAL | 1DM10G06H19506M100 | 30 | 1DM | BUILDING | 10G | BUILDING OTHERS | 06H | MONOBLOC RANGES | 1 | 240 | NR | 254.167 | CCM | 20.903 | 17.542 | G | 8011564856936 | 8011564989801 | 8011564989801 | 85389099
GW35901AY | PLATE 1-GANG IVORY | RAMKA 1 MODUŁ KOŚĆ SŁONIOWE | 0.8 | 1 | NR | 0.79 | 1 | NR | 1.266% | OFFICIAL | 1DM10G06H19506I100 | 30 | 1DM | BUILDING | 10G | BUILDING OTHERS | 06H | MONOBLOC RANGES | 1 | 240 | NR | 254.167 | CCM | 20.903 | 17.542 | G | 8011564856981 | 8011564989887 | 8011564989887 | 85389099
GW35905AD | PLATE 5-GANG DARK GREY | RAMKA , 5 MODUŁÓW CIEMNOSZARA | 4 | 1 | NR | 3.95 | 1 | NR | 1.266% | OFFICIAL | 1DM10G06H19506J100 | 30 | 1DM | BUILDING | 10G | BUILDING OTHERS | 06H | MONOBLOC RANGES | 1 | 60 | NR | 1016.667 | CCM | 76.893 | 63.417 | G | 8011564857193 | 8011564990265 | 8011564990265 | 85389099
GW35905AM | PLATE 5-GANG CREAM | RAMKA 5 MODUŁÓW KREM | 4 | 1 | NR | 3.95 | 1 | NR | 1.266% | OFFICIAL | 1DM10G06H19506O100 | 30 | 1DM | BUILDING | 10G | BUILDING OTHERS | 06H | MONOBLOC RANGES | 1 | 60 | NR | 1016.667 | CCM | 76.893 | 63.417 | G | 8011564857223 | 8011564990302 | 8011564990302 | 85389099
GW35905AN | PLATE 5-GANG ANTHRACITE GREY | RAMKA , 5 MODUŁÓW ANTRACYTOWO-SZARA | 4 | 1 | NR | 3.95 | 1 | NR | 1.266% | OFFICIAL | 1DM10G06H19506L100 | 30 | 1DM | BUILDING | 10G | BUILDING OTHERS | 06H | MONOBLOC RANGES | 1 | 60 | NR | 1016.667 | CCM | 76.893 | 63.417 | G | 8011564857230 | 8011564990319 | 8011564990319 | 85389099
GW35052W | DOUBLE 2-WAY SWITCH FAST CONN.1P 10AX WH | PODW.ŁĄCZNIK POJ.SZYBKOZŁĄCZ.1P 10AX B | 4.1 | 1 | NR | 4.05 | 1 | NR | 1.235% | OFFICIAL | 1DM10G06H19106B100 | 30 | 1DM | BUILDING | 10G | BUILDING OTHERS | 06H | MONOBLOC RANGES | 10 | 100 | NR | 283.8 | CCM | 59 | 53.1 | G | 8011564862487 | 8011564989054 | 8011564989061 | 85365080
GW35052Y | DOUBLE 2-WAY SWITCH FAST CONN.1P 10AX IV | PODW.ŁĄCZNIK SCH.SZYBKOZŁĄCZ.1P 10AX KS | 4.1 | 1 | NR | 4.05 | 1 | NR | 1.235% | OFFICIAL | 1DM10G06H19306E100 | 30 | 1DM | BUILDING | 10G | BUILDING OTHERS | 06H | MONOBLOC RANGES | 10 | 100 | NR | 283.8 | CCM | 59 | 53.1 | G | 8011564862760 | 8011564989078 | 8011564989085 | 85365080
GW35902AD | PLATE 2-GANG DARK GREY | RAMKA , 2 MODUŁY CIEMNOSZARA | 1.8 | 1 | NR | 1.78 | 1 | NR | 1.124% | OFFICIAL | 1DM10G06H19506J100 | 30 | 1DM | BUILDING | 10G | BUILDING OTHERS | 06H | MONOBLOC RANGES | 1 | 120 | NR | 508.333 | CCM | 36.344 | 29.608 | G | 8011564856998 | 8011564989900 | 8011564989900 | 85389099
GW35902AM | PLATE 2-GANG CREAM | RAMKA 2 MODUŁY KREM | 1.8 | 1 | NR | 1.78 | 1 | NR | 1.124% | OFFICIAL | 1DM10G06H19506O100 | 30 | 1DM | BUILDING | 10G | BUILDING OTHERS | 06H | MONOBLOC RANGES | 1 | 120 | NR | 508.333 | CCM | 36.344 | 29.608 | G | 8011564857025 | 8011564989948 | 8011564989948 | 85389099
GW35902AN | PLATE 2-GANG ANTHRACITE GREY | RAMKA , 2 MODUŁY ANTRACYTOWO-SZARA | 1.8 | 1 | NR | 1.78 | 1 | NR | 1.124% | OFFICIAL | 1DM10G06H19506L100 | 30 | 1DM | BUILDING | 10G | BUILDING OTHERS | 06H | MONOBLOC RANGES | 1 | 120 | NR | 508.333 | CCM | 36.344 | 29.608 | G | 8011564857032 | 8011564989955 | 8011564989955 | 85389099
GW35214W | DOUBLE SOCKET FRENCH STD.2P+E 16A WH | GNIAZDO PODW. ST FRANCUSKI 2P+E 16A BIAŁ | 4.7 | 1 | NR | 4.65 | 1 | NR | 1.075% | OFFICIAL | 1DM10G06H19106C100 | 30 | 1DM | BUILDING | 10G | BUILDING OTHERS | 06H | MONOBLOC RANGES | 6 | 60 | NR | 471.2 | CCM | 94 | 84.6 | G | 8011564862616 | 8011564906297 | 8011564906419 | 85366990
GW35214Y | DOUBLE SOCKET FRENCH STD.2P+E 16A IV | GNIAZDO PODW. ST FRANCUSKI 2P+E 16A K.SŁ | 4.7 | 1 | NR | 4.65 | 1 | NR | 1.075% | OFFICIAL | 1DM10G06H19306F100 | 30 | 1DM | BUILDING | 10G | BUILDING OTHERS | 06H | MONOBLOC RANGES | 6 | 60 | NR | 565.44 | CCM | 94 | 84.6 | G | 8011564862876 | 8011564906433 | 8011564906440 | 85366990
GW35021W | PUSH-BUTTON FAST CONN.1P 10A WH | PRZYCISK SZYBKOZŁ. 1P 10A BIAŁ. | 4.75 | 1 | NR | 4.7 | 1 | NR | 1.064% | OFFICIAL | 1DM10G06H19106B100 | 30 | 1DM | BUILDING | 10G | BUILDING OTHERS | 06H | MONOBLOC RANGES | 10 | 100 | NR | 283.8 | CCM | 49 | 44.1 | G | 8011564862500 | 8011564988910 | 8011564988927 | 85365080
GW35021Y | PUSH-BUTTON FAST CONN.1P 10A IV | PRZYCISK SZYBKOZŁ. 1P 10A KOŚĆ SŁON. | 4.75 | 1 | NR | 4.7 | 1 | NR | 1.064% | OFFICIAL | 1DM10G06H19306E100 | 30 | 1DM | BUILDING | 10G | BUILDING OTHERS | 06H | MONOBLOC RANGES | 10 | 100 | NR | 283.8 | CCM | 49 | 44.1 | G | 8011564862784 | 8011564988934 | 8011564988941 | 85365080
GW35271W | DATA SOCKET-RJ45 CAT.5e UTP WH | GNIAZDO DANYCH RJ45 KAT.5E UTP BIAŁE | 10.4 | 1 | NR | 10.3 | 1 | NR | 0.9709% | OFFICIAL | 1DM10G06H19106D100 | 30 | 1DM | BUILDING | 10G | BUILDING OTHERS | 06H | MONOBLOC RANGES | 10 | 100 | NR | 498.37 | CCM | 70.261 | 37.065 | G | 8011564862647 | 8011564989573 | 8011564989580 | 85366930
GW35271Y | DATA SOCKET-RJ45 CAT.5e UTP IV | GNIAZDO DANYCH RJ45 KAT.5E UTP KOŚĆ SŁ | 10.4 | 1 | NR | 10.3 | 1 | NR | 0.9709% | OFFICIAL | 1DM10G06H19306G100 | 30 | 1DM | BUILDING | 10G | BUILDING OTHERS | 06H | MONOBLOC RANGES | 10 | 100 | NR | 498.37 | CCM | 70.261 | 37.065 | G | 8011564862906 | 8011564989597 | 8011564989603 | 85366930
GW27004 | 4(4X1) GANG HORIZ.ENCLOSURE IP40 | POZ.OBUDOWA 4(4X1) MOD. IP40 | 3.15 | 1 | NR | 3.05 | 1 | NR | 3.279% | OFFICIAL | 1DM10G08F2510H0100 | 30 | 1DM | BUILDING | 10G | BUILDING OTHERS | 08F | 27 SURF.MOUNT.ENCLOS | 2 | 40 | NR | 834.35 | CCM | 120.475 | 108.428 | G | 8011564055278 | 8011564692114 | 8011564373099 | 85381000
GW27603 | 1 GANG COMP.BOX SYSTEM WHITE 9016 | 1 MOD. SYSTEM PUSZKA ZŁOŻ. BIAŁY 9016 | 3.65 | 1 | NR | 3.55 | 1 | NR | 2.817% | OFFICIAL | 1DM10G08F2570H4100 | 30 | 1DM | BUILDING | 10G | BUILDING OTHERS | 08F | 27 SURF.MOUNT.ENCLOS | 1 | 10 | NR | 1074.938 | CCM | 102.6 | 92.34 | G | 8011564069510 | 8011564391185 | 8011564391185 | 85381000
GW27609 | 2 GANG COMP.BOX SYSTEM WHITE 9016 | 2 MOD. SYSTEM PUSZKA ZŁOŻ. BIAŁY 9016 | 3.65 | 1 | NR | 3.55 | 1 | NR | 2.817% | OFFICIAL | 1DM10G08F2570H4100 | 30 | 1DM | BUILDING | 10G | BUILDING OTHERS | 08F | 27 SURF.MOUNT.ENCLOS | 1 | 10 | NR | 1074.938 | CCM | 105 | 94.5 | G | 8011564069534 | 8011564391208 | 8011564391208 | 85381000
GW26406 | PG 16 WATERTIGHT COUPLER IP55 | ZŁĄCZKA WODOSZCZELNA PG 16 IP55 | 0.77 | 1 | NR | 0.75 | 1 | NR | 2.667% | OFFICIAL | 1DM10G08F2570HQ100 | 30 | 1DM | BUILDING | 10G | BUILDING OTHERS | 08F | 27 SURF.MOUNT.ENCLOS | 25 | 250 | NR | 42.998 | CCM | 6.94 | 4.862 | G | 8011564002586 | 8011564305335 | 8011564305342 | 85389099
GW27403 | SYSTEM 2 GANG WATERTIGHT COVER | POKRYWA WODOSZCZELNA 2 MOD. SYSTEM | 6.1 | 1 | NR | 5.95 | 1 | NR | 2.521% | OFFICIAL | 1DM10G08F2570HM100 | 30 | 1DM | BUILDING | 10G | BUILDING OTHERS | 08F | 27 SURF.MOUNT.ENCLOS | 3 | 60 | NR | 268.373 | CCM | 67.523 | 62.289 | G | 8011564789913 | 8011564930803 | 8011564930810 | 85389099
GW27832 | 16AX 2P ONE-WAY SWITCH IP55 | ŁĄCZNIK POJEDYNCZY 16AX 2P IP55 | 12.2 | 1 | NR | 11.9 | 1 | NR | 2.521% | OFFICIAL | 1DM10G08F2530HA100 | 30 | 1DM | BUILDING | 10G | BUILDING OTHERS | 08F | 27 SURF.MOUNT.ENCLOS | 5 | 60 | NR | 556.233 | CCM | 137.4 | 116.44 | G | 8011564074606 | 8011564401235 | 8011564401242 | 85371098
GW27417 | YELLOW WATERTIGHT DIFFUSER LAMP | ŻÓŁTA LAMPA WODOSZCZELNA Z DYFUZOREM | 10.2 | 1 | NR | 9.95 | 1 | NR | 2.513% | OFFICIAL | 1DM10G08F2570HE100 | 30 | 1DM | BUILDING | 10G | BUILDING OTHERS | 08F | 27 SURF.MOUNT.ENCLOS | 5 | 40 | NR | 834.35 | CCM | 140.575 | 127.231 | G | 8011564056190 | 8011564374324 | 8011564374331 | 85308000
GW26223 | 16A 3P+E 380V IEC 309 IP44 SURF.SOCKET | GNIAZ.NATYNK.16A 3P+E 380V IEC 309 IP44 | 13 | 1 | NR | 12.7 | 1 | NR | 2.362% | OFFICIAL | 1DM10G08F2570HC100 | 30 | 1DM | BUILDING | 10G | BUILDING OTHERS | 08F | 27 SURF.MOUNT.ENCLOS | 5 | 40 | NR | 834.35 | CCM | 199.7 | 180.92 | G | 8011564002128 | 8011564304185 | 8011564304192 | 85366990
GW27008 | HORIZ.16(4X4) GANG ENCLOSURE IP40 | POZ.OBUDOWA.16(4X4) MOD. IP40 | 13.1 | 1 | NR | 12.8 | 1 | NR | 2.344% | OFFICIAL | 1DM10G08F2510H0100 | 30 | 1DM | BUILDING | 10G | BUILDING OTHERS | 08F | 27 SURF.MOUNT.ENCLOS | 1 | 20 | NR | 2579.85 | CCM | 305.05 | 281.93 | G | 8011564055315 | 8011564055315 | 8011564373136 | 85381000
GW27006 | HORIZ.8(2X4) GANG ENCLOSURE IP40 | POZ.OBUDOWA.8(2X4) MOD. IP40 | 6.6 | 1 | NR | 6.45 | 1 | NR | 2.326% | OFFICIAL | 1DM10G08F2510H0100 | 30 | 1DM | BUILDING | 10G | BUILDING OTHERS | 08F | 27 SURF.MOUNT.ENCLOS | 1 | 20 | NR | 1414.4 | CCM | 180.2 | 162.962 | G | 8011564055292 | 8011564055292 | 8011564373112 | 85381000
GW27803 | 16AX 1P TWO-WAY SWITCH IP40 | ŁĄCZNIK SCHODOWY 16AX 1P IP40 | 6.75 | 1 | NR | 6.6 | 1 | NR | 2.273% | OFFICIAL | 1DM10G08F2510H2100 | 30 | 1DM | BUILDING | 10G | BUILDING OTHERS | 08F | 27 SURF.MOUNT.ENCLOS | 5 | 60 | NR | 556.233 | CCM | 93.983 | 84.23 | G | 8011564095366 | 8011564453920 | 8011564453913 | 85365080
GW27802 | 16AX 2P ONE-WAY SWITCH IP40 | ŁĄCZNIK POJEDYNCZY 16AX 2P IP40 | 9.05 | 1 | NR | 8.85 | 1 | NR | 2.26% | OFFICIAL | 1DM10G08F2510H2100 | 30 | 1DM | BUILDING | 10G | BUILDING OTHERS | 08F | 27 SURF.MOUNT.ENCLOS | 5 | 60 | NR | 556.233 | CCM | 96.517 | 86.865 | G | 8011564101715 | 8011564458321 | 8011564458314 | 85371098
GW27836 | 10A 1P PUSH-BUTTON NAME PLATE IP55 | PRZYCISK TABL. Z NAZWISKIEM 10A 1P IP55 | 18.3 | 1 | NR | 17.9 | 1 | NR | 2.235% | OFFICIAL | 1DM10G08F2530HA100 | 30 | 1DM | BUILDING | 10G | BUILDING OTHERS | 08F | 27 SURF.MOUNT.ENCLOS | 2 | 40 | NR | 834.35 | CCM | 195.725 | 176.152 | G | 8011564095458 | 8011564454477 | 8011564454460 | 85365080
GW27835 | 10A 1P PUSH-BUTTON IP55 | PRZYCISK 10A 1P IP55 | 9.25 | 1 | NR | 9.05 | 1 | NR | 2.21% | OFFICIAL | 1DM10G08F2530HA100 | 30 | 1DM | BUILDING | 10G | BUILDING OTHERS | 08F | 27 SURF.MOUNT.ENCLOS | 5 | 60 | NR | 556.233 | CCM | 133.183 | 128.188 | G | 8011564095441 | 8011564453982 | 8011564453975 | 85365080
GW27831 | 16AX 1P ONE-WAY SWITCH IP55 | ŁĄCZNIK POJEDYNCZY 16AX 1P IP55 | 9.3 | 1 | NR | 9.1 | 1 | NR | 2.198% | OFFICIAL | 1DM10G08F2530HA100 | 30 | 1DM | BUILDING | 10G | BUILDING OTHERS | 08F | 27 SURF.MOUNT.ENCLOS | 5 | 60 | NR | 556.233 | CCM | 132.933 | 119.64 | G | 8011564074590 | 8011564401211 | 8011564401228 | 85371098
GW27833 | 16AX 1P TWO-WAY SWITCH IP55 | ŁĄCZNIK SCHODOWY 16AX 1P IP55 | 9.3 | 1 | NR | 9.1 | 1 | NR | 2.198% | OFFICIAL | 1DM10G08F2530HA100 | 30 | 1DM | BUILDING | 10G | BUILDING OTHERS | 08F | 27 SURF.MOUNT.ENCLOS | 5 | 60 | NR | 556.233 | CCM | 134.967 | 121.47 | G | 8011564078994 | 8011564409644 | 8011564409651 | 85365080
GW27056 | 3 GANG ENCL.POLE HEAD FIXING | 3 MOD. OBUDOWA DO MOC. NA SŁUPIE | 18.7 | 1 | NR | 18.3 | 1 | NR | 2.186% | OFFICIAL | 1DM10G08F2530H8100 | 30 | 1DM | BUILDING | 10G | BUILDING OTHERS | 08F | 27 SURF.MOUNT.ENCLOS | 1 | 12 | NR | 2389.369 | CCM | 260 | 234 | G | 8011564055421 | 8011564055421 | 8011564373273 | 85381000
GW27057 | 3 GANG WATERTIGHT ENCL.FOR POST FIXING | 3 MOD.OBUDOWA WODOSZCZ.DO MOC. NA SŁUPIE | 19.2 | 1 | NR | 18.8 | 1 | NR | 2.128% | OFFICIAL | 1DM10G08F2530H8100 | 30 | 1DM | BUILDING | 10G | BUILDING OTHERS | 08F | 27 SURF.MOUNT.ENCLOS | 1 | 12 | NR | 2389.369 | CCM | 246.583 | 221.925 | G | 8011564055438 | 8011564055438 | 8011564373280 | 85381000
GW27615 | 3 GANG COMP.BOX SYSTEM WHITE 9016 | 3 MOD. SYSTEM PUSZKA ZŁOŻ. BIAŁY 9016 | 4.8 | 1 | NR | 4.7 | 1 | NR | 2.128% | OFFICIAL | 1DM10G08F2570H4100 | 30 | 1DM | BUILDING | 10G | BUILDING OTHERS | 08F | 27 SURF.MOUNT.ENCLOS | 1 | 10 | NR | 1074.938 | CCM | 102.6 | 92.34 | G | 8011564069558 | 8011564391222 | 8011564391222 | 85381000
GW27616 | 3 GANG COMP.BOX SYSTEM ANTHRACITE 9016 | 3 MOD. SYSTEM PUSZKA ZŁOŻ. ANTRACYT 9016 | 4.8 | 1 | NR | 4.7 | 1 | NR | 2.128% | OFFICIAL | 1DM10G08F2570H4100 | 30 | 1DM | BUILDING | 10G | BUILDING OTHERS | 08F | 27 SURF.MOUNT.ENCLOS | 1 | 10 | NR | 1074.938 | CCM | 98.7 | 88.83 | G | 8011564069565 | 8011564391239 | 8011564391239 | 85381000
GW27041 | HORIZ.1 GANG ENCLOSURE IP55 | POZ.OBUDOWA 1 MOD. IP55 | 4.9 | 1 | NR | 4.8 | 1 | NR | 2.083% | OFFICIAL | 1DM10G08F2530H6100 | 30 | 1DM | BUILDING | 10G | BUILDING OTHERS | 08F | 27 SURF.MOUNT.ENCLOS | 5 | 60 | NR | 556.233 | CCM | 109.9 | 99.033 | G | 8011564055360 | 8011564373181 | 8011564373198 | 85381000
GW27811 | 2P+E 16A DUAL AMP ITA STD SOCKET IP40 | GNIAZDO 2P+E 16A PODW.AMP STD WŁ. IP40 | 7.35 | 1 | NR | 7.2 | 1 | NR | 2.083% | OFFICIAL | 1DM10G08F2510H2100 | 30 | 1DM | BUILDING | 10G | BUILDING OTHERS | 08F | 27 SURF.MOUNT.ENCLOS | 5 | 80 | NR | 481 | CCM | 89.938 | 80.02 | G | 8011564095397 | 8011564454088 | 8011564454071 | 85366990
GW27834 | 16AX 2-WAY SWITCH+2-WAY SWITCH IP55 | ŁĄCZ. SCHOD. 16AX + ŁĄCZ. SCHOD. IP55 | 14.7 | 1 | NR | 14.4 | 1 | NR | 2.083% | OFFICIAL | 1DM10G08F2530HA100 | 30 | 1DM | BUILDING | 10G | BUILDING OTHERS | 08F | 27 SURF.MOUNT.ENCLOS | 5 | 60 | NR | 556.233 | CCM | 159.9 | 143.91 | G | 8011564074613 | 8011564401259 | 8011564401266 | 85371098
GW27842 | 2P+E 16A D.AMP ITA/GER STD SOCKET IP55 | GNIAZDO 2P+E 16A POD.AMP STD WŁ/NIE IP55 | 14.7 | 1 | NR | 14.4 | 1 | NR | 2.083% | OFFICIAL | 1DM10G08F2530HA100 | 30 | 1DM | BUILDING | 10G | BUILDING OTHERS | 08F | 27 SURF.MOUNT.ENCLOS | 5 | 60 | NR | 556.233 | CCM | 153.15 | 137.835 | G | 8011564095472 | 8011564454026 | 8011564454019 | 85366990
GW27052 | VERT.12(3X4) GANG ENCLOSURE IP55 | PION.OBUDOWA.12(3X4) MOD. IP55 | 29.5 | 1 | NR | 28.9 | 1 | NR | 2.076% | OFFICIAL | 1DM10G08F2530H6100 | 30 | 1DM | BUILDING | 10G | BUILDING OTHERS | 08F | 27 SURF.MOUNT.ENCLOS | 1 | 15 | NR | 3081.4 | CCM | 400.8 | 360.72 | G | 8011564055414 | 8011564055414 | 8011564516762 | 85381000
GW26420 | 16A 2P+E 220V IEC309 SOCKET OUTLET | GNIAZDO 16A 2P+E 220V IEC309 | 19.8 | 1 | NR | 19.4 | 1 | NR | 2.062% | OFFICIAL | 1DM10G08F2570HO100 | 30 | 1DM | BUILDING | 10G | BUILDING OTHERS | 08F | 27 SURF.MOUNT.ENCLOS | 1 | 20 | NR | 1308.694 | CCM | 189.4 | 146.36 | G | 8011564025448 | 8011564025448 | 8011564337367 | 85366990
GW27002 | HORIZ.2 GANG ENCLOSURE IP40 | POZ.OBUDOWA 2 MOD. IP40 | 1.5 | 1 | NR | 1.47 | 1 | NR | 2.041% | OFFICIAL | 1DM10G08F2510H0100 | 30 | 1DM | BUILDING | 10G | BUILDING OTHERS | 08F | 27 SURF.MOUNT.ENCLOS | 5 | 80 | NR | 481 | CCM | 64.063 | 57.595 | G | 8011564055254 | 8011564373051 | 8011564373068 | 85381000
GW27419 | BLUE WATERTIGHT DIFFUSER LAMP | NIEBIESKA LAMPA WODOSZCZELNA Z DYFUZOREM | 10 | 1 | NR | 9.8 | 1 | NR | 2.041% | OFFICIAL | 1DM10G08F2570HE100 | 30 | 1DM | BUILDING | 10G | BUILDING OTHERS | 08F | 27 SURF.MOUNT.ENCLOS | 5 | 40 | NR | 834.35 | CCM | 141.2 | 123.25 | G | 8011564056213 | 8011564374362 | 8011564374379 | 85308000
GW27416 | GREEN WATERTIGHT DIFFUSER LAMP | ZIELONA LAMPA WODOSZCZELNA Z DYFUZOREM | 10.1 | 1 | NR | 9.9 | 1 | NR | 2.02% | OFFICIAL | 1DM10G08F2570HE100 | 30 | 1DM | BUILDING | 10G | BUILDING OTHERS | 08F | 27 SURF.MOUNT.ENCLOS | 5 | 40 | NR | 834.35 | CCM | 141.175 | 122.07 | G | 8011564056183 | 8011564374300 | 8011564374317 | 85308000
GW27415 | RED WATERTIGHT RCD DIFFUSER LAMP | CZERWONA WODOSZCZELNA LAMPA DYFUZOR WYP. | 10.2 | 1 | NR | 10 | 1 | NR | 2% | OFFICIAL | 1DM10G08F2570HE100 | 30 | 1DM | BUILDING | 10G | BUILDING OTHERS | 08F | 27 SURF.MOUNT.ENCLOS | 5 | 40 | NR | 834.35 | CCM | 140.85 | 127.231 | G | 8011564056176 | 8011564374287 | 8011564374294 | 85308000
GW27422 | 230V RED ELECTRONIC FLASHLIGHT | 230V CZERWONA ELEKTR. LAMPA SYGNALIZ. | 51 | 1 | NR | 50 | 1 | NR | 2% | OFFICIAL | 1DM10G08F2570HE100 | 30 | 1DM | BUILDING | 10G | BUILDING OTHERS | 08F | 27 SURF.MOUNT.ENCLOS | 1 | 12 | NR | 1428 | CCM | 203.25 | 182.925 | G | 8011564056237 | 8011564056237 | 8011564374393 | 85308000
GW26421 | 16A 3P+E 380V IEC309 SOCKET OUTLET | GNIAZDO 16A 3P+E 380V IEC309 | 20.5 | 1 | NR | 20.1 | 1 | NR | 1.99% | OFFICIAL | 1DM10G08F2570HO100 | 30 | 1DM | BUILDING | 10G | BUILDING OTHERS | 08F | 27 SURF.MOUNT.ENCLOS | 1 | 20 | NR | 1308.694 | CCM | 209.45 | 188.505 | G | 8011564025431 | 8011564025431 | 8011564337350 | 85366990
GW27042 | HORIZ.2 GANG ENCLOSURE IP55 | POZ.OBUDOWA 2 MOD. IP55 | 5.15 | 1 | NR | 5.05 | 1 | NR | 1.98% | OFFICIAL | 1DM10G08F2530H6100 | 30 | 1DM | BUILDING | 10G | BUILDING OTHERS | 08F | 27 SURF.MOUNT.ENCLOS | 5 | 60 | NR | 556.233 | CCM | 107.333 | 97.133 | G | 8011564055377 | 8011564373204 | 8011564373211 | 85381000
GW27044 | HORIZ.4(4x1) GANG ENCLOSURE IP55 | POZ. OBUDOWA 4(4x1) MOD. IP55 | 10.4 | 1 | NR | 10.2 | 1 | NR | 1.961% | OFFICIAL | 1DM10G08F2530H6100 | 30 | 1DM | BUILDING | 10G | BUILDING OTHERS | 08F | 27 SURF.MOUNT.ENCLOS | 3 | 30 | NR | 1112.467 | CCM | 182 | 163.837 | G | 8011564055391 | 8011564581739 | 8011564373242 | 85381000
GW27062 | WAT. IP65 ENCLOSURE 2M RIGID TRAN. COVER | WOD. IP65 OBUDOWA 2M SZTYW.PRZEŹ POKRYWA | 5.2 | 1 | NR | 5.1 | 1 | NR | 1.961% | OFFICIAL | 1DM10G08F2530H8100 | 30 | 1DM | BUILDING | 10G | BUILDING OTHERS | 08F | 27 SURF.MOUNT.ENCLOS | 5 | 60 | NR | 556.233 | CCM | 103.795 | 93.685 | G | 8011564856745 | 8011564988651 | 8011564988668 | 85381000
GW27841 | 2P+E 16A DUAL AMP ITA STD SOCKET IP55 | GNIAZDO 2P+E 16A PODW.AMP STD WŁ. IP55 | 10.4 | 1 | NR | 10.2 | 1 | NR | 1.961% | OFFICIAL | 1DM10G08F2530HA100 | 30 | 1DM | BUILDING | 10G | BUILDING OTHERS | 08F | 27 SURF.MOUNT.ENCLOS | 5 | 60 | NR | 556.233 | CCM | 133.733 | 121.48 | G | 8011564095465 | 8011564454002 | 8011564453999 | 85366990
GW27423 | 24V YELLOW ELECTR.FLASHLIGHT | 24V ŻÓŁTA ELEKTR. LAMPA SYGNALIZ. | 52 | 1 | NR | 51 | 1 | NR | 1.961% | OFFICIAL | 1DM10G08F2570HE100 | 30 | 1DM | BUILDING | 10G | BUILDING OTHERS | 08F | 27 SURF.MOUNT.ENCLOS | 1 | 12 | NR | 1428 | CCM | 203.182 | 182.925 | G | 8011564056244 | 8011564056244 | 8011564374409 | 85308000
GW27424 | 230V YELLOW ELECTR.FLASHLIGHT | 230V ŻÓŁTA ELEKTR. LAMPA SYGNALIZ. | 52 | 1 | NR | 51 | 1 | NR | 1.961% | OFFICIAL | 1DM10G08F2570HE100 | 30 | 1DM | BUILDING | 10G | BUILDING OTHERS | 08F | 27 SURF.MOUNT.ENCLOS | 1 | 12 | NR | 1428 | CCM | 205.333 | 174.29 | G | 8011564056251 | 8011564056251 | 8011564374416 | 85308000
GW27418 | TRANSPARENT WATERTIGHT DIFFUSER LAMP | PRZEŹR. LAMPA WODOSZCZELNA Z DYFUZOREM | 10.5 | 1 | NR | 10.3 | 1 | NR | 1.942% | OFFICIAL | 1DM10G08F2570HE100 | 30 | 1DM | BUILDING | 10G | BUILDING OTHERS | 08F | 27 SURF.MOUNT.ENCLOS | 5 | 40 | NR | 834.35 | CCM | 139.625 | 125.662 | G | 8011564056206 | 8011564374348 | 8011564374355 | 85308000
GW27421 | 24V RED ELECTR.FLASHLIGHT | 24V CZERWONA ELEKTR. LAMPA SYGNALIZ. | 42 | 1 | NR | 41.2 | 1 | NR | 1.942% | OFFICIAL | 1DM10G08F2570HE100 | 30 | 1DM | BUILDING | 10G | BUILDING OTHERS | 08F | 27 SURF.MOUNT.ENCLOS | 1 | 12 | NR | 1428 | CCM | 202.167 | 181.95 | G | 8011564056220 | 8011564056220 | 8011564374386 | 85308000
GW27431B | IR MOVEMENT DETECTOR IP55-230V | #N/A | 74.9 | 1 | NR | 73.5 | 1 | NR | 1.905% | OFFICIAL | 1DM10G08F2570HI100 | 30 | 1DM | BUILDING | 10G | BUILDING OTHERS | 08F | 27 SURF.MOUNT.ENCLOS | 1 | 10 | NR | 1218.75 | CCM | 295 | 240 | G | 8011564825338 | 8011564825338 | 8011564968349 | 85365080
GW27804 | 16AX 1P 2-WAY SWITCH + 2-WAY SWITCH IP40 | ŁĄCZ. SCHOD.16AX 1P + ŁĄCZ. SCHOD.IP40 | 10.7 | 1 | NR | 10.5 | 1 | NR | 1.905% | OFFICIAL | 1DM10G08F2510H2100 | 30 | 1DM | BUILDING | 10G | BUILDING OTHERS | 08F | 27 SURF.MOUNT.ENCLOS | 5 | 60 | NR | 556.233 | CCM | 122.317 | 108.13 | G | 8011564095373 | 8011564453944 | 8011564453937 | 85371098
GW26427 | 230V ACOUSTIC ALARM | 230V ALARM DŹWIĘKOWY | 48.2 | 1 | NR | 47.3 | 1 | NR | 1.903% | OFFICIAL | 1DM10G08F2570HI100 | 30 | 1DM | BUILDING | 10G | BUILDING OTHERS | 08F | 27 SURF.MOUNT.ENCLOS | 1 | 12 | NR | 1233.917 | CCM | 148.167 | 133.35 | G | 8011564033238 | 8011564033238 | 8011564552036 | 85318040
GW27621 | 4 GANG COMP.BOX SYSTEM WHITE 9016 | 4 MOD. SYSTEM PUSZKA ZŁOŻ. BIAŁY 9016 | 5.4 | 1 | NR | 5.3 | 1 | NR | 1.887% | OFFICIAL | 1DM10G08F2570H4100 | 30 | 1DM | BUILDING | 10G | BUILDING OTHERS | 08F | 27 SURF.MOUNT.ENCLOS | 1 | 10 | NR | 1074.938 | CCM | 121.1 | 108.99 | G | 8011564069572 | 8011564391246 | 8011564391246 | 85381000
GW27622 | 4 GANG COMP.BOX SYSTEM ANTHRACITE 9016 | 4 MOD. SYSTEM PUSZKA ZŁOŻ. ANTRACYT 9016 | 5.4 | 1 | NR | 5.3 | 1 | NR | 1.887% | OFFICIAL | 1DM10G08F2570H4100 | 30 | 1DM | BUILDING | 10G | BUILDING OTHERS | 08F | 27 SURF.MOUNT.ENCLOS | 1 | 10 | NR | 1074.938 | CCM | 126.9 | 114.21 | G | 8011564069589 | 8011564391253 | 8011564391253 | 85381000
GW27843 | 2P+E 13A BRITISH SOCKET-OUTLET IP55 | GNIAZDO 2P+E 13A BRYTYJSKIE IP55 | 16.4 | 1 | NR | 16.1 | 1 | NR | 1.863% | OFFICIAL | 1DM10G08F2530HA100 | 30 | 1DM | BUILDING | 10G | BUILDING OTHERS | 08F | 27 SURF.MOUNT.ENCLOS | 5 | 60 | NR | 556.233 | CCM | 176.2 | 158.58 | G | 8011564074620 | 8011564401273 | 8011564401280 | 85366990
GW27023 | VERT.8(2X4) GANG ENCLOSURE IP40 | PION.OBUDOWA.8(2X4) MOD. IP40 | 8.2 | 1 | NR | 8.05 | 1 | NR | 1.863% | OFFICIAL | 1DM10G08F2510H0100 | 30 | 1DM | BUILDING | 10G | BUILDING OTHERS | 08F | 27 SURF.MOUNT.ENCLOS | 1 | 20 | NR | 1433.621 | CCM | 174.75 | 150.882 | G | 8011564055346 | 8011564055346 | 8011564373167 | 85381000
GW26417 | 24V ACOUSTIC ALARM | 24V ALARM DŹWIĘKOWY | 43.8 | 1 | NR | 43 | 1 | NR | 1.86% | OFFICIAL | 1DM10G08F2570HI100 | 30 | 1DM | BUILDING | 10G | BUILDING OTHERS | 08F | 27 SURF.MOUNT.ENCLOS | 1 | 12 | NR | 1233.917 | CCM | 143.667 | 129.3 | G | 8011564033207 | 8011564033207 | 8011564552012 | 85318040
GW27432 | PHOTOCELL LIGHTING CONTROL 2-200LUX IP65 | STEROW. OŚWIETL.Z FOTOKOM.2-200LUX IP65 | 54.9 | 1 | NR | 53.9 | 1 | NR | 1.855% | OFFICIAL | 1DM10G08F2570HI100 | 30 | 1DM | BUILDING | 10G | BUILDING OTHERS | 08F | 27 SURF.MOUNT.ENCLOS | 1 | 24 | NR | 708.333 | CCM | 166.667 | 150 | G | 8011564827554 | 8011564827554 | 8011564968820 | 85365080
GW26222 | 16A 2P+E 220V IEC 309 IP44 SURF.SOCKET | GNIAZ.NATYNK.16A 2P+E 220V IEC 309 IP44 | 11.2 | 1 | NR | 11 | 1 | NR | 1.818% | OFFICIAL | 1DM10G08F2570HC100 | 30 | 1DM | BUILDING | 10G | BUILDING OTHERS | 08F | 27 SURF.MOUNT.ENCLOS | 5 | 40 | NR | 834.35 | CCM | 187.7 | 171.35 | G | 8011564002111 | 8011564304161 | 8011564304178 | 85366990
GW27007 | HORIZ.12(4X3) GANG ENCLOSURE IP40 | POZ.OBUDOWA.12(4X3) MOD. IP40 | 11.2 | 1 | NR | 11 | 1 | NR | 1.818% | OFFICIAL | 1DM10G08F2510H0100 | 30 | 1DM | BUILDING | 10G | BUILDING OTHERS | 08F | 27 SURF.MOUNT.ENCLOS | 1 | 20 | NR | 1791.8 | CCM | 250.9 | 225.97 | G | 8011564055308 | 8011564055308 | 8011564373129 | 85381000
GW27024 | VERT.12(4X3) GANG ENCLOSURE IP40 | PION.OBUDOWA.12(4X3) MOD. IP40 | 11.2 | 1 | NR | 11 | 1 | NR | 1.818% | OFFICIAL | 1DM10G08F2510H0100 | 30 | 1DM | BUILDING | 10G | BUILDING OTHERS | 08F | 27 SURF.MOUNT.ENCLOS | 1 | 20 | NR | 2067.7 | CCM | 228.3 | 200.68 | G | 8011564055353 | 8011564055353 | 8011564373174 | 85381000
GW27812 | 2P+E 16A D.AMP ITA/GER STD SOCKET IP40 | GNIAZDO 2P+E 16A POD.AMP STD WŁ/NIE IP40 | 11.2 | 1 | NR | 11 | 1 | NR | 1.818% | OFFICIAL | 1DM10G08F2510H2100 | 30 | 1DM | BUILDING | 10G | BUILDING OTHERS | 08F | 27 SURF.MOUNT.ENCLOS | 5 | 80 | NR | 481 | CCM | 110.188 | 98.446 | G | 8011564095403 | 8011564454101 | 8011564454095 | 85366990
GW27844 | 2P+E 16A GER STD SOCKET IP55 | GNIAZDO 2P+E 16A STD NIEMIECKI IP55 | 11.3 | 1 | NR | 11.1 | 1 | NR | 1.802% | OFFICIAL | 1DM10G08F2530HA100 | 30 | 1DM | BUILDING | 10G | BUILDING OTHERS | 08F | 27 SURF.MOUNT.ENCLOS | 5 | 60 | NR | 556.233 | CCM | 151.8 | 137.46 | G | 8011564095489 | 8011564454040 | 8011564454033 | 85366990
GW27051 | VERT.8(2X4) GANG ENCLOSURE IP55 | PION.OBUDOWA.8(2X4) MOD. IP55 | 23 | 1 | NR | 22.6 | 1 | NR | 1.77% | OFFICIAL | 1DM10G08F2530H6100 | 30 | 1DM | BUILDING | 10G | BUILDING OTHERS | 08F | 27 SURF.MOUNT.ENCLOS | 1 | 20 | NR | 2311.05 | CCM | 324.3 | 284.27 | G | 8011564055407 | 8011564055407 | 8011564373259 | 85381000
GW27815 | 2P+E 16A FRENCH STD SOCKET IP40 | GNIAZDO 2P+E 16A STD FRANCUSKI IP40 | 8.75 | 1 | NR | 8.6 | 1 | NR | 1.744% | OFFICIAL | 1DM10G08F2510H2100 | 30 | 1DM | BUILDING | 10G | BUILDING OTHERS | 08F | 27 SURF.MOUNT.ENCLOS | 5 | 80 | NR | 481 | CCM | 114 | 102.6 | G | 8011564095434 | 8011564454163 | 8011564454156 | 85366990
GW26407 | BRASS EARTH TERMINAL | ZACISK UZIEMIENIA MOSIĘŻNY | 36.5 | 100 | NR | 35.9 | 100 | NR | 1.671% | OFFICIAL | 1DM10G08F2570HQ100 | 30 | 1DM | BUILDING | 10G | BUILDING OTHERS | 08F | 27 SURF.MOUNT.ENCLOS | 200 | 1600 | NR | 5.238 | CCM | 2.439 | 2.194 | G | 8011564002593 | 8011564305359 | 8011564305366 | 85369010
GW27441 | 2 MOD.VERT/HORIZ.ENCLOSURE DIVIDER | PRZEKŁADKA OBUDOWY 2 MOD.PION/POZIOM | 0.61 | 1 | NR | 0.6 | 1 | NR | 1.667% | OFFICIAL | 1DM10G08F2570HQ100 | 30 | 1DM | BUILDING | 10G | BUILDING OTHERS | 08F | 27 SURF.MOUNT.ENCLOS | 10 | 100 | NR | 16.2 | CCM | 4.55 | 3.8 | G | 8011564056305 | 8011564374461 | 8011564374478 | 85389099
GW27801 | 16AX 1P ONE-WAY SWITCH IP40 | ŁĄCZNIK POJEDYNCZY 16AX 1P IP40 | 6.15 | 1 | NR | 6.05 | 1 | NR | 1.653% | OFFICIAL | 1DM10G08F2510H2100 | 30 | 1DM | BUILDING | 10G | BUILDING OTHERS | 08F | 27 SURF.MOUNT.ENCLOS | 5 | 60 | NR | 556.233 | CCM | 93.183 | 81.79 | G | 8011564095359 | 8011564453449 | 8011564453432 | 85371098
GW27845 | 2P+E 16A FRENCH STD SOCKET IP55 | GNIAZDO 2P+E 16A STD FRANCUSKI IP55 | 12.3 | 1 | NR | 12.1 | 1 | NR | 1.653% | OFFICIAL | 1DM10G08F2530HA100 | 30 | 1DM | BUILDING | 10G | BUILDING OTHERS | 08F | 27 SURF.MOUNT.ENCLOS | 5 | 60 | NR | 556.233 | CCM | 155.4 | 142.107 | G | 8011564095496 | 8011564454064 | 8011564454057 | 85366990
GW27071 | ENCLOSURE 2MOD.DIN+(2X2)MOD.SYSTEM | OBUDOWA 2MOD.DIN+(2X2)MOD.SYSTEM | 9.25 | 1 | NR | 9.1 | 1 | NR | 1.648% | OFFICIAL | 1DM10G08F2550HK100 | 30 | 1DM | BUILDING | 10G | BUILDING OTHERS | 08F | 27 SURF.MOUNT.ENCLOS | 1 | 8 | NR | 2386.875 | CCM | 262.75 | 236.475 | G | 8011564055445 | 8011564055445 | 8011564373297 | 85381000
GW27073 | ENCLOSURE 8MOD.DIN+(4X4)MOD.SYSTEM | OBUDOWA 8MOD.DIN+(4X4)MOD.SYSTEM | 24.9 | 1 | NR | 24.5 | 1 | NR | 1.633% | OFFICIAL | 1DM10G08F2550HK100 | 30 | 1DM | BUILDING | 10G | BUILDING OTHERS | 08F | 27 SURF.MOUNT.ENCLOS | 1 | 4 | NR | 6543.469 | CCM | 734.5 | 661.05 | G | 8011564055469 | 8011564055469 | 8011564373310 | 85381000
GW27813 | 2P+E 13A BRITISH SOCKET-OUTLET IP40 | GNIAZDO 2P+E 13A BRYTYJSKIE IP40 | 12.6 | 1 | NR | 12.4 | 1 | NR | 1.613% | OFFICIAL | 1DM10G08F2510H2100 | 30 | 1DM | BUILDING | 10G | BUILDING OTHERS | 08F | 27 SURF.MOUNT.ENCLOS | 5 | 80 | NR | 481 | CCM | 134.313 | 120.881 | G | 8011564095410 | 8011564454125 | 8011564454118 | 85366990
GW27814 | 2P+E 16A GER STD SOCKET IP40 | GNIAZDO 2P+E 16A STD NIEMIECKI IP40 | 9.5 | 1 | NR | 9.35 | 1 | NR | 1.604% | OFFICIAL | 1DM10G08F2510H2100 | 30 | 1DM | BUILDING | 10G | BUILDING OTHERS | 08F | 27 SURF.MOUNT.ENCLOS | 5 | 80 | NR | 481 | CCM | 109.738 | 98.763 | G | 8011564095427 | 8011564454149 | 8011564454132 | 85366990
GW27402 | IP55 JUNCTION BOX | PUSZKA PRZYŁĄCZENIOWA IP55 | 6.45 | 1 | NR | 6.35 | 1 | NR | 1.575% | OFFICIAL | 1DM10G08F2570HQ100 | 30 | 1DM | BUILDING | 10G | BUILDING OTHERS | 08F | 27 SURF.MOUNT.ENCLOS | 2 | 60 | NR | 830.617 | CCM | 122.817 | 113.413 | G | 8011564055612 | 8011564546943 | 8011564373495 | 85381000
GW27442 | 4 MOD.VERT/HORIZ.ENCLOSURE DIVIDER | PRZEKŁADKA OBUDOWY 4 MOD.PION/POZIOM | 0.65 | 1 | NR | 0.64 | 1 | NR | 1.562% | OFFICIAL | 1DM10G08F2570HQ100 | 30 | 1DM | BUILDING | 10G | BUILDING OTHERS | 08F | 27 SURF.MOUNT.ENCLOS | 10 | 100 | NR | 16.2 | CCM | 7.18 | 6.6 | G | 8011564056312 | 8011564374485 | 8011564374492 | 85389099
GW27805 | 10A 1P PUSH-BUTTON IP40 | PRZYCISK 10A 1P IP40 | 6.5 | 1 | NR | 6.4 | 1 | NR | 1.562% | OFFICIAL | 1DM10G08F2510H2100 | 30 | 1DM | BUILDING | 10G | BUILDING OTHERS | 08F | 27 SURF.MOUNT.ENCLOS | 5 | 60 | NR | 556.233 | CCM | 93.683 | 84.315 | G | 8011564095380 | 8011564453968 | 8011564453951 | 85365080
GW27072 | ENCLOSURE 4MOD.DIN+(2X4)MOD.SYSTEM | OBUDOWA 4MOD.DIN+(2X4)MOD.SYSTEM | 20.5 | 1 | NR | 20.2 | 1 | NR | 1.485% | OFFICIAL | 1DM10G08F2550HK100 | 30 | 1DM | BUILDING | 10G | BUILDING OTHERS | 08F | 27 SURF.MOUNT.ENCLOS | 1 | 6 | NR | 4362.313 | CCM | 446.667 | 402 | G | 8011564055452 | 8011564055452 | 8011564373303 | 85381000
GW27022 | VERT.6(3X2) GANG ENCLOSURE IP40 | PION.OBUDOWA.6(3X2) MOD. IP40 | 7 | 1 | NR | 6.9 | 1 | NR | 1.449% | OFFICIAL | 1DM10G08F2510H0100 | 30 | 1DM | BUILDING | 10G | BUILDING OTHERS | 08F | 27 SURF.MOUNT.ENCLOS | 1 | 30 | NR | 1254.167 | CCM | 163.8 | 142.7 | G | 8011564055339 | 8011564055339 | 8011564373150 | 85381000
GW27627 | 8 GANG COMP.BOX SYSTEM WHITE 9016 | 8 MOD. SYSTEM PUSZKA ZŁOŻ. BIAŁY 9016 | 7.1 | 1 | NR | 7 | 1 | NR | 1.429% | OFFICIAL | 1DM10G08F2570H4100 | 30 | 1DM | BUILDING | 10G | BUILDING OTHERS | 08F | 27 SURF.MOUNT.ENCLOS | 1 | 5 | NR | 1676.2 | CCM | 173.2 | 155.88 | G | 8011564069596 | 8011564391260 | 8011564391260 | 85381000
GW27628 | 8 GANG COMP.BOX SYSTEM ANTHRACITE 9016 | 8 MOD. SYSTEM PUSZKA ZŁOŻ. ANTRACYT 9016 | 7.1 | 1 | NR | 7 | 1 | NR | 1.429% | OFFICIAL | 1DM10G08F2570H4100 | 30 | 1DM | BUILDING | 10G | BUILDING OTHERS | 08F | 27 SURF.MOUNT.ENCLOS | 1 | 5 | NR | 1676.2 | CCM | 170.6 | 153.54 | G | 8011564069602 | 8011564391277 | 8011564391277 | 85381000
GW27443 | METALLIC DIVIDER - HOR/VERT 4G. BOXES | PRZEKŁADKA METALOWA-PUSZKI POZ/PION 4M | 4 | 1 | NR | 3.95 | 1 | NR | 1.266% | OFFICIAL | 1DM10G08F2570HQ100 | 30 | 1DM | BUILDING | 10G | BUILDING OTHERS | 08F | 27 SURF.MOUNT.ENCLOS | 10 | 100 | NR | 42.323 | CCM | 48.875 | 47.776 | G | 8011564228740 | 8011564583344 | 8011564583405 | 85389099
GW27401 | SYSTEM 2 GANG WATERTIGHT COVER | POKRYWA WODOSZCZELNA 2 MOD. SYSTEM | 4.35 | 1 | NR | 4.3 | 1 | NR | 1.163% | OFFICIAL | 1DM10G08F2570HM100 | 30 | 1DM | BUILDING | 10G | BUILDING OTHERS | 08F | 27 SURF.MOUNT.ENCLOS | 3 | 60 | NR | 268.373 | CCM | 64 | 58.097 | G | 8011564055605 | 8011564373471 | 8011564592117 | 85389099
GW27021 | VERT.4(2X2) GANG ENCLOSURE IP40 | PION.OBUDOWA.4(2X2) MOD. IP40 | 4.55 | 1 | NR | 4.65 | 1 | NR | -2.151% | OFFICIAL | 1DM10G08F2510H0100 | 30 | 1DM | BUILDING | 10G | BUILDING OTHERS | 08F | 27 SURF.MOUNT.ENCLOS | 2 | 40 | NR | 834.35 | CCM | 120.975 | 107.09 | G | 8011564055322 | 8011564699410 | 8011564373143 | 85381000
GW27005 | HORIZ.6(2X3) GANG ENCLOSURE IP40 | POZ.OBUDOWA.6(2X3) MOD. IP40 | 4.1 | 1 | NR | 4.25 | 1 | NR | -3.529% | OFFICIAL | 1DM10G08F2510H0100 | 30 | 1DM | BUILDING | 10G | BUILDING OTHERS | 08F | 27 SURF.MOUNT.ENCLOS | 1 | 30 | NR | 1254.167 | CCM | 163 | 142.17 | G | 8011564055285 | 8011564055285 | 8011564373105 | 85381000
GW27001 | 1 GANG ENCLOSURE IP40 | OBUDOWA 1 MOD. IP40 | 2.15 | 1 | NR | 2.3 | 1 | NR | -6.522% | OFFICIAL | 1DM10G08F2510H0100 | 30 | 1DM | BUILDING | 10G | BUILDING OTHERS | 08F | 27 SURF.MOUNT.ENCLOS | 5 | 80 | NR | 481 | CCM | 64.625 | 58.495 | G | 8011564055247 | 8011564373037 | 8011564373044 | 85381000
GW27043 | HORIZ.3 GANG ENCLOSURE IP55 | POZ.OBUDOWA 3 MOD. IP55 | 4.35 | 1 | NR | 4.7 | 1 | NR | -7.447% | OFFICIAL | 1DM10G08F2530H6100 | 30 | 1DM | BUILDING | 10G | BUILDING OTHERS | 08F | 27 SURF.MOUNT.ENCLOS | 2 | 40 | NR | 834.35 | CCM | 145.85 | 127.06 | G | 8011564055384 | 8011564587816 | 8011564587823 | 85381000
GW27003 | HORIZ.3 GANG ENCLOSURE IP40 | POZ.OBUDOWA 3 MOD. IP40 | 3 | 1 | NR | 3.35 | 1 | NR | -10.45% | OFFICIAL | 1DM10G08F2510H0100 | 30 | 1DM | BUILDING | 10G | BUILDING OTHERS | 08F | 27 SURF.MOUNT.ENCLOS | 3 | 60 | NR | 700 | CCM | 85.967 | 79.973 | G | 8011564055261 | 8011564373075 | 8011564373082 | 85381000
GW38307 | 1x4 PLC SPLITTER WITH SC/APC ADAPTERS | 1x4 ROZDZIELACZ PLC Z ADAPTERAMI SC/APC | 138 | 1 | NR | 135 | 1 | NR | 2.222% | OFFICIAL | 1DM10G10F2750KQ100 | 30 | 1DM | BUILDING | 10G | BUILDING OTHERS | 10F | DATA CENTER | 1 | 12 | NR | 1165.333 | CCM | 159 | 150 | G | 8034035018350 | 8034035018350 | 8034035425325 | 85389099
GW38461 | FLOOR RACK CABINET 19" 24U 800x800MM | PODŁOGOWA SZAFA SERWER.19” 24U 800x800MM | 1870 | 1 | NR | 1830 | 1 | NR | 2.186% | OFFICIAL | 1DM10G10F2850LE100 | 30 | 1DM | BUILDING | 10G | BUILDING OTHERS | 10F | DATA CENTER | 1 | 1 | NR | 1.089 | M3 | 87 | 87 | KG | 8034035012389 | 8034035012389 | 8034035012389 | 85381000
GW38132 | PERMUTATION CORDS RJ45-RJ45 CAT.6 UTP 2M | PRZEWODY ŁĄCZĄCE RJ45-RJ45 KAT.6 UTP 2M | 14.9 | 1 | NR | 14.6 | 1 | NR | 2.055% | OFFICIAL | 1DM10G10F2710K4100 | 30 | 1DM | BUILDING | 10G | BUILDING OTHERS | 10F | DATA CENTER | 1 | 24 | NR | 616.958 | CCM | 104 | 93.6 | G | 8011564176973 | 8011564176973 | 8011564535978 | 85444991
GW38315 | SC/APC PATCH CAB.40M 1 FIBER PULL.SHEATH | KABEL KROSOWY SC/APC 40M 1 WŁ. OSŁ.NAC | 149 | 1 | NR | 146 | 1 | NR | 2.055% | OFFICIAL | 1DM10G10F2750KK100 | 40 | 1DM | BUILDING | 10G | BUILDING OTHERS | 10F | DATA CENTER | 1 | 8 | NR | 1748 | CCM | 157.5 | 147.5 | G | 8034035018435 | 8034035018435 | 8034035425417 | 85389099
GW38606 | 19'' PANEL 6 SOCKETS OUT.16A + SWITCH | LISTWA ZASIL. 19” 6 GN.+ŁĄCZ.2BIEG.16A | 203 | 1 | NR | 199 | 1 | NR | 2.01% | OFFICIAL | 1DM10G10F2870LK100 | 30 | 1DM | BUILDING | 10G | BUILDING OTHERS | 10F | DATA CENTER | 1 | 10 | NR | 11284 | CCM | 850 | 850 | G | 8034035013478 | 8034035013478 | 8034035420849 | 85389099
GW38612 | FIBER OPTIC DRAWER 19" 24 PORTS SC/LC 1U | SKRZYNKA OPTYCZNA 19" 24 DRZWI SC/LC 1U | 203 | 1 | NR | 199 | 1 | NR | 2.01% | OFFICIAL | 1DM10G10F2870LM100 | 30 | 1DM | BUILDING | 10G | BUILDING OTHERS | 10F | DATA CENTER | 1 | 1 | NR | 6075 | CCM | 3.1 | 3.1 | KG | 8034035013539 | 8034035013539 | 8034035013539 | 85389099
GW38613 | FIBER OPTIC DRAWER 19" 24 PORTS ST 1U | SZUFLADA NA ŚWIATŁOW. 19” 24 PORTY ST 1U | 203 | 1 | NR | 199 | 1 | NR | 2.01% | OFFICIAL | 1DM10G10F2870LM100 | 30 | 1DM | BUILDING | 10G | BUILDING OTHERS | 10F | DATA CENTER | 1 | 1 | NR | 6075 | CCM | 3.1 | 3.1 | KG | 8034035013546 | 8034035013546 | 8034035013546 | 85389099
GW38116 | CORD 45-RJ45 CAT.5E UTP 0.5M WHITE | PRZEWÓD 45-RJ45 KAT.5E UTP 0,5M BIAŁY | 7.7 | 1 | NR | 7.55 | 1 | NR | 1.987% | OFFICIAL | 1DM10G10F2710K4100 | 30 | 1DM | BUILDING | 10G | BUILDING OTHERS | 10F | DATA CENTER | 1 | 24 | NR | 447.891 | CCM | 40.792 | 36.712 | G | 8011564118003 | 8011564118003 | 8011564491878 | 85444991
GW38118 | CORD 45-RJ45 CAT.5E UTP 2M WHITE | PRZEWÓD 45-RJ45 KAT.5E UTP 2M BIAŁY | 10.4 | 1 | NR | 10.2 | 1 | NR | 1.961% | OFFICIAL | 1DM10G10F2710K4100 | 30 | 1DM | BUILDING | 10G | BUILDING OTHERS | 10F | DATA CENTER | 1 | 24 | NR | 616.958 | CCM | 89.292 | 77.825 | G | 8011564118027 | 8011564118027 | 8011564491892 | 85444991
GW38314 | SC/APC PATCH CAB.20M 1 FIBER PULL.SHEATH | KABEL KROSOWY SC/APC 20M 1 WŁ. OSŁ.NAC | 105 | 1 | NR | 103 | 1 | NR | 1.942% | OFFICIAL | 1DM10G10F2750KK100 | 40 | 1DM | BUILDING | 10G | BUILDING OTHERS | 10F | DATA CENTER | 1 | 15 | NR | 932.267 | CCM | 86 | 80 | G | 0 | 0 | 0 | 0
GW38474 | PAIR OF POSTS 24U | PARA SŁUPKÓW 24U | 105 | 1 | NR | 103 | 1 | NR | 1.942% | OFFICIAL | 1DM10G10F2850LI100 | 30 | 1DM | BUILDING | 10G | BUILDING OTHERS | 10F | DATA CENTER | 1 | 1 | NR | 2640 | CCM | 1.9 | 1.9 | KG | 8034035011641 | 8034035011641 | 8034035011641 | 85389099
GW38311 | SC/APC PATCH CABLE 1M 1 FIBER | KABEL KROSOWY SC/APC 1M 1 WŁÓKNO | 26.4 | 1 | NR | 25.9 | 1 | NR | 1.931% | OFFICIAL | 1DM10G10F2750KK100 | 30 | 1DM | BUILDING | 10G | BUILDING OTHERS | 10F | DATA CENTER | 1 | 20 | NR | 93.933 | CCM | 14.25 | 11.75 | G | 8034035018398 | 8034035018398 | 8034035425370 | 85389099
GW38472 | DOOR LOCK FOR CABINETS | ZAMEK DO DRZWI SZAFEK | 106 | 1 | NR | 104 | 1 | NR | 1.923% | OFFICIAL | 1DM10G10F2850LI100 | 30 | 1DM | BUILDING | 10G | BUILDING OTHERS | 10F | DATA CENTER | 1 | 5 | NR | 739.2 | CCM | 200 | 200 | G | 8034035013164 | 8034035013164 | 8034035420641 | 85389099
GW38483 | COUPLING SETS FOR CABINETS | ZESTAWY ZŁĄCZY DO SZAFEK | 106 | 1 | NR | 104 | 1 | NR | 1.923% | OFFICIAL | 1DM10G10F2850LI100 | 30 | 1DM | BUILDING | 10G | BUILDING OTHERS | 10F | DATA CENTER | 1 | 15 | NR | 526.933 | CCM | 360 | 360 | G | 8034035013416 | 8034035013416 | 8034035420696 | 85389099
GW38591 | GLASS DOOR FOR 9U WALL CABINET | DRZWI SZKLANE DO SZAFY ŚCIENNEJ 9U | 265 | 1 | NR | 260 | 1 | NR | 1.923% | OFFICIAL | 1DM10G10F2850LG100 | 30 | 1DM | BUILDING | 10G | BUILDING OTHERS | 10F | DATA CENTER | 1 | 1 | NR | 17548.75 | CCM | 3.7 | 3.7 | KG | 8034035011948 | 8034035011948 | 8034035011948 | 85389099
GW38320 | EMPTY PATCH PANEL 9 ADAPTERS SC/APC | PUSTY PANEL KROSOWN. 9 ADAPTERÓW SC/APC | 10.7 | 1 | NR | 10.5 | 1 | NR | 1.905% | OFFICIAL | 1DM10G10F2750KQ100 | 30 | 1DM | BUILDING | 10G | BUILDING OTHERS | 10F | DATA CENTER | 6 | 84 | NR | 35.714 | CCM | 13.81 | 12 | G | 8034035018381 | 8034035425356 | 8034035425363 | 85389099
GW38034 | DATA SOCKET RJ45 CAT.5e FTP TOOLLESS | GNIAZDO DANYCH RJ45 KAT.5E FTP BEZ NARZ. | 16.4 | 1 | NR | 16.1 | 1 | NR | 1.863% | OFFICIAL | 1DM10G10F2710K2100 | 30 | 1DM | BUILDING | 10G | BUILDING OTHERS | 10F | DATA CENTER | 10 | 50 | NR | 167.62 | CCM | 45.005 | 31.396 | G | 8011564897502 | 8011564929012 | 8011564929029 | 85366990
GW38057 | USB KEYSTONE JACK INLINE COUPLER BLACK | KOSTKA USB WPINANA ŁĄCZĄCA CZARNA | 16.4 | 1 | NR | 16.1 | 1 | NR | 1.863% | OFFICIAL | 1DM10G10F2710K2100 | 30 | 1DM | BUILDING | 10G | BUILDING OTHERS | 10F | DATA CENTER | 1 | 48 | NR | 88.172 | CCM | 11.268 | 8.325 | G | 8011564885028 | 8011564885028 | 8011564905870 | 85366930
GW38453 | FLOOR RACK CABINET 19" 42U 600x600MM | PODŁOGOWA SZAFA SERWER.19” 42U 600x600MM | 1640 | 1 | NR | 1610 | 1 | NR | 1.863% | OFFICIAL | 1DM10G10F2850LE100 | 30 | 1DM | BUILDING | 10G | BUILDING OTHERS | 10F | DATA CENTER | 1 | 1 | NR | 814928 | CCM | 87 | 87 | KG | 8034035012372 | 8034035012372 | 8034035012372 | 85381000
GW38123 | CORD 45-RJ45 CAT.5E FTP 2M WHITE | PRZEWÓD 45-RJ45 KAT.5E FTP 2M BIAŁY | 16.5 | 1 | NR | 16.2 | 1 | NR | 1.852% | OFFICIAL | 1DM10G10F2730KC100 | 30 | 1DM | BUILDING | 10G | BUILDING OTHERS | 10F | DATA CENTER | 1 | 24 | NR | 616.958 | CCM | 102.792 | 92.513 | G | 8011564118065 | 8011564118065 | 8011564491939 | 85444991
GW38124 | CORD 45-RJ45 CAT.5E FTP 5M WHITE | PRZEWÓD 45-RJ45 KAT.5E FTP 5M BIAŁY | 27.5 | 1 | NR | 27 | 1 | NR | 1.852% | OFFICIAL | 1DM10G10F2730KC100 | 30 | 1DM | BUILDING | 10G | BUILDING OTHERS | 10F | DATA CENTER | 1 | 24 | NR | 1221.458 | CCM | 194.167 | 174.75 | G | 8011564118072 | 8011564118072 | 8011564491946 | 85444991
GW38334 | OPTICAL SPLICE HOLDER FOR 3M BOXES | UCHWYT ZŁĄCZY ŚWIATŁOWOD. DO PUSZEK 3M | 16.6 | 1 | NR | 16.3 | 1 | NR | 1.84% | OFFICIAL | 1DM10G10F2750KQ100 | 30 | 1DM | BUILDING | 10G | BUILDING OTHERS | 10F | DATA CENTER | 1 | 30 | NR | 254.475 | CCM | 16 | 11 | G | 8034035018510 | 8034035018510 | 8034035425516 | 85389099
GW38344 | AP.BOX 4 SC/APC+PATCH CORD 65M 4 FIBERS | PUSZ.4 SC/APC DO MIESZ.+K.KROS.65M 4 WŁ. | 332 | 1 | NR | 326 | 1 | NR | 1.84% | OFFICIAL | 1DM10G10F2750KQ100 | 40 | 1DM | BUILDING | 10G | BUILDING OTHERS | 10F | DATA CENTER | 1 | 10 | NR | 5421.9 | CCM | 767 | 730 | G | 0 | 0 | 0 | 0
GW38133 | PERMUTATION CORDS RJ45-RJ45 CAT.6 UTP 5M | PRZEWODY ŁĄCZĄCE RJ45-RJ45 KAT.6 UTP 5M | 27.7 | 1 | NR | 27.2 | 1 | NR | 1.838% | OFFICIAL | 1DM10G10F2710K4100 | 30 | 1DM | BUILDING | 10G | BUILDING OTHERS | 10F | DATA CENTER | 1 | 24 | NR | 1221.458 | CCM | 230.083 | 207.075 | G | 8011564177086 | 8011564177086 | 8011564536029 | 85444991
GW21685 | SOCKET-OUTLET RJ45 CAT6 UTP SY/BK | GNIAZDO RJ45 KAT6 UTP SY/CZARNE | 39.2 | 1 | NR | 38.5 | 1 | NR | 1.818% | OFFICIAL | 1DM10G10F2710K2100 | 30 | 1DM | BUILDING | 10G | BUILDING OTHERS | 10F | DATA CENTER | 15 | 30 | NR | 279.367 | CCM | 54.7 | 49.23 | G | 8011564247291 | 8011564595019 | 8011564595026 | 85366930
GW38121 | CORD 45-RJ45 CAT.5E FTP 0.5M WHITE | PRZEWÓD 45-RJ45 KAT.5E FTP 0,5M BIAŁY | 11.2 | 1 | NR | 11 | 1 | NR | 1.818% | OFFICIAL | 1DM10G10F2730KC100 | 30 | 1DM | BUILDING | 10G | BUILDING OTHERS | 10F | DATA CENTER | 1 | 24 | NR | 447.891 | CCM | 43.208 | 34.412 | G | 8011564118041 | 8011564118041 | 8011564491915 | 85444991
GW38318 | SC/APC PATCH CABLE 20M 1 FIBER | KABEL KROSOWY SC/APC 20M 1 WŁÓKNO | 50.8 | 1 | NR | 49.9 | 1 | NR | 1.804% | OFFICIAL | 1DM10G10F2750KK100 | 30 | 1DM | BUILDING | 10G | BUILDING OTHERS | 10F | DATA CENTER | 1 | 15 | NR | 508.95 | CCM | 90.667 | 85 | G | 8034035018459 | 8034035018459 | 8034035425431 | 85389099
GW38308 | 1x8 PLC SPLITTER WITH SC/APC ADAPTERS | 1x8 ROZDZIELACZ PLC Z ADAPTERAMI SC/APC | 170 | 1 | NR | 167 | 1 | NR | 1.796% | OFFICIAL | 1DM10G10F2750KQ100 | 30 | 1DM | BUILDING | 10G | BUILDING OTHERS | 10F | DATA CENTER | 1 | 12 | NR | 1165.333 | CCM | 182 | 147.751 | G | 8034035018367 | 8034035018367 | 8034035425332 | 85389099
GW38446 | 10'' PANEL 2 SOCKETS OUT.16A + SWITCH | LISTWA ZASIL. 10” 2 GN.+ŁĄCZN.2BIEG.16A | 170 | 1 | NR | 167 | 1 | NR | 1.796% | OFFICIAL | 1DM10G10F2810L6100 | 40 | 1DM | BUILDING | 10G | BUILDING OTHERS | 10F | DATA CENTER | 1 | 12 | NR | 3696 | CCM | 650 | 650 | G | 8034035013140 | 8034035013140 | 8034035429019 | 85389099
GW38035 | DATA SOCKET RJ45 CAT.6 FTP TOOLLESS | GNIAZDO DANYCH RJ45 KAT.6 FTP BEZ NARZ. | 22.7 | 1 | NR | 22.3 | 1 | NR | 1.794% | OFFICIAL | 1DM10G10F2710K2100 | 30 | 1DM | BUILDING | 10G | BUILDING OTHERS | 10F | DATA CENTER | 10 | 50 | NR | 99.96 | CCM | 45.005 | 31.396 | G | 8011564897519 | 8011564929036 | 8011564929043 | 85366990
GW38557 | KIT OF M6 CAGE NUTS AND SCREWS FOR FAST. | ZESTAW NAKR.KLATK I WKRĘTÓW M6 DO MOC. | 73.8 | 1 | NR | 72.5 | 1 | NR | 1.793% | OFFICIAL | 1DM10G10F2850LI100 | 30 | 1DM | BUILDING | 10G | BUILDING OTHERS | 10F | DATA CENTER | 1 | 30 | NR | 263.467 | CCM | 350 | 350 | G | 8034035013430 | 8034035013430 | 8034035420801 | 85389099
GW38464 | FLOOR RACK CABINET 19" 42U 800x1000MM | PODŁOGOWA SZAFA SERWE.19” 42U 800x1000MM | 2840 | 1 | NR | 2790 | 1 | NR | 1.792% | OFFICIAL | 1DM10G10F2850LE100 | 30 | 1DM | BUILDING | 10G | BUILDING OTHERS | 10F | DATA CENTER | 1 | 1 | NR | 1.773 | M3 | 142 | 142 | KG | 8034035012419 | 8034035012419 | 8034035012419 | 85381000
GW38484 | SET 4 SWIVELING WHEELS + BRAKE FOR RACKS | ZESTAW 4 KÓŁEK OBROTOW.+HAMULEC DO REGAŁ | 284 | 1 | NR | 279 | 1 | NR | 1.792% | OFFICIAL | 1DM10G10F2850LI100 | 30 | 1DM | BUILDING | 10G | BUILDING OTHERS | 10F | DATA CENTER | 1 | 1 | NR | 6000 | CCM | 3 | 3 | KG | 8034035011917 | 8034035011917 | 8034035011917 | 85389099
GW38602 | BLIND PANEL 19" 2U | ZAŚLEPKA 19” 2U | 34.1 | 1 | NR | 33.5 | 1 | NR | 1.791% | OFFICIAL | 1DM10G10F2870LK100 | 30 | 1DM | BUILDING | 10G | BUILDING OTHERS | 10F | DATA CENTER | 1 | 10 | NR | 1580.8 | CCM | 900 | 900 | G | 8034035013461 | 8034035013461 | 8034035420832 | 85389099
GW38338 | APARTMENT TERMINAT.BOX 4 SC/APC FIBERS | PUSZKA PRZYŁ.4 WŁÓKIEN SC/APC DO MIESZ | 45.5 | 1 | NR | 44.7 | 1 | NR | 1.79% | OFFICIAL | 1DM10G10F2750KQ100 | 30 | 1DM | BUILDING | 10G | BUILDING OTHERS | 10F | DATA CENTER | 1 | 15 | NR | 508.95 | CCM | 121.333 | 118 | G | 8034035018534 | 8034035018534 | 8034035425547 | 48192000
GW21686 | SOCKET-OUTLET RJ45 CAT6 FTP SY/BK | GNIAZDO RJ45 KAT6 FTP SY/CZARNE | 45.8 | 1 | NR | 45 | 1 | NR | 1.778% | OFFICIAL | 1DM10G10F2730KA100 | 30 | 1DM | BUILDING | 10G | BUILDING OTHERS | 10F | DATA CENTER | 15 | 30 | NR | 279.367 | CCM | 63.733 | 57.36 | G | 8011564247307 | 8011564595057 | 8011564595064 | 85366930
GW38321 | CADDY FOR FIBER OPTICAL PATCH CABLES | WIESZAK DO ŚWIATŁOWODÓW KROSOWYCH | 11.5 | 1 | NR | 11.3 | 1 | NR | 1.77% | OFFICIAL | 1DM10G10F2750KQ100 | 30 | 1DM | BUILDING | 10G | BUILDING OTHERS | 10F | DATA CENTER | 10 | 80 | NR | 37.5 | CCM | 11.188 | 9.93 | G | 8034035018473 | 8034035425455 | 8034035425462 | 85389099
GW38302 | OPTICAL FIBER CABLE MANAGEMENT CABINET | SZAFA ZARZĄDZANIA PRZEWODAMI OPTYCZNYMI | 231 | 1 | NR | 227 | 1 | NR | 1.762% | OFFICIAL | 1DM10G10F2750KO100 | 30 | 1DM | BUILDING | 10G | BUILDING OTHERS | 10F | DATA CENTER | 1 | 1 | NR | 19228 | CCM | 3.78 | 3.402 | KG | 8034035018329 | 8034035018329 | 8034035018329 | 85389099
GW38306 | 1x2 PLC SPLITTER WITH SC/APC ADAPTERS | 1x2 ROZDZIELACZ PLC Z ADAPTERAMI SC/APC | 116 | 1 | NR | 114 | 1 | NR | 1.754% | OFFICIAL | 1DM10G10F2750KQ100 | 30 | 1DM | BUILDING | 10G | BUILDING OTHERS | 10F | DATA CENTER | 1 | 12 | NR | 1165.333 | CCM | 148.33 | 133 | G | 8034035018343 | 8034035018343 | 8034035425318 | 85389099
GW38032 | DATA SOCKET RJ45 CAT.6 UTP TOOLLESS | GNIAZDO DANYCH RJ45 KAT.6 UTP BEZ NARZ. | 11.7 | 1 | NR | 11.5 | 1 | NR | 1.739% | OFFICIAL | 1DM10G10F2710K2100 | 30 | 1DM | BUILDING | 10G | BUILDING OTHERS | 10F | DATA CENTER | 10 | 50 | NR | 167.62 | CCM | 5.124 | 1.464 | G | 8011564897489 | 8011564928978 | 8011564928985 | 85366930
GW38033 | DATA SOCKET RJ45 CAT.6a UTP TOOLLESS | GNIAZDO DANYCH RJ45 KAT.6a UTP BEZ NARZ. | 17.6 | 1 | NR | 17.3 | 1 | NR | 1.734% | OFFICIAL | 1DM10G10F2710K2100 | 30 | 1DM | BUILDING | 10G | BUILDING OTHERS | 10F | DATA CENTER | 10 | 50 | NR | 141.61 | CCM | 26.718 | 23.096 | G | 8011564897496 | 8011564928992 | 8011564929005 | 85366990
GW38339 | APARTMENT TERMINAT.BOARD 8 SC/APC FIBERS | TABLICA PRZYŁ.8 WŁÓKIEN SC/APC DO MIESZ | 58.8 | 1 | NR | 57.8 | 1 | NR | 1.73% | OFFICIAL | 1DM10G10F2750KQ100 | 30 | 1DM | BUILDING | 10G | BUILDING OTHERS | 10F | DATA CENTER | 1 | 5 | NR | 1526.85 | CCM | 182 | 182 | G | 8034035018541 | 8034035018541 | 8034035425554 | 85389099
GW38343 | AP.BOX 4 SC/APC+PATCH CORD 50M 4 FIBERS | PUSZ.4 SC/APC DO MIESZ.+K.KROS.50M 4 WŁ. | 294 | 1 | NR | 289 | 1 | NR | 1.73% | OFFICIAL | 1DM10G10F2750KQ100 | 40 | 1DM | BUILDING | 10G | BUILDING OTHERS | 10F | DATA CENTER | 1 | 10 | NR | 5421.9 | CCM | 763.5 | 726.5 | G | 0 | 0 | 0 | 0
GW38608 | FIXED SHELF 19" DEPTH 360MM | PÓŁKA STAŁA 19” GŁĘBOKOŚĆ 360MM | 76.5 | 1 | NR | 75.2 | 1 | NR | 1.729% | OFFICIAL | 1DM10G10F2870LM100 | 30 | 1DM | BUILDING | 10G | BUILDING OTHERS | 10F | DATA CENTER | 1 | 6 | NR | 27300 | CCM | 1.9 | 1.9 | KG | 8034035013492 | 8034035013492 | 8034035420863 | 85389099
GW38352 | OPTICAL FIBER REEL 500M 8 FIBERS OUTDOOR | NAWÓJ ŚWIATŁOWODU 500M 8 WŁÓKIEN ZEWN. | 1770 | 1 | NR | 1740 | 1 | NR | 1.724% | OFFICIAL | 1DM10G10F2750KM100 | 30 | 1DM | BUILDING | 10G | BUILDING OTHERS | 10F | DATA CENTER | 1 | 1 | NR | 21964 | CCM | 4.875 | 4.875 | KG | 8034035018619 | 8034035018619 | 8034035018619 | 85389099
GW38475 | PAIR OF POSTS 30U | PARA SŁUPKÓW 30U | 118 | 1 | NR | 116 | 1 | NR | 1.724% | OFFICIAL | 1DM10G10F2850LI100 | 30 | 1DM | BUILDING | 10G | BUILDING OTHERS | 10F | DATA CENTER | 1 | 1 | NR | 3360 | CCM | 2.3 | 2.3 | KG | 8034035011658 | 8034035011658 | 8034035011658 | 85389099
GW30686 | SOCKET-OUTLET RJ45 CAT.6 FTP | GNIAZDO RJ45 KAT.6 FTP | 53.4 | 1 | NR | 52.5 | 1 | NR | 1.714% | OFFICIAL | 1DM10G10F2730KA100 | 30 | 1DM | BUILDING | 10G | BUILDING OTHERS | 10F | DATA CENTER | 1 | 12 | NR | 709.772 | CCM | 66.25 | 59.625 | G | 8011564247420 | 8011564247420 | 8011564593879 | 85366930
GW38407 | WALL CABINET 19" 9U DEPTH 400MM. | SZAFKA NATYNK 19” 9U GŁĘBOKOŚĆ 400MM | 534 | 1 | NR | 525 | 1 | NR | 1.714% | OFFICIAL | 1DM10G10F2830L8100 | 30 | 1DM | BUILDING | 10G | BUILDING OTHERS | 10F | DATA CENTER | 1 | 1 | NR | 128100 | CCM | 21 | 20.6 | KG | 8034035012303 | 8034035012303 | 8034035012303 | 85389099
GW38326 | SC/APC ADAPTER | ADAPTER SC/APC | 5.95 | 1 | NR | 5.85 | 1 | NR | 1.709% | OFFICIAL | 1DM10G10F2750KG100 | 30 | 1DM | BUILDING | 10G | BUILDING OTHERS | 10F | DATA CENTER | 25 | 300 | NR | 25.448 | CCM | 4.883 | 4.883 | G | 8034035018497 | 8034035425486 | 8034035425493 | 85389099
GW38592 | GLASS DOOR FOR 12U WALL CABINET | DRZWI SZKLANE DO SZAFY ŚCIENNEJ 12U | 299 | 1 | NR | 294 | 1 | NR | 1.701% | OFFICIAL | 1DM10G10F2850LG100 | 30 | 1DM | BUILDING | 10G | BUILDING OTHERS | 10F | DATA CENTER | 1 | 1 | NR | 22240 | CCM | 4.6 | 4.6 | KG | 8034035012112 | 8034035012112 | 8034035012112 | 85389099
GW38408 | WALL CABINET 19" 12U DEPTH 400MM. | SZAFKA NATYNK 19” 12U GŁĘBOKOŚĆ 400MM | 600 | 1 | NR | 590 | 1 | NR | 1.695% | OFFICIAL | 1DM10G10F2830L8100 | 30 | 1DM | BUILDING | 10G | BUILDING OTHERS | 10F | DATA CENTER | 1 | 1 | NR | 161406 | CCM | 24.5 | 22.5 | KG | 8034035012310 | 8034035012310 | 8034035012310 | 85389099
GW38598 | GLASS DOOR FOR 42U CABINET 600X600MM. | DRZWI SZKL.DO SZAFY 42U 600X600MM | 600 | 1 | NR | 590 | 1 | NR | 1.695% | OFFICIAL | 1DM10G10F2850LG100 | 30 | 1DM | BUILDING | 10G | BUILDING OTHERS | 10F | DATA CENTER | 1 | 1 | NR | 59000 | CCM | 14.6 | 14.6 | KG | 8034035012174 | 8034035012174 | 8034035012174 | 85389099
GW38599 | GLASS DOOR FOR 42U CABINET L.800MM. | DRZWI SZKL.DO SZAFY 42U DŁ.800MM | 663 | 1 | NR | 652 | 1 | NR | 1.687% | OFFICIAL | 1DM10G10F2850LG100 | 30 | 1DM | BUILDING | 10G | BUILDING OTHERS | 10F | DATA CENTER | 1 | 1 | NR | 79000 | CCM | 20.5 | 18.5 | KG | 8034035012181 | 8034035012181 | 8034035012181 | 85389099
GW38117 | CORD 45-RJ45 CAT.5E UTP 1M WHITE | PRZEWÓD 45-RJ45 KAT.5E UTP 1M BIAŁY | 9.05 | 1 | NR | 8.9 | 1 | NR | 1.685% | OFFICIAL | 1DM10G10F2710K4100 | 30 | 1DM | BUILDING | 10G | BUILDING OTHERS | 10F | DATA CENTER | 1 | 24 | NR | 447.891 | CCM | 56.292 | 45.095 | G | 8011564118010 | 8011564118010 | 8011564491885 | 85444991
GW20684 | SOCKET-OUTLET RJ45 CAT6 UTP SY/WT | GNIAZDO RJ45 KAT6 UTP SY/BIAŁE | 60.4 | 1 | NR | 59.4 | 1 | NR | 1.684% | OFFICIAL | 1DM10G10F2710K0100 | 30 | 1DM | BUILDING | 10G | BUILDING OTHERS | 10F | DATA CENTER | 1 | 15 | NR | 257.4 | CCM | 35.452 | 23.321 | G | 8011564117655 | 8011564117655 | 8011564491045 | 85366930
GW38319 | SC/APC PATCH CABLE 40M 1 FIBER | KABEL KROSOWY SC/APC 40M 1 WŁÓKNO | 84.7 | 1 | NR | 83.3 | 1 | NR | 1.681% | OFFICIAL | 1DM10G10F2750KK100 | 30 | 1DM | BUILDING | 10G | BUILDING OTHERS | 10F | DATA CENTER | 1 | 8 | NR | 954.281 | CCM | 169.375 | 141.75 | G | 8034035018466 | 8034035018466 | 8034035425448 | 85389099
GW38479 | AIR CIRCUL. UNIT WITH 2 FANS+CABLE+THERM | MODUŁ CYRK. POW.Z 2 WENT+PRZEWÓD+TERM | 424 | 1 | NR | 417 | 1 | NR | 1.679% | OFFICIAL | 1DM10G10F2850LI100 | 30 | 1DM | BUILDING | 10G | BUILDING OTHERS | 10F | DATA CENTER | 1 | 8 | NR | 14105 | CCM | 2.9 | 2.9 | KG | 8034035013409 | 8034035013409 | 8034035420689 | 85389099
GW20686 | SOCKET-OUTLET RJ45 CAT6 FTP SY/WT | GNIAZDO RJ45 KAT6 FTP SY/BIAŁE | 42.5 | 1 | NR | 41.8 | 1 | NR | 1.675% | OFFICIAL | 1DM10G10F2730KA100 | 30 | 1DM | BUILDING | 10G | BUILDING OTHERS | 10F | DATA CENTER | 15 | 30 | NR | 279.367 | CCM | 44.167 | 39.75 | G | 8011564247284 | 8011564595033 | 8011564595040 | 85366930
GW38473 | ALIGNMENT ADHES. LABEL WALL/FLOOR CABIN. | PASEK NUMER. PRZYKLEJANY TABLICA I SZAFA | 42.5 | 1 | NR | 41.8 | 1 | NR | 1.675% | OFFICIAL | 1DM10G10F2850LI100 | 30 | 1DM | BUILDING | 10G | BUILDING OTHERS | 10F | DATA CENTER | 1 | 30 | NR | 123.2 | CCM | 20 | 20 | G | 8034035013171 | 8034035013171 | 8034035420658 | 85389099
GW38611 | CABLE MANAGEMENT PANEL PLASTIC RINGS 1U | PANEL DO ZARZ. PRZEW. PIERŚC.PLASTIK 1U | 48.6 | 1 | NR | 47.8 | 1 | NR | 1.674% | OFFICIAL | 1DM10G10F2870LK100 | 30 | 1DM | BUILDING | 10G | BUILDING OTHERS | 10F | DATA CENTER | 1 | 15 | NR | 526.933 | CCM | 400 | 400 | G | 8034035013522 | 8034035013522 | 8034035420894 | 85389099
GW38313 | SC/APC PATCH CAB.10M 1 FIBER PULL.SHEATH | KABEL KROSOWY SC/APC 10M 1 WŁ. OSŁ.NAC | 79.2 | 1 | NR | 77.9 | 1 | NR | 1.669% | OFFICIAL | 1DM10G10F2750KK100 | 40 | 1DM | BUILDING | 10G | BUILDING OTHERS | 10F | DATA CENTER | 1 | 20 | NR | 699.2 | CCM | 53 | 49 | G | 0 | 0 | 0 | 0
GW21684 | SOCKET-OUTLET RJ45 CAT6 UTP SY/BK | GNIAZDO RJ45 KAT6 UTP SY/CZARNE | 67.3 | 1 | NR | 66.2 | 1 | NR | 1.662% | OFFICIAL | 1DM10G10F2710K0100 | 30 | 1DM | BUILDING | 10G | BUILDING OTHERS | 10F | DATA CENTER | 1 | 15 | NR | 257.4 | CCM | 33.6 | 30.24 | G | 8011564128873 | 8011564128873 | 8011564508774 | 85366930
GW38471 | DOOR LOCK FOR WALL CABINETS | ZAMEK DO DRZWI SZAFEK ŚCIENNYCH | 24.5 | 1 | NR | 24.1 | 1 | NR | 1.66% | OFFICIAL | 1DM10G10F2850LI100 | 30 | 1DM | BUILDING | 10G | BUILDING OTHERS | 10F | DATA CENTER | 1 | 30 | NR | 123.2 | CCM | 50 | 50 | G | 8034035013157 | 8034035013157 | 8034035420634 | 85389099
GW38594 | GLASS DOOR FOR 24U CABINET 600X600MM. | DRZWI SZKL.DO SZAFY 24U 600X600MM | 490 | 1 | NR | 482 | 1 | NR | 1.66% | OFFICIAL | 1DM10G10F2850LG100 | 30 | 1DM | BUILDING | 10G | BUILDING OTHERS | 10F | DATA CENTER | 1 | 1 | NR | 35400 | CCM | 8.5 | 8.5 | KG | 8034035012136 | 8034035012136 | 8034035012136 | 85389099
GW38596 | GLASS DOOR FOR 30U CABINET 600X600MM. | DRZWI SZKL.DO SZAFY 30U 600X600MM | 552 | 1 | NR | 543 | 1 | NR | 1.657% | OFFICIAL | 1DM10G10F2850LG100 | 30 | 1DM | BUILDING | 10G | BUILDING OTHERS | 10F | DATA CENTER | 1 | 1 | NR | 44250 | CCM | 10.8 | 10.8 | KG | 8034035012150 | 8034035012150 | 8034035012150 | 85389099
GW38601 | BLIND PANEL 19" 1U | ZAŚLEPKA 19” 1U | 30.7 | 1 | NR | 30.2 | 1 | NR | 1.656% | OFFICIAL | 1DM10G10F2870LK100 | 30 | 1DM | BUILDING | 10G | BUILDING OTHERS | 10F | DATA CENTER | 1 | 20 | NR | 395.2 | CCM | 450 | 450 | G | 8034035013454 | 8034035013454 | 8034035420825 | 85389099
GW38597 | GLASS DOOR FOR 30U CABINET 800X800MM. | DRZWI SZKL.DO SZAFY 30U 800X800MM | 614 | 1 | NR | 604 | 1 | NR | 1.656% | OFFICIAL | 1DM10G10F2850LG100 | 30 | 1DM | BUILDING | 10G | BUILDING OTHERS | 10F | DATA CENTER | 1 | 1 | NR | 59250 | CCM | 15.2 | 15.2 | KG | 8034035012167 | 8034035012167 | 8034035012167 | 85389099
GW38331 | WALL MOUNT TERMINAT.BOX 12 SC/APC FIBERS | NATYNK.PUSZKA PRZYŁ.12 WŁÓKIEN SC/APC | 246 | 1 | NR | 242 | 1 | NR | 1.653% | OFFICIAL | 1DM10G10F2750KO100 | 30 | 1DM | BUILDING | 10G | BUILDING OTHERS | 10F | DATA CENTER | 1 | 1 | NR | 3748.5 | CCM | 650 | 600 | G | 8034035018503 | 8034035018503 | 8034035018503 | 85389099
GW38444 | FIXED SHELF 10" DEPTH 150MM.1U | PÓŁKA STAŁA 10” GŁĘBOKOŚĆ 150MM 1U | 55.5 | 1 | NR | 54.6 | 1 | NR | 1.648% | OFFICIAL | 1DM10G10F2810L6100 | 40 | 1DM | BUILDING | 10G | BUILDING OTHERS | 10F | DATA CENTER | 1 | 1 | NR | 3696 | CCM | 510 | 510 | G | 8034035013126 | 8034035013126 | 8034035013126 | 85389099
GW38432 | WALL CABINET 10" 8U DEPTH 265MM | SZAFKA NATYNK 10” 8U GŁĘBOKOŚĆ 265MM | 432 | 1 | NR | 425 | 1 | NR | 1.647% | OFFICIAL | 1DM10G10F2830L8100 | 40 | 1DM | BUILDING | 10G | BUILDING OTHERS | 10F | DATA CENTER | 1 | 1 | NR | 48484 | CCM | 9 | 9 | KG | 8034035013300 | 8034035013300 | 8034035013300 | 85389099
GW38322 | BRACKETS KIT FOR 19'' RACK MOUNTING | ZESTAW UCHWYTÓW DO MOCW.19” DRABINKI | 30.9 | 1 | NR | 30.4 | 1 | NR | 1.645% | OFFICIAL | 1DM10G10F2750KQ100 | 30 | 1DM | BUILDING | 10G | BUILDING OTHERS | 10F | DATA CENTER | 1 | 10 | NR | 300 | CCM | 219.5 | 209 | G | 8034035018480 | 8034035018480 | 8034035425479 | 85389099
GW38607 | FIXED SHELF 19" DEPTH 260MM | PÓŁKA STAŁA 19” GŁĘBOKOŚĆ 260MM | 68 | 1 | NR | 66.9 | 1 | NR | 1.644% | OFFICIAL | 1DM10G10F2870LM100 | 30 | 1DM | BUILDING | 10G | BUILDING OTHERS | 10F | DATA CENTER | 1 | 6 | NR | 19467 | CCM | 1.5 | 1.5 | KG | 8034035013485 | 8034035013485 | 8034035420856 | 85389099
GW38477 | KIT 8 METAL ZINC-PLATED H90 RINGS | ZESTAW 8 METAL. PIERŚCIENI CYNKOW. H90 | 56 | 1 | NR | 55.1 | 1 | NR | 1.633% | OFFICIAL | 1DM10G10F2850LI100 | 30 | 1DM | BUILDING | 10G | BUILDING OTHERS | 10F | DATA CENTER | 1 | 8 | NR | 1960 | CCM | 650 | 650 | G | 8034035013188 | 8034035013188 | 8034035420665 | 85389099
GW38418 | WALL CABINET 19" 12U DEPTH 600MM. | SZAFKA NATYNK 19” 12U GŁĘBOKOŚĆ 600MM | 686 | 1 | NR | 675 | 1 | NR | 1.63% | OFFICIAL | 1DM10G10F2830LA100 | 30 | 1DM | BUILDING | 10G | BUILDING OTHERS | 10F | DATA CENTER | 1 | 1 | NR | 238266 | CCM | 31 | 27.9 | KG | 8034035012334 | 8034035012334 | 8034035012334 | 85389099
GW38051 | CONNECTORS IMPACT TOOL | NARZĘDZIE MONTAŻ.DO POŁĄCZEŃ | 189 | 1 | NR | 186 | 1 | NR | 1.613% | OFFICIAL | 1DM10G10F2770L2100 | 40 | 1DM | BUILDING | 10G | BUILDING OTHERS | 10F | DATA CENTER | 1 | 12 | NR | 458.413 | CCM | 193.25 | 173.925 | G | 8011564118454 | 8011564118454 | 8011564118454 | 85389099
GW38595 | GLASS DOOR FOR 24U CABINET 800X800MM. | DRZWI SZKL.DO SZAFY 24U 800X800MM | 568 | 1 | NR | 559 | 1 | NR | 1.61% | OFFICIAL | 1DM10G10F2850LG100 | 30 | 1DM | BUILDING | 10G | BUILDING OTHERS | 10F | DATA CENTER | 1 | 1 | NR | 47400 | CCM | 12 | 12 | KG | 8034035012143 | 8034035012143 | 8034035012143 | 85389099
GW38558 | EARTHING SET FOR CABINETS (4 CABLES) | ZESTAW UZIEMIENIA DO SZAF (4 PRZEWODY) | 82.1 | 1 | NR | 80.8 | 1 | NR | 1.609% | OFFICIAL | 1DM10G10F2850LI100 | 30 | 1DM | BUILDING | 10G | BUILDING OTHERS | 10F | DATA CENTER | 1 | 30 | NR | 123.2 | CCM | 50 | 50 | G | 8034035013447 | 8034035013447 | 8034035420818 | 85389099
GW38309 | 1x16 PLC SPLITTER WITH SC/APC ADAPTERS | 1x16 ROZDZIELACZ PLC Z ADAPTERAMI SC/APC | 254 | 1 | NR | 250 | 1 | NR | 1.6% | OFFICIAL | 1DM10G10F2750KQ100 | 30 | 1DM | BUILDING | 10G | BUILDING OTHERS | 10F | DATA CENTER | 1 | 6 | NR | 2330.667 | CCM | 296.7 | 238.333 | G | 8034035018374 | 8034035018374 | 8034035425349 | 85389099
GW38342 | AP.BOX 4 SC/APC+PATCH CORD 30M 4 FIBERS | PUSZ.4 SC/APC DO MIESZ.+K.KROS.30M 4 WŁ. | 254 | 1 | NR | 250 | 1 | NR | 1.6% | OFFICIAL | 1DM10G10F2750KQ100 | 40 | 1DM | BUILDING | 10G | BUILDING OTHERS | 10F | DATA CENTER | 1 | 10 | NR | 5421.9 | CCM | 616.5 | 603.5 | G | 0 | 0 | 0 | 0
GW38089 | PLUG RJ45 CAT.5E FTP | WTYCZKA RJ45 KAT.5E FTP | 6.4 | 1 | NR | 6.3 | 1 | NR | 1.587% | OFFICIAL | 1DM10G10F2770L0100 | 40 | 1DM | BUILDING | 10G | BUILDING OTHERS | 10F | DATA CENTER | 20 | 100 | NR | 16.2 | CCM | 3.2 | 3 | G
GW38122 | CORD 45-RJ45 CAT.5E FTP 1M WHITE | PRZEWÓD 45-RJ45 KAT.5E FTP 1M BIAŁY | 12.8 | 1 | NR | 12.6 | 1 | NR | 1.587% | OFFICIAL | 1DM10G10F2730KC100 | 30 | 1DM | BUILDING | 10G | BUILDING OTHERS | 10F | DATA CENTER | 1 | 24 | NR | 447.891 | CCM | 73.417 | 66.075 | G | 8011564118058 | 8011564118058 | 8011564491922 | 85444991
GW38590 | GLASS DOOR FOR 6U WALL CABINET | DRZWI SZKLANE DO SZAFY ŚCIENNEJ 6U | 256 | 1 | NR | 252 | 1 | NR | 1.587% | OFFICIAL | 1DM10G10F2850LG100 | 30 | 1DM | BUILDING | 10G | BUILDING OTHERS | 10F | DATA CENTER | 1 | 1 | NR | 12857.5 | CCM | 2.8 | 2.8 | KG | 8034035011931 | 8034035011931 | 8034035011931 | 85389099
GW30685 | SOCKET-OUTLET RJ45 CAT.6 UTP | GNIAZDO RJ45 KAT.6 UTP | 44.9 | 1 | NR | 44.2 | 1 | NR | 1.584% | OFFICIAL | 1DM10G10F2710K2100 | 30 | 1DM | BUILDING | 10G | BUILDING OTHERS | 10F | DATA CENTER | 1 | 12 | NR | 709.772 | CCM | 61.167 | 55.05 | G | 8011564247413 | 8011564247413 | 8011564593862 | 85366930
GW38301 | BUILDING OPTICAL SERVICES CABINET | SZAFA APARATURY OPTYCZNEJ BUDYNKU | 385 | 1 | NR | 379 | 1 | NR | 1.583% | OFFICIAL | 1DM10G10F2750KO100 | 40 | 1DM | BUILDING | 10G | BUILDING OTHERS | 10F | DATA CENTER | 1 | 1 | NR | 13984 | CCM | 3.6 | 3.24 | KG | 0 | 0 | 0 | 0
GW38406 | WALL CABINET 19'' U DEPTH 400MM. | SZAFKA NATYNK 19” U GŁĘBOKOŚĆ 400MM | 514 | 1 | NR | 506 | 1 | NR | 1.581% | OFFICIAL | 1DM10G10F2830L8100 | 30 | 1DM | BUILDING | 10G | BUILDING OTHERS | 10F | DATA CENTER | 1 | 1 | NR | 94794 | CCM | 17.5 | 15.75 | KG | 8034035012198 | 8034035012198 | 8034035012198 | 85389099
GW38609 | SLIDING DRAWER 19" 2U | SZUFLADA WYSUWANA 19” 2U | 257 | 1 | NR | 253 | 1 | NR | 1.581% | OFFICIAL | 1DM10G10F2870LM100 | 30 | 1DM | BUILDING | 10G | BUILDING OTHERS | 10F | DATA CENTER | 1 | 6 | NR | 26866.667 | CCM | 4.13 | 4.13 | KG | 8034035013508 | 8034035013508 | 8034035420870 | 85389099
GW38056 | HDMI KEYSTONE JACK INLINE COUPLER BLACK | KOSTKA HDMI WPINANA ŁĄCZĄCA CZARNA | 25.8 | 1 | NR | 25.4 | 1 | NR | 1.575% | OFFICIAL | 1DM10G10F2710K2100 | 30 | 1DM | BUILDING | 10G | BUILDING OTHERS | 10F | DATA CENTER | 1 | 48 | NR | 88.172 | CCM | 10.964 | 8.4 | G | 8011564885011 | 8011564885011 | 8011564905863 | 85366930
GW38593 | GLASS DOOR FOR 15U WALL CABINET | DRZWI SZKLANE DO SZAFY ŚCIENNEJ 15U | 323 | 1 | NR | 318 | 1 | NR | 1.572% | OFFICIAL | 1DM10G10F2850LG100 | 30 | 1DM | BUILDING | 10G | BUILDING OTHERS | 10F | DATA CENTER | 1 | 1 | NR | 27105 | CCM | 5.2 | 5.2 | KG | 8034035012129 | 8034035012129 | 8034035012129 | 85389099
GW38409 | WALL CABINET 19" 15U DEPTH 400MM. | SZAFKA NATYNK 19” 15U GŁĘBOKOŚĆ 400MM | 647 | 1 | NR | 637 | 1 | NR | 1.57% | OFFICIAL | 1DM10G10F2830L8100 | 30 | 1DM | BUILDING | 10G | BUILDING OTHERS | 10F | DATA CENTER | 1 | 1 | NR | 197274 | CCM | 28.5 | 28.5 | KG | 8034035012327 | 8034035012327 | 8034035012327 | 85389099
GW38451 | FLOOR RACK CABINET 19" 24U 600x600MM | PODŁOGOWA SZAFA SERWER.19” 24U 600x600MM | 1310 | 1 | NR | 1290 | 1 | NR | 1.55% | OFFICIAL | 1DM10G10F2850LE100 | 30 | 1DM | BUILDING | 10G | BUILDING OTHERS | 10F | DATA CENTER | 1 | 1 | NR | 507408 | CCM | 65 | 65 | KG | 8034035012358 | 8034035012358 | 8034035012358 | 85381000
GW38481 | PLINTH H100 FOR 800X800MM. CABINETS | COKÓŁ H100 DO SZAFEK 800X800MM | 262 | 1 | NR | 258 | 1 | NR | 1.55% | OFFICIAL | 1DM10G10F2850LI100 | 30 | 1DM | BUILDING | 10G | BUILDING OTHERS | 10F | DATA CENTER | 1 | 1 | NR | 10318 | CCM | 4.9 | 4.9 | KG | 8034035011696 | 8034035011696 | 8034035011696 | 85389099
GW38419 | WALL CABINET 19" 15U DEPTH 600MM. | SZAFKA NATYNK 19” 15U GŁĘBOKOŚĆ 600MM | 724 | 1 | NR | 713 | 1 | NR | 1.543% | OFFICIAL | 1DM10G10F2830LA100 | 30 | 1DM | BUILDING | 10G | BUILDING OTHERS | 10F | DATA CENTER | 1 | 1 | NR | 291214 | CCM | 36 | 32.4 | KG | 8034035012341 | 8034035012341 | 8034035012341 | 85389099
GW38462 | FLOOR RACK CABINET 19" 30U 800x800MM | PODŁOGOWA SZAFA SERWER.19” 30U 800x800MM | 1980 | 1 | NR | 1950 | 1 | NR | 1.538% | OFFICIAL | 1DM10G10F2850LE100 | 30 | 1DM | BUILDING | 10G | BUILDING OTHERS | 10F | DATA CENTER | 1 | 1 | NR | 1.089 | M3 | 100 | 100 | KG | 8034035012396 | 8034035012396 | 8034035012396 | 85381000
GW38442 | CABLE MANAGEMENT PANEL 10'' 1U | PANEL DO ZARZĄDZANIA PRZEWODAMI 10” 1U | 33.5 | 1 | NR | 33 | 1 | NR | 1.515% | OFFICIAL | 1DM10G10F2810L6100 | 40 | 1DM | BUILDING | 10G | BUILDING OTHERS | 10F | DATA CENTER | 1 | 5 | NR | 739.2 | CCM | 175 | 175 | G | 8034035013317 | 8034035013317 | 8034035420726 | 85389099
GW38610 | CABLE MANAGEMENT PANEL WITH BRUSH 1U | PANEL DO ZARZ. PRZEWODAMI ZE SZCZOTKĄ 1U | 54.3 | 1 | NR | 53.5 | 1 | NR | 1.495% | OFFICIAL | 1DM10G10F2870LK100 | 30 | 1DM | BUILDING | 10G | BUILDING OTHERS | 10F | DATA CENTER | 1 | 20 | NR | 395.2 | CCM | 420 | 420 | G | 8034035013515 | 8034035013515 | 8034035420887 | 85389099
GW38036 | DATA SOCKET RJ45 CAT.6a FTP TOOLLESS | GNIAZDO DANYCH RJ45 KAT.6a FTP BEZ NARZ. | 27.2 | 1 | NR | 26.8 | 1 | NR | 1.493% | OFFICIAL | 1DM10G10F2710K2100 | 30 | 1DM | BUILDING | 10G | BUILDING OTHERS | 10F | DATA CENTER | 10 | 50 | NR | 99.96 | CCM | 45.005 | 31.396 | G | 8011564897526 | 8011564929050 | 8011564929067 | 85366930
GW38443 | PATCH PANEL 10" 8 PORTS RJ45 1U | PANEL KROSOWANIA 10” 8 PORTÓW RJ45 1U | 47.6 | 1 | NR | 46.9 | 1 | NR | 1.493% | OFFICIAL | 1DM10G10F2810L6100 | 40 | 1DM | BUILDING | 10G | BUILDING OTHERS | 10F | DATA CENTER | 1 | 10 | NR | 369.6 | CCM | 160 | 160 | G | 8034035013119 | 8034035013119 | 8034035420610 | 85389099
GW38445 | BLIND PANEL 10" 1U | ZAŚLEPKA 10” 1U | 27.2 | 1 | NR | 26.8 | 1 | NR | 1.493% | OFFICIAL | 1DM10G10F2810L6100 | 40 | 1DM | BUILDING | 10G | BUILDING OTHERS | 10F | DATA CENTER | 1 | 10 | NR | 369.6 | CCM | 182 | 182 | G | 8034035013133 | 8034035013133 | 8034035420627 | 85389099
GW38335 | ANGLED SC/APC ADAPTER KEYSTONE JACK | KĄTOWY ADAPTER WPINANY SC/APC | 20.5 | 1 | NR | 20.2 | 1 | NR | 1.485% | OFFICIAL | 1DM10G10F2750KG100 | 30 | 1DM | BUILDING | 10G | BUILDING OTHERS | 10F | DATA CENTER | 1 | 25 | NR | 120 | CCM | 9.8 | 9.3 | G | 8034035018527 | 8034035018527 | 8034035425530 | 85389099
GW38346 | SC/APC PATCH CORD 50M 8 FIBERS FOR RISER | KABEL KROSOWY SC/APC 50M 8 WŁÓK. DO PION | 417 | 1 | NR | 411 | 1 | NR | 1.46% | OFFICIAL | 1DM10G10F2750KK100 | 40 | 1DM | BUILDING | 10G | BUILDING OTHERS | 10F | DATA CENTER | 1 | 10 | NR | 5421.9 | CCM | 924.5 | 900 | G | 0 | 0 | 0 | 0
GW38341 | AP.BOX 4 SC/APC+PATCH CORD 15M 4 FIBERS | PUSZ.4 SC/APC DO MIESZ.+K.KROS.15M 4 WŁ. | 209 | 1 | NR | 206 | 1 | NR | 1.456% | OFFICIAL | 1DM10G10F2750KQ100 | 40 | 1DM | BUILDING | 10G | BUILDING OTHERS | 10F | DATA CENTER | 1 | 10 | NR | 5421.9 | CCM | 502 | 498.5 | G | 0 | 0 | 0 | 0
GW38480 | PLINTH H100 FOR 600X600MM. CABINETS | COKÓŁ H100 DO SZAFEK 600X600MM | 211 | 1 | NR | 208 | 1 | NR | 1.442% | OFFICIAL | 1DM10G10F2850LI100 | 30 | 1DM | BUILDING | 10G | BUILDING OTHERS | 10F | DATA CENTER | 1 | 1 | NR | 7238 | CCM | 3.9 | 3.9 | KG | 8034035011689 | 8034035011689 | 8034035011689 | 85389099
GW38119 | CORD 45-RJ45 CAT.5E UTP 5M WHITE | PRZEWÓD 45-RJ45 KAT.5E UTP 5M BIAŁY | 14.2 | 1 | NR | 14 | 1 | NR | 1.429% | OFFICIAL | 1DM10G10F2710K4100 | 30 | 1DM | BUILDING | 10G | BUILDING OTHERS | 10F | DATA CENTER | 1 | 24 | NR | 1221.458 | CCM | 201.792 | 181.612 | G | 8011564118034 | 8011564118034 | 8011564491908 | 85444991
GW20685 | SOCKET-OUTLET RJ45 CAT6 UTP SY/WT | GNIAZDO RJ45 KAT6 UTP SY/BIAŁE | 35.6 | 1 | NR | 35.1 | 1 | NR | 1.425% | OFFICIAL | 1DM10G10F2710K2100 | 30 | 1DM | BUILDING | 10G | BUILDING OTHERS | 10F | DATA CENTER | 15 | 30 | NR | 279.367 | CCM | 54.533 | 49.08 | G | 8011564247277 | 8011564594999 | 8011564595002 | 85366930
GW38317 | SC/APC PATCH CABLE 10M 1 FIBER | KABEL KROSOWY SC/APC 10M 1 WŁÓKNO | 35.6 | 1 | NR | 35.1 | 1 | NR | 1.425% | OFFICIAL | 1DM10G10F2750KK100 | 30 | 1DM | BUILDING | 10G | BUILDING OTHERS | 10F | DATA CENTER | 1 | 20 | NR | 381.713 | CCM | 53 | 52.95 | G | 8034035018442 | 8034035018442 | 8034035425424 | 85389099
GW38482 | PLINTH H100 FOR 800X1000MM. CABINETS | COKÓŁ H100 DO SZAFEK 800X1000MM | 287 | 1 | NR | 283 | 1 | NR | 1.413% | OFFICIAL | 1DM10G10F2850LI100 | 30 | 1DM | BUILDING | 10G | BUILDING OTHERS | 10F | DATA CENTER | 1 | 1 | NR | 12180 | CCM | 5.9 | 5.9 | KG | 8034035011900 | 8034035011900 | 8034035011900 | 85389099
GW38476 | PAIR OF POSTS 42U | PARA SŁUPKÓW 42U | 145 | 1 | NR | 143 | 1 | NR | 1.399% | OFFICIAL | 1DM10G10F2850LI100 | 30 | 1DM | BUILDING | 10G | BUILDING OTHERS | 10F | DATA CENTER | 1 | 1 | NR | 4560 | CCM | 3.2 | 3.2 | KG | 8034035011672 | 8034035011672 | 8034035011672 | 85389099
GW38485 | FAN FOR WALL CABINETS | WENTYLATOR DO SZAF ŚCIENNYCH | 145 | 1 | NR | 143 | 1 | NR | 1.399% | OFFICIAL | 1DM10G10F2850LI100 | 30 | 1DM | BUILDING | 10G | BUILDING OTHERS | 10F | DATA CENTER | 1 | 1 | NR | 3696 | CCM | 950 | 950 | G | 8034035013423 | 8034035013423 | 8034035013423 | 85389099
GW38088 | PLUG RJ45 CAT.5E UTP | WTYCZKA RJ45 KAT.5E UTP | 3.7 | 1 | NR | 3.65 | 1 | NR | 1.37% | OFFICIAL | 1DM10G10F2770L0100 | 40 | 1DM | BUILDING | 10G | BUILDING OTHERS | 10F | DATA CENTER | 20 | 100 | NR | 42.323 | CCM | 3.15 | 2.8 | G
GW38312 | SC/APC PATCH CABLE 2M 1 FIBER | KABEL KROSOWY SC/APC 2M 1 WŁÓKNO | 29.7 | 1 | NR | 29.3 | 1 | NR | 1.365% | OFFICIAL | 1DM10G10F2750KK100 | 30 | 1DM | BUILDING | 10G | BUILDING OTHERS | 10F | DATA CENTER | 1 | 20 | NR | 93.933 | CCM | 15.25 | 12.75 | G | 8034035018404 | 8034035018404 | 8034035425387 | 85389099
GW38452 | FLOOR RACK CABINET 19" 30U 600x600MM | PODŁOGOWA SZAFA SERWER.19” 30U 600x600MM | 1550 | 1 | NR | 1530 | 1 | NR | 1.307% | OFFICIAL | 1DM10G10F2850LE100 | 30 | 1DM | BUILDING | 10G | BUILDING OTHERS | 10F | DATA CENTER | 1 | 1 | NR | 622728 | CCM | 73 | 73 | KG | 8034035012365 | 8034035012365 | 8034035012365 | 85381000
GW38351 | OPTICAL FIBER REEL 500M 8 FIBERS INDOOR | NAWÓJ ŚWIATŁOWODU 500M 8 WŁÓKIEN WEWN. | 1570 | 1 | NR | 1550 | 1 | NR | 1.29% | OFFICIAL | 1DM10G10F2750KM100 | 30 | 1DM | BUILDING | 10G | BUILDING OTHERS | 10F | DATA CENTER | 1 | 1 | NR | 21964 | CCM | 5.245 | 5.245 | KG | 8034035018602 | 8034035018602 | 8034035018602 | 85389099
GW38463 | FLOOR RACK CABINET 19" 42U 800x800MM | PODŁOGOWA SZAFA SERWER.19” 42U 800x800MM | 2360 | 1 | NR | 2330 | 1 | NR | 1.288% | OFFICIAL | 1DM10G10F2850LE100 | 30 | 1DM | BUILDING | 10G | BUILDING OTHERS | 10F | DATA CENTER | 1 | 1 | NR | 1.425 | M3 | 128 | 128 | KG | 8034035012402 | 8034035012402 | 8034035012402 | 85381000
GW38131 | PERMUTATION CORDS RJ45-RJ45 CAT.6 UTP 1M | PRZEWODY ŁĄCZĄCE RJ45-RJ45 KAT.6 UTP 1M | 10.2 | 1 | NR | 10.1 | 1 | NR | 0.9901% | OFFICIAL | 1DM10G10F2710K4100 | 30 | 1DM | BUILDING | 10G | BUILDING OTHERS | 10F | DATA CENTER | 1 | 24 | NR | 447.891 | CCM | 64.583 | 58.125 | G | 8011564176812 | 8011564176812 | 8011564535817 | 85444991
GW38031 | DATA SOCKET RJ45 CAT.5e UTP TOOLLESS | GNIAZDO DANYCH RJ45 KAT.5E UTP BEZ NARZ. | 10.5 | 1 | NR | 10.4 | 1 | NR | 0.9615% | OFFICIAL | 1DM10G10F2710K2100 | 30 | 1DM | BUILDING | 10G | BUILDING OTHERS | 10F | DATA CENTER | 10 | 50 | NR | 167.62 | CCM | 25.005 | 11.396 | G | 8011564897472 | 8011564928954 | 8011564928961 | 85366930
GW38603 | PATCH PANEL 19" 24 PORTS RJ45 UTP/FTP | PANEL KROSOW. 19” 24 PORTY RJ45 UTP/FTP | 108 | 1 | NR | 107 | 1 | NR | 0.9346% | OFFICIAL | 1DM10G10F2870LK100 | 30 | 1DM | BUILDING | 10G | BUILDING OTHERS | 10F | DATA CENTER | 1 | 10 | NR | 11766 | CCM | 1.05 | 1 | KG | 8034035015809 | 8034035015809 | 8034035423727 | 85389099
GW28409 | 10A 2P+E ADAPTOR W.1 UNEL OUTLET WHITE | 10A 2P+E ADAPTER Z 1 GNIAZDEM UNEL BIAŁY | 3.65 | 1 | NR | 3.55 | 1 | NR | 2.817% | OFFICIAL | 1DM10G11F2630JG100 | 40 | 1DM | BUILDING | 10G | BUILDING OTHERS | 11F | DOMESTIC PLUGS/SOCK. | 50 | 200 | NR | 141.44 | CCM | 36.075 | 33.075 | G | 8011564002883 | 8011564940901 | 8011564940918 | 85366990
GW28003 | 10A 2P+E 250V PLUG-WHITE | WTYCZKA 10A 2P+E 250V BIAŁY | 2.35 | 1 | NR | 2.3 | 1 | NR | 2.174% | OFFICIAL | 1DM10G11F2610J0100 | 30 | 1DM | BUILDING | 10G | BUILDING OTHERS | 11F | DOMESTIC PLUGS/SOCK. | 25 | 250 | NR | 78.624 | CCM | 22.544 | 20.29 | G | 8011564002692 | 8011564305557 | 8011564363229 | 85366990
GW28004 | 10A 2P+E 250V PLUG GREY | WTYCZKA 10A 2P+E 250V SZARY | 2.35 | 1 | NR | 2.3 | 1 | NR | 2.174% | OFFICIAL | 1DM10G11F2610J0100 | 30 | 1DM | BUILDING | 10G | BUILDING OTHERS | 11F | DOMESTIC PLUGS/SOCK. | 25 | 250 | NR | 78.624 | CCM | 22.532 | 20.279 | G | 8011564002722 | 8011564305618 | 8011564363236 | 85366990
GW28419 | FLAT MUL.ADAP.2P+E 16A 3O.10/16A.IT.ST.W | PŁ. ADAP.WIEL.2P+E 16A 3O.10/16A.ST.WŁ B | 10.1 | 1 | NR | 9.9 | 1 | NR | 2.02% | OFFICIAL | 1DM10G11F2630JA100 | 30 | 1DM | BUILDING | 10G | BUILDING OTHERS | 11F | DOMESTIC PLUGS/SOCK. | 40 | 160 | NR | 406.125 | CCM | 78.463 | 71.463 | G | 8011564796331 | 8011564941007 | 8011564941014 | 85366990
GW28007 | 10A 2P+E 250V 90° ANGLED PLUG-WHITE | WTYCZKA 10A 2P+E 250V KĄT 90° BIAŁY | 2.6 | 1 | NR | 2.55 | 1 | NR | 1.961% | OFFICIAL | 1DM10G11F2610J2100 | 30 | 1DM | BUILDING | 10G | BUILDING OTHERS | 11F | DOMESTIC PLUGS/SOCK. | 25 | 150 | NR | 71.663 | CCM | 21.327 | 20.327 | G | 8011564002708 | 8011564305571 | 8011564363267 | 85366990
GW28008 | 10A 2P+E 250V 90°-ANGLED PLUG GREY | WTYCZKA 10A 2P+E 250V KĄT 90° SZARY | 2.6 | 1 | NR | 2.55 | 1 | NR | 1.961% | OFFICIAL | 1DM10G11F2610J2100 | 30 | 1DM | BUILDING | 10G | BUILDING OTHERS | 11F | DOMESTIC PLUGS/SOCK. | 25 | 150 | NR | 71.663 | CCM | 21.06 | 18.69 | G | 8011564002739 | 8011564305632 | 8011564363274 | 85366990
GW28421 | MULTIPLE ADAP.2P+E 10A 3O.10A WHITE | ADAPT.WIEL.2P+E 10A 3O.10A BIAŁY | 5.2 | 1 | NR | 5.1 | 1 | NR | 1.961% | OFFICIAL | 1DM10G11F2630JA100 | 30 | 1DM | BUILDING | 10G | BUILDING OTHERS | 11F | DOMESTIC PLUGS/SOCK. | 50 | 200 | NR | 330.6 | CCM | 46.89 | 46.89 | G | 8011564783492 | 8011564941021 | 8011564941038 | 85366990
GW28601 | TRAIL. 6X16A 2P+E IT S. OUT. - WHITE | PRZEDŁ. GNIAZDO 6X16A 2P+E ST.WŁ -BIAŁE | 26.1 | 1 | NR | 25.6 | 1 | NR | 1.953% | OFFICIAL | 1DM10G11F2650JI100 | 40 | 1DM | BUILDING | 10G | BUILDING OTHERS | 11F | DOMESTIC PLUGS/SOCK. | 1 | 20 | NR | 1465.75 | CCM | 291.9 | 291 | G | 8011564024656 | 8011564024656 | 8011564336148 | 85366990
GW28009 | 16A 2P+E 250V 90°-ANGLED PLUG-WHITE | WTYCZKA 16A 2P+E 250V KĄT 90° BIAŁY | 2.7 | 1 | NR | 2.65 | 1 | NR | 1.887% | OFFICIAL | 1DM10G11F2610J2100 | 30 | 1DM | BUILDING | 10G | BUILDING OTHERS | 11F | DOMESTIC PLUGS/SOCK. | 25 | 250 | NR | 78.624 | CCM | 28.04 | 25.236 | G | 8011564002753 | 8011564305670 | 8011564363281 | 85366990
GW28010 | 16A 2P+E 250V 90°-ANGLED PLUG GREY | WTYCZKA 16A 2P+E 250V KĄT 90° SZARY | 2.7 | 1 | NR | 2.65 | 1 | NR | 1.887% | OFFICIAL | 1DM10G11F2610J2100 | 30 | 1DM | BUILDING | 10G | BUILDING OTHERS | 11F | DOMESTIC PLUGS/SOCK. | 25 | 250 | NR | 78.624 | CCM | 27.596 | 24.836 | G | 8011564002777 | 8011564305717 | 8011564363298 | 85366990
GW28005 | 16A 2P+E 250V PLUG-WHITE | WTYCZKA 16A 2P+E 250V BIAŁY | 2.75 | 1 | NR | 2.7 | 1 | NR | 1.852% | OFFICIAL | 1DM10G11F2610J0100 | 30 | 1DM | BUILDING | 10G | BUILDING OTHERS | 11F | DOMESTIC PLUGS/SOCK. | 25 | 150 | NR | 131.04 | CCM | 30.927 | 27.927 | G | 8011564002746 | 8011564305656 | 8011564363243 | 85366990
GW28011 | 10/16A 2P+E 250V PLUG-WHITE | WTYCZKA 10/16A 2P+E 250V BIAŁY | 2.8 | 1 | NR | 2.75 | 1 | NR | 1.818% | OFFICIAL | 1DM10G11F2610J4100 | 30 | 1DM | BUILDING | 10G | BUILDING OTHERS | 11F | DOMESTIC PLUGS/SOCK. | 25 | 175 | NR | 112.32 | CCM | 23.177 | 20.3 | G | 8011564024595 | 8011564336063 | 8011564363304 | 85366990
GW28013 | 10/16A 2P+E 250V PLUG-BLACK | WTYCZKA 10/16A 2P+E 250V CZARNY | 2.8 | 1 | NR | 2.75 | 1 | NR | 1.818% | OFFICIAL | 1DM10G11F2610J4100 | 30 | 1DM | BUILDING | 10G | BUILDING OTHERS | 11F | DOMESTIC PLUGS/SOCK. | 25 | 175 | NR | 112.32 | CCM | 22.971 | 20.971 | G | 8011564043459 | 8011564357631 | 8011564396425 | 85366990
GW28006 | 16A 2P+E 250V PLUG GREY | WTYCZKA 16A 2P+E 250V SZARY | 2.85 | 1 | NR | 2.8 | 1 | NR | 1.786% | OFFICIAL | 1DM10G11F2610J0100 | 30 | 1DM | BUILDING | 10G | BUILDING OTHERS | 11F | DOMESTIC PLUGS/SOCK. | 25 | 150 | NR | 131.04 | CCM | 30.993 | 27.993 | G | 8011564002760 | 8011564305694 | 8011564363250 | 85366990
GW28012 | 10/16A 2P+E 250V 90°-ANGLED PLUG WHITE | WTYCZKA 10/16A 2P+E 250V KĄT 90° BIAŁY | 5.9 | 1 | NR | 5.8 | 1 | NR | 1.724% | OFFICIAL | 1DM10G11F2610J4100 | 30 | 1DM | BUILDING | 10G | BUILDING OTHERS | 11F | DOMESTIC PLUGS/SOCK. | 25 | 175 | NR | 112.32 | CCM | 29.04 | 26.04 | G | 8011564024601 | 8011564336087 | 8011564363311 | 85366990
GW28423 | MULTIPLE ADAP.2P+E 16A 3O.16A DUAL.WHITE | ADAPT.WIEL.2P+E 16A 3O.16A PODW. BIAŁY | 5.9 | 1 | NR | 5.8 | 1 | NR | 1.724% | OFFICIAL | 1DM10G11F2630JA100 | 30 | 1DM | BUILDING | 10G | BUILDING OTHERS | 11F | DOMESTIC PLUGS/SOCK. | 50 | 200 | NR | 324.9 | CCM | 74.353 | 67.353 | G | 8011564783515 | 8011564941045 | 8011564941052 | 85366990
GW28418 | FLAT MUL.ADAP.2P+E 10A 3O.10A.ITA.STD W. | PŁASKI ADAP.WIEL.2P+E 10A 3O.10A.ST.WŁ B | 9.5 | 1 | NR | 9.35 | 1 | NR | 1.604% | OFFICIAL | 1DM10G11F2630JA100 | 30 | 1DM | BUILDING | 10G | BUILDING OTHERS | 11F | DOMESTIC PLUGS/SOCK. | 40 | 160 | NR | 406.125 | CCM | 61 | 59 | G | 8011564796324 | 8011564940987 | 8011564940994 | 85366990
GW28203 | 10A 2P+E 250V TRAILING SOCKET-WHITE | GNIAZDO PRZEDŁUŻ. 10A 2P+E 250V BIAŁE | 3.3 | 1 | NR | 3.25 | 1 | NR | 1.538% | OFFICIAL | 1DM10G11F2610J6100 | 30 | 1DM | BUILDING | 10G | BUILDING OTHERS | 11F | DOMESTIC PLUGS/SOCK. | 25 | 250 | NR | 103.988 | CCM | 27.464 | 25.464 | G | 8011564002630 | 8011564305434 | 8011564363328 | 85366990
GW28204 | 10A 2P+E 250V TRAILING SOCKET GREY | GNIAZDO PRZEDŁUŻ. 10A 2P+E 250V SZARE | 3.3 | 1 | NR | 3.25 | 1 | NR | 1.538% | OFFICIAL | 1DM10G11F2610J6100 | 30 | 1DM | BUILDING | 10G | BUILDING OTHERS | 11F | DOMESTIC PLUGS/SOCK. | 25 | 250 | NR | 103.988 | CCM | 27.388 | 25.388 | G | 8011564002654 | 8011564305472 | 8011564363335 | 85366990
GW28416 | MULTIPLE ADAP.2P+E 10A 2O.16A.ITA/GE | ADAPT.WIEL.2P+E 10A 2O.16A.WŁ/NIEM | 6.95 | 1 | NR | 6.85 | 1 | NR | 1.46% | OFFICIAL | 1DM10G11F2630JC100 | 30 | 1DM | BUILDING | 10G | BUILDING OTHERS | 11F | DOMESTIC PLUGS/SOCK. | 50 | 200 | NR | 330.6 | CCM | 58.475 | 55.475 | G | 8011564783478 | 8011564940949 | 8011564940956 | 85366990
GW28417 | MULTIPLE ADAP.2P+E 16A 2O.16A.ITA/GE | ADAPT.WIEL.2P+E 16A 2O.16A.WŁ/NIEM | 6.95 | 1 | NR | 6.85 | 1 | NR | 1.46% | OFFICIAL | 1DM10G11F2630JC100 | 30 | 1DM | BUILDING | 10G | BUILDING OTHERS | 11F | DOMESTIC PLUGS/SOCK. | 50 | 200 | NR | 324.9 | CCM | 63.46 | 57.46 | G | 8011564783485 | 8011564940963 | 8011564940970 | 85366990
GW28415 | 16A 2P+E ADAPTOR W.16A DUAL OUTLET WHITE | 16A 2P+E ADAPTER Z PODW.GNIAZD.16A BIAŁY | 7.75 | 1 | NR | 7.65 | 1 | NR | 1.307% | OFFICIAL | 1DM10G11F2630JG100 | 30 | 1DM | BUILDING | 10G | BUILDING OTHERS | 11F | DOMESTIC PLUGS/SOCK. | 15 | 150 | NR | 131.04 | CCM | 44.78 | 40.78 | G | 8011564024946 | 8011564336414 | 8011564363502 | 85366990
GW28205 | 16A 2P+E 250V TRAILING SOCKET WHITE | GNIAZDO PRZEDŁUŻ. 16A 2P+E 250V BIAŁE | 5.35 | 1 | NR | 5.3 | 1 | NR | 0.9434% | OFFICIAL | 1DM10G11F2610J6100 | 30 | 1DM | BUILDING | 10G | BUILDING OTHERS | 11F | DOMESTIC PLUGS/SOCK. | 25 | 150 | NR | 131.04 | CCM | 34.906 | 31.415 | G | 8011564002661 | 8011564305496 | 8011564363342 | 85366990
GW28206 | 16A 2P+E 250V TRAILING SOCKET GREY | GNIAZDO PRZEDŁUŻ. 16A 2P+E 250V SZARE | 5.35 | 1 | NR | 5.3 | 1 | NR | 0.9434% | OFFICIAL | 1DM10G11F2610J6100 | 30 | 1DM | BUILDING | 10G | BUILDING OTHERS | 11F | DOMESTIC PLUGS/SOCK. | 25 | 150 | NR | 131.04 | CCM | 34.906 | 31.415 | G | 8011564002678 | 8011564305519 | 8011564363359 | 85366990
GW90967 | RESTART RD PRO FOR RCCB 2P/4P 0,03A | RESTART RD PRO DO WYŁ.RÓŻ. 2P/4P 0,03A | 247 | 1 | NR | 242 | 1 | NR | 2.066% | OFFICIAL | 2DN13G13F3390WH100 | 30 | 2DN | ENERGY | 13G | DIN RAIL MODULAR DEV | 13F | ARD RESTART/AUTOTEST | 1 | 4 | NR | 2556.918 | CCM | 400 | 300 | G | 8011564847811 | 8011564847811 | 8011564980600 | 85362010
GWD4227R | RM2-30 RESTART+MDC 2P 16A 0,03 A 3M | RM2-30 RESTART+MDC 2P 16A 0,03 A 3M | 248 | 1 | NR | 243 | 1 | NR | 2.058% | OFFICIAL | 2DN13G13F3390V3100 | 30 | 2DN | ENERGY | 13G | DIN RAIL MODULAR DEV | 13F | ARD RESTART/AUTOTEST | 1 | 4 | NR | 2725.125 | CCM | 531.673 | 415.373 | G | 8011564722194 | 8011564722194 | 8011564924468 | 85362010
GWD4229R | RM2-30 RESTART+MDC 2P 25A 0,03 A 3M | RM2-30 RESTART+MDC 2P 25A 0,03 A 3M | 248 | 1 | NR | 243 | 1 | NR | 2.058% | OFFICIAL | 2DN13G13F3390V3100 | 30 | 2DN | ENERGY | 13G | DIN RAIL MODULAR DEV | 13F | ARD RESTART/AUTOTEST | 1 | 4 | NR | 2725.125 | CCM | 539.91 | 424.91 | G | 8011564722200 | 8011564722200 | 8011564924475 | 85362010
GWD4827R | RD2-30 RESTART+IDP 2P 40A 0,03 A 3M | RD2-30 RESTART+IDP 2P 40A 0,03 A 3M | 204 | 1 | NR | 200 | 1 | NR | 2% | OFFICIAL | 2DN13G13F3390VF100 | 30 | 2DN | ENERGY | 13G | DIN RAIL MODULAR DEV | 13F | ARD RESTART/AUTOTEST | 1 | 4 | NR | 2725.125 | CCM | 437.159 | 318.126 | G | 8011564722163 | 8011564722163 | 8011564924437 | 85362010
GWD0976 | RD2-30P RESTART 2P PRO 0,03A 1M | RD2-30P RESTART 2P PRO 0,03A 1M | 155 | 1 | NR | 152 | 1 | NR | 1.974% | OFFICIAL | 2DN13G13F3390VF100 | 30 | 2DN | ENERGY | 13G | DIN RAIL MODULAR DEV | 13F | ARD RESTART/AUTOTEST | 1 | 4 | NR | 2725.125 | CCM | 270.658 | 153.958 | G | 8011564718005 | 8011564718005 | 8011564922242 | 85362010
GWD0978 | RD2-300P RESTART 2P PRO 0,1/0,3/0,5A 1M | RD2-300P RESTART 2P PRO 0,1/0,3/0,5A 1M | 155 | 1 | NR | 152 | 1 | NR | 1.974% | OFFICIAL | 2DN13G13F3390VF100 | 30 | 2DN | ENERGY | 13G | DIN RAIL MODULAR DEV | 13F | ARD RESTART/AUTOTEST | 1 | 4 | NR | 2725.125 | CCM | 271.298 | 154.598 | G | 8011564718036 | 8011564718036 | 8011564922259 | 85362010
GW90913B | RESTART AUTOTEST PRO 2P 63A 0,03B[IR] 7M | RESTART AUTOTEST PRO 2P 63A 0,03B[IR] 7M | 1040 | 1 | NR | 1020 | 1 | NR | 1.961% | OFFICIAL | 2DN13G13F3420V1100 | 30 | 2DN | ENERGY | 13G | DIN RAIL MODULAR DEV | 13F | ARD RESTART/AUTOTEST | 1 | 2 | NR | 2820.636 | CCM | 558.519 | 386.669 | G | 8034035040528 | 8034035040528 | 8034035439438 | 85362010
GW90953 | WIFI INTERFACE RESTART AUTOTEST 2P 1M | INTERFEJS WIFI RESTART AUTOTEST 2P 1M | 104 | 1 | NR | 102 | 1 | NR | 1.961% | OFFICIAL | 2DN13G13F3610WJ100 | 40 | 2DN | ENERGY | 13G | DIN RAIL MODULAR DEV | 13F | ARD RESTART/AUTOTEST | 1 | 4 | NR | 2725.125 | CCM | 207.852 | 90.852 | G | 8011564728530 | 8011564728530 | 8011564924642 | 85389099
GW90913 | RESTART AUTOTEST PRO 2P 63A 0.03A[IR] 5M | RESTART AUTOTEST PRO 2P 63A 0.03A[IR] 5M | 425 | 1 | NR | 417 | 1 | NR | 1.918% | OFFICIAL | 2DN13G13F3420V1100 | 30 | 2DN | ENERGY | 13G | DIN RAIL MODULAR DEV | 13F | ARD RESTART/AUTOTEST | 1 | 4 | NR | 2556.918 | CCM | 747.625 | 566.438 | G | 8011564804838 | 8011564804838 | 8011564942127 | 85362010
GWD4817P | RD2-30P RESTART PRO+IDP 2P 25A 0,03 A 3M | RD2-30P RESTART PRO+IDP 2P 25A 0,03 A 3M | 213 | 1 | NR | 209 | 1 | NR | 1.914% | OFFICIAL | 2DN13G13F3390VF100 | 30 | 2DN | ENERGY | 13G | DIN RAIL MODULAR DEV | 13F | ARD RESTART/AUTOTEST | 1 | 4 | NR | 2725.125 | CCM | 443.849 | 316.349 | G | 8011564722170 | 8011564722170 | 8011564924444 | 85362010
GWD4227P | RM2-30P RESTART PRO+MDC 2P 16A 0,03 A 3M | RM2-30P RESTART PRO+MDC 2P 16A 0,03 A 3M | 268 | 1 | NR | 263 | 1 | NR | 1.901% | OFFICIAL | 2DN13G13F3390V3100 | 30 | 2DN | ENERGY | 13G | DIN RAIL MODULAR DEV | 13F | ARD RESTART/AUTOTEST | 1 | 4 | NR | 2725.125 | CCM | 551.401 | 423.901 | G | 8011564722231 | 8011564722231 | 8011564924482 | 85362010
GWD4229P | RM2-30P RESTART PRO+MDC 2P 25A 0,03 A 3M | RM2-30P RESTART PRO+MDC 2P 25A 0,03 A 3M | 268 | 1 | NR | 263 | 1 | NR | 1.901% | OFFICIAL | 2DN13G13F3390V3100 | 30 | 2DN | ENERGY | 13G | DIN RAIL MODULAR DEV | 13F | ARD RESTART/AUTOTEST | 1 | 4 | NR | 2725.125 | CCM | 534.759 | 407.259 | G | 8011564722248 | 8011564722248 | 8011564924499 | 85362010
GW90992 | INTERF.BUSxRESTART AUTOTEST/RM PRO 4P 1M | INTERF.MAGxRESTART AUTOTEST/RM PRO 4P 1M | 162 | 1 | NR | 159 | 1 | NR | 1.887% | OFFICIAL | 2DN13G13F3610WJ100 | 30 | 2DN | ENERGY | 13G | DIN RAIL MODULAR DEV | 13F | ARD RESTART/AUTOTEST | 1 | 4 | NR | 2725.125 | CCM | 209.9 | 89.75 | G | 8011564816510 | 8011564816510 | 8011564816510 | 85389099
GW90954 | WIFI INTERFACE RESTART AUTOTEST 4P 1M | INTERFEJS WIFI RESTART AUTOTEST 4P 1M | 98.1 | 1 | NR | 96.3 | 1 | NR | 1.869% | OFFICIAL | 2DN13G13F3610WJ100 | 40 | 2DN | ENERGY | 13G | DIN RAIL MODULAR DEV | 13F | ARD RESTART/AUTOTEST | 1 | 4 | NR | 2725.125 | CCM | 184.212 | 70.812 | G | 8034035006425 | 8034035006425 | 8034035415494 | 85389099
GW90922B | RESTART AUTOTEST PRO 4P 40A 0,03B[IR] 7M | RESTART AUTOTEST PRO 4P 40A 0,03B[IR] 7M | 1090 | 1 | NR | 1070 | 1 | NR | 1.869% | OFFICIAL | 2DN13G13F3420V7100 | 30 | 2DN | ENERGY | 13G | DIN RAIL MODULAR DEV | 13F | ARD RESTART/AUTOTEST | 1 | 2 | NR | 2820.636 | CCM | 590.101 | 412.551 | G | 8034035040573 | 8034035040573 | 8034035439483 | 85362010
GW90893 | RESTART RM TOPxRCBO/MT+BD/MTC/MT ADJ. 4M | REST.RM TOPxWYŁ.RÓŻ./MT+BD/MTC/MT REG 4M | 384 | 1 | NR | 377 | 1 | NR | 1.857% | OFFICIAL | 2DN13G13F3610WP100 | 30 | 2DN | ENERGY | 13G | DIN RAIL MODULAR DEV | 13F | ARD RESTART/AUTOTEST | 1 | 4 | NR | 2556.918 | CCM | 685 | 616.5 | G | 8011564254701 | 8011564254701 | 8011564599208 | 85362010
GW90927B | RESTART AUTOTEST PRO 4P 25A 0,3B[IR] 7M | RESTART AUTOTEST PRO 4P 25A 0,3B[IR] 7M | 878 | 1 | NR | 862 | 1 | NR | 1.856% | OFFICIAL | 2DN13G13F3420V7100 | 30 | 2DN | ENERGY | 13G | DIN RAIL MODULAR DEV | 13F | ARD RESTART/AUTOTEST | 1 | 2 | NR | 2820.636 | CCM | 588.075 | 410.525 | G | 8034035040597 | 8034035040597 | 8034035439605 | 85362010
GW90927 | RESTART AUTOTEST PRO 4P 25A 0.3 A[IR] 7M | RESTART AUTOTEST PRO 4P 25A 0.3 A[IR] 7M | 440 | 1 | NR | 432 | 1 | NR | 1.852% | OFFICIAL | 2DN13G13F3420V7100 | 30 | 2DN | ENERGY | 13G | DIN RAIL MODULAR DEV | 13F | ARD RESTART/AUTOTEST | 1 | 2 | NR | 2820.636 | CCM | 877.694 | 700.144 | G | 8011564254442 | 8011564254442 | 8011564598942 | 85362010
GW90986 | RESTART RM PROxRCBO 1P+N/2/4P 0.03A 3M | RESTART RM PROxWY.RÓŻ.1P+N/2/4P 0.03A 3M | 275 | 1 | NR | 270 | 1 | NR | 1.852% | OFFICIAL | 2DN13G13F3390W7100 | 30 | 2DN | ENERGY | 13G | DIN RAIL MODULAR DEV | 13F | ARD RESTART/AUTOTEST | 1 | 4 | NR | 2556.918 | CCM | 591.25 | 532.125 | G | 8011564254695 | 8011564254695 | 8011564599192 | 85362010
GW90988 | RESTART RM PROxRCBO 1P+N/2/4P 0.1/0.3A3M | RESTART RM PROxW.RÓ.1P+N/2/4P 0.1/0.3A3M | 275 | 1 | NR | 270 | 1 | NR | 1.852% | OFFICIAL | 2DN13G13F3390W7100 | 30 | 2DN | ENERGY | 13G | DIN RAIL MODULAR DEV | 13F | ARD RESTART/AUTOTEST | 1 | 4 | NR | 2556.918 | CCM | 593.75 | 534.375 | G | 8011564288898 | 8011564288898 | 8011564633520 | 85362010
GW90929 | RESTART AUTOTEST PRO 4P 63A 0.3 A[IR] 7M | RESTART AUTOTEST PRO 4P 63A 0.3 A[IR] 7M | 551 | 1 | NR | 541 | 1 | NR | 1.848% | OFFICIAL | 2DN13G13F3420V7100 | 30 | 2DN | ENERGY | 13G | DIN RAIL MODULAR DEV | 13F | ARD RESTART/AUTOTEST | 1 | 2 | NR | 2820.636 | CCM | 877.694 | 700.144 | G | 8011564254466 | 8011564254466 | 8011564598966 | 85362010
GW90921B | RESTART AUTOTEST PRO 4P 25A 0,03B[IR] 7M | RESTART AUTOTEST PRO 4P 25A 0,03B[IR] 7M | 947 | 1 | NR | 930 | 1 | NR | 1.828% | OFFICIAL | 2DN13G13F3420V7100 | 30 | 2DN | ENERGY | 13G | DIN RAIL MODULAR DEV | 13F | ARD RESTART/AUTOTEST | 1 | 2 | NR | 2820.636 | CCM | 590.101 | 412.551 | G | 8034035040566 | 8034035040566 | 8034035439476 | 85362010
GW90901N | RESTART AUTOTEST PRO 2P 25A 0.03 A[IR]5M | RESTART AUTOTEST PRO 2P 25A 0.03 A[IR]5M | 280 | 1 | NR | 275 | 1 | NR | 1.818% | OFFICIAL | 2DN13G13F3420V1100 | 30 | 2DN | ENERGY | 13G | DIN RAIL MODULAR DEV | 13F | ARD RESTART/AUTOTEST | 1 | 4 | NR | 2556.918 | CCM | 467.466 | 307.141 | G | 8011564754249 | 8011564754249 | 8011564900745 | 85362010
GWD0953 | WIFI INTERFACE RESTART PRO 2P 1M | INTERFEJS WIFI RESTART PRO 2P 1M | 89.8 | 1 | NR | 88.2 | 1 | NR | 1.814% | OFFICIAL | 2DN13G13F3610WJ100 | 40 | 2DN | ENERGY | 13G | DIN RAIL MODULAR DEV | 13F | ARD RESTART/AUTOTEST | 1 | 4 | NR | 2725.125 | CCM | 204.273 | 91.273 | G | 8011564728561 | 8011564728561 | 8011564924666 | 85389099
GW90921 | RESTART AUTOTEST PRO 4P 25A 0.03A[IR] 7M | RESTART AUTOTEST PRO 4P 25A 0.03A[IR] 7M | 452 | 1 | NR | 444 | 1 | NR | 1.802% | OFFICIAL | 2DN13G13F3420V7100 | 30 | 2DN | ENERGY | 13G | DIN RAIL MODULAR DEV | 13F | ARD RESTART/AUTOTEST | 1 | 2 | NR | 2820.636 | CCM | 872.911 | 695.361 | G | 8011564254411 | 8011564254411 | 8011564598911 | 85362010
GW90923 | RESTART AUTOTEST PRO 4P 63A 0.03A[IR] 7M | RESTART AUTOTEST PRO 4P 63A 0.03A[IR] 7M | 567 | 1 | NR | 557 | 1 | NR | 1.795% | OFFICIAL | 2DN13G13F3420V7100 | 30 | 2DN | ENERGY | 13G | DIN RAIL MODULAR DEV | 13F | ARD RESTART/AUTOTEST | 1 | 2 | NR | 2820.636 | CCM | 872.966 | 695.416 | G | 8011564254435 | 8011564254435 | 8011564598935 | 85362010
GW90930 | RESTART AUTOTEST PRO 4P 63A 0,3 - A[S] | RESTART AUTOTEST PRO 4P 63A 0,3 - A[S] | 568 | 1 | NR | 558 | 1 | NR | 1.792% | OFFICIAL | 2DN13G13F3420VH100 | 30 | 2DN | ENERGY | 13G | DIN RAIL MODULAR DEV | 13F | ARD RESTART/AUTOTEST | 1 | 2 | NR | 2820.636 | CCM | 877.707 | 700.157 | G | 8034035059278 | 8034035059278 | 8034035448652 | 85362010
GW90943 | AUTOTEST 4P 63A 0,03 - A[IR] | AUTOTEST 4P 63A 0,03 - A[IR] | 568 | 1 | NR | 558 | 1 | NR | 1.792% | OFFICIAL | 2DN13G13F3420VH100 | 30 | 2DN | ENERGY | 13G | DIN RAIL MODULAR DEV | 13F | ARD RESTART/AUTOTEST | 1 | 2 | NR | 2820.636 | CCM | 852.401 | 687.051 | G
GW90928 | RESTART AUTOTEST PRO 4P 40A 0.3 A[IR] 7M | RESTART AUTOTEST PRO 4P 40A 0.3 A[IR] 7M | 457 | 1 | NR | 449 | 1 | NR | 1.782% | OFFICIAL | 2DN13G13F3420V7100 | 30 | 2DN | ENERGY | 13G | DIN RAIL MODULAR DEV | 13F | ARD RESTART/AUTOTEST | 1 | 2 | NR | 2820.636 | CCM | 877.694 | 700.144 | G | 8011564254459 | 8011564254459 | 8011564598959 | 85362010
GW90912B | RESTART AUTOTEST PRO 2P 40A 0,03B[IR] 7M | RESTART AUTOTEST PRO 2P 40A 0,03B[IR] 7M | 857 | 1 | NR | 842 | 1 | NR | 1.781% | OFFICIAL | 2DN13G13F3420V1100 | 30 | 2DN | ENERGY | 13G | DIN RAIL MODULAR DEV | 13F | ARD RESTART/AUTOTEST | 1 | 2 | NR | 1057.875 | CCM | 558.519 | 386.669 | G | 8034035040511 | 8034035040511 | 8034035439421 | 85362010
GW90911B | RESTART AUTOTEST PRO 2P 25A 0,03B[IR] 7M | RESTART AUTOTEST PRO 2P 25A 0,03B[IR] 7M | 804 | 1 | NR | 790 | 1 | NR | 1.772% | OFFICIAL | 2DN13G13F3420V1100 | 30 | 2DN | ENERGY | 13G | DIN RAIL MODULAR DEV | 13F | ARD RESTART/AUTOTEST | 1 | 2 | NR | 2820.636 | CCM | 558.519 | 386.669 | G | 8034035040504 | 8034035040504 | 8034035439414 | 85362010
GW90969 | RESTART RD PRO FOR RCCB 2P/4P 0,1-3-5A | RESTART RD PRO DO WYŁ.RÓŻ.2P/4P 0,1-3-5A | 230 | 1 | NR | 226 | 1 | NR | 1.77% | OFFICIAL | 2DN13G13F3390WH100 | 30 | 2DN | ENERGY | 13G | DIN RAIL MODULAR DEV | 13F | ARD RESTART/AUTOTEST | 1 | 4 | NR | 2556.918 | CCM | 400 | 300 | G | 8011564847828 | 8011564847828 | 8011564980617 | 85362010
GW90928B | RESTART AUTOTEST PRO 4P 40A 0,3B[IR] 7M | RESTART AUTOTEST PRO 4P 40A 0,3B[IR] 7M | 980 | 1 | NR | 963 | 1 | NR | 1.765% | OFFICIAL | 2DN13G13F3420V7100 | 30 | 2DN | ENERGY | 13G | DIN RAIL MODULAR DEV | 13F | ARD RESTART/AUTOTEST | 1 | 2 | NR | 2820.636 | CCM | 588.075 | 410.525 | G | 8034035040603 | 8034035040603 | 8034035439612 | 85362010
GW90945 | WIFI INTERFACE RESTART PRO 4P 1M | INTERFEJS WIFI RESTART PRO 4P 1M | 81.1 | 1 | NR | 79.7 | 1 | NR | 1.757% | OFFICIAL | 2DN13G13F3610WJ100 | 40 | 2DN | ENERGY | 13G | DIN RAIL MODULAR DEV | 13F | ARD RESTART/AUTOTEST | 1 | 4 | NR | 2725.125 | CCM | 184.212 | 70.812 | G | 8034035006418 | 8034035006418 | 8034035415487 | 85389099
GW90922 | RESTART AUTOTEST PRO 4P 40A 0.03A[IR] 7M | RESTART AUTOTEST PRO 4P 40A 0.03A[IR] 7M | 470 | 1 | NR | 462 | 1 | NR | 1.732% | OFFICIAL | 2DN13G13F3420V7100 | 30 | 2DN | ENERGY | 13G | DIN RAIL MODULAR DEV | 13F | ARD RESTART/AUTOTEST | 1 | 2 | NR | 2820.636 | CCM | 872.966 | 695.416 | G | 8011564254428 | 8011564254428 | 8011564598928 | 85362010
GWD4827P | RD2-30P RESTART PRO+IDP 2P 40A 0,03 A 3M | RD2-30P RESTART PRO+IDP 2P 40A 0,03 A 3M | 238 | 1 | NR | 234 | 1 | NR | 1.709% | OFFICIAL | 2DN13G13F3390VF100 | 30 | 2DN | ENERGY | 13G | DIN RAIL MODULAR DEV | 13F | ARD RESTART/AUTOTEST | 1 | 4 | NR | 2725.125 | CCM | 434.456 | 318.156 | G | 8011564722187 | 8011564722187 | 8011564924451 | 85362010
GW90929B | RESTART AUTOTEST PRO 4P 63A 0,3B[IR] 7M | RESTART AUTOTEST PRO 4P 63A 0,3B[IR] 7M | 1200 | 1 | NR | 1180 | 1 | NR | 1.695% | OFFICIAL | 2DN13G13F3420V7100 | 30 | 2DN | ENERGY | 13G | DIN RAIL MODULAR DEV | 13F | ARD RESTART/AUTOTEST | 1 | 2 | NR | 2820.636 | CCM | 588.065 | 410.515 | G | 8034035040610 | 8034035040610 | 8034035439629 | 85362010
GWD0991 | RM2-30 RESTART 2P 0,03A 1M | RM2-30 RESTART 2P 0,03A 1M | 182 | 1 | NR | 179 | 1 | NR | 1.676% | OFFICIAL | 2DN13G13F3390V3100 | 30 | 2DN | ENERGY | 13G | DIN RAIL MODULAR DEV | 13F | ARD RESTART/AUTOTEST | 1 | 4 | NR | 2725.125 | CCM | 291.108 | 174.408 | G | 8011564718043 | 8011564718043 | 8011564922266 | 85362010
GW90902N | RESTART AUTOTEST PRO 2P 40A 0.03 A[IR]5M | RESTART AUTOTEST PRO 2P 40A 0.03 A[IR]5M | 313 | 1 | NR | 308 | 1 | NR | 1.623% | OFFICIAL | 2DN13G13F3420V1100 | 30 | 2DN | ENERGY | 13G | DIN RAIL MODULAR DEV | 13F | ARD RESTART/AUTOTEST | 1 | 4 | NR | 2556.918 | CCM | 467.466 | 307.141 | G | 8011564754256 | 8011564754256 | 8011564900752 | 85362010
GWD0998 | RM2-300P RESTART 2P PRO 0,1/0,3A 1M | RM2-300P RESTART 2P PRO 0,1/0,3A 1M | 189 | 1 | NR | 186 | 1 | NR | 1.613% | OFFICIAL | 2DN13G13F3390V3100 | 30 | 2DN | ENERGY | 13G | DIN RAIL MODULAR DEV | 13F | ARD RESTART/AUTOTEST | 1 | 4 | NR | 2725.125 | CCM | 291.108 | 174.408 | G | 8011564718067 | 8011564718067 | 8011564922280 | 85362010
GW90923B | RESTART AUTOTEST PRO 4P 63A 0,03B[IR] 7M | RESTART AUTOTEST PRO 4P 63A 0,03B[IR] 7M | 1300 | 1 | NR | 1280 | 1 | NR | 1.562% | OFFICIAL | 2DN13G13F3420V7100 | 30 | 2DN | ENERGY | 13G | DIN RAIL MODULAR DEV | 13F | ARD RESTART/AUTOTEST | 1 | 2 | NR | 2820.636 | CCM | 590.101 | 412.551 | G | 8034035040580 | 8034035040580 | 8034035439490 | 85362010
GWD4817R | RD2-30 RESTART+IDP 2P 25A 0,03 A 3M | RD2-30 RESTART+IDP 2P 25A 0,03 A 3M | 195 | 1 | NR | 192 | 1 | NR | 1.562% | OFFICIAL | 2DN13G13F3390VF100 | 30 | 2DN | ENERGY | 13G | DIN RAIL MODULAR DEV | 13F | ARD RESTART/AUTOTEST | 1 | 4 | NR | 2725.125 | CCM | 465.113 | 317.863 | G | 8011564722149 | 8011564722149 | 8011564924390 | 85362010
GWD0951 | AUX AUXILIARY CONTACT RESTART 2P 1M | STYK POMOCNICZY DO RESTART 2P 1M | 19.8 | 1 | NR | 19.5 | 1 | NR | 1.538% | OFFICIAL | 2DN13G13F3610WJ100 | 30 | 2DN | ENERGY | 13G | DIN RAIL MODULAR DEV | 13F | ARD RESTART/AUTOTEST | 1 | 4 | NR | 2725.125 | CCM | 214.844 | 73.694 | G | 8011564718074 | 8011564718074 | 8011564922297 | 85389099
GWD0996 | RM2-30P RESTART 2P PRO 0,03A 1M | RM2-30P RESTART 2P PRO 0,03A 1M | 203 | 1 | NR | 200 | 1 | NR | 1.5% | OFFICIAL | 2DN13G13F3390V3100 | 30 | 2DN | ENERGY | 13G | DIN RAIL MODULAR DEV | 13F | ARD RESTART/AUTOTEST | 1 | 4 | NR | 2725.125 | CCM | 320.997 | 173.747 | G | 8011564718050 | 8011564718050 | 8011564922273 | 85362010
GWD0971 | RD2-30 RESTART 2P 0,03A 1M | RD2-30 RESTART 2P 0,03A 1M | 136 | 1 | NR | 134 | 1 | NR | 1.493% | OFFICIAL | 2DN13G13F3390VF100 | 30 | 2DN | ENERGY | 13G | DIN RAIL MODULAR DEV | 13F | ARD RESTART/AUTOTEST | 1 | 4 | NR | 2725.125 | CCM | 270.498 | 153.798 | G | 8011564717992 | 8011564717992 | 8011564922235 | 85362010
GW90022 | COMPACT MCB 1P+N C2 4,5KA 1M | WYŁ. NADPRĄDOWY KOMPAKT 1P+N C2 4,5KA 1M | 17.3 | 1 | NR | 16.9 | 1 | NR | 2.367% | OFFICIAL | 2DN13G16F3010M0100 | 30 | 2DN | ENERGY | 13G | DIN RAIL MODULAR DEV | 16F | COMPACT MCB | 6 | 24 | NR | 229.206 | CCM | 120.208 | 108.188 | G | 8011564228122 | 8011564583139 | 8011564583146 | 85362010
GW90602 | COMPACT MCB 1P+N C2 4,5KA 1M LN | WYŁ. NADPRĄD. KOMP. 1P+N C2 4,5KA 1M LN | 17.3 | 1 | NR | 16.9 | 1 | NR | 2.367% | OFFICIAL | 2DN13G16F3010M0100 | 30 | 2DN | ENERGY | 13G | DIN RAIL MODULAR DEV | 16F | COMPACT MCB | 6 | 24 | NR | 229.206 | CCM | 122.333 | 110.1 | G | 8011564228115 | 8011564583115 | 8011564583122 | 85362010
GW90247 | COMPACT MCB 2P C16 6KA 1M | WYŁ. NADPRĄDOWY KOMPAKT 2P C16 6KA 1M | 22.9 | 1 | NR | 22.4 | 1 | NR | 2.232% | OFFICIAL | 2DN13G16F3030MA100 | 30 | 2DN | ENERGY | 13G | DIN RAIL MODULAR DEV | 16F | COMPACT MCB | 6 | 24 | NR | 229.206 | CCM | 147.708 | 132.938 | G | 8011564056824 | 8011564375444 | 8011564375451 | 85362010
GW90248 | COMPACT MCB 2P C20 6KA 1M | WYŁ. NADPRĄDOWY KOMPAKT 2P C20 6KA 1M | 22.9 | 1 | NR | 22.4 | 1 | NR | 2.232% | OFFICIAL | 2DN13G16F3030MA100 | 30 | 2DN | ENERGY | 13G | DIN RAIL MODULAR DEV | 16F | COMPACT MCB | 6 | 24 | NR | 229.206 | CCM | 153.167 | 137.85 | G | 8011564056831 | 8011564375468 | 8011564375475 | 85362010
GW90249 | COMPACT MCB 2P C25 6KA 1M | WYŁ. NADPRĄDOWY KOMPAKT 2P C25 6KA 1M | 22.9 | 1 | NR | 22.4 | 1 | NR | 2.232% | OFFICIAL | 2DN13G16F3030MA100 | 30 | 2DN | ENERGY | 13G | DIN RAIL MODULAR DEV | 16F | COMPACT MCB | 6 | 24 | NR | 229.206 | CCM | 151.25 | 136.125 | G | 8011564056848 | 8011564375482 | 8011564375499 | 85362010
GW90246 | COMPACT MCB 2P C10 6KA 1M | WYŁ. NADPRĄDOWY KOMPAKT 2P C10 6KA 1M | 14.3 | 1 | NR | 14 | 1 | NR | 2.143% | OFFICIAL | 2DN13G16F3030MA100 | 30 | 2DN | ENERGY | 13G | DIN RAIL MODULAR DEV | 16F | COMPACT MCB | 6 | 24 | NR | 229.206 | CCM | 144.25 | 134.234 | G | 8011564056817 | 8011564375420 | 8011564375437 | 85362010
GW90009 | COMPACT MCB 1P C25 4,5KA 1M | WYŁ. NADPRĄDOWY KOMPAKT 1P C25 4,5KA 1M | 7.2 | 1 | NR | 7.05 | 1 | NR | 2.128% | OFFICIAL | 2DN13G16F3010M0100 | 30 | 2DN | ENERGY | 13G | DIN RAIL MODULAR DEV | 16F | COMPACT MCB | 6 | 24 | NR | 229.206 | CCM | 153.792 | 138.413 | G | 8011564056428 | 8011564374645 | 8011564374652 | 85362010
GW90005 | COMPACT MCB 1P C6 4,5KA 1M | WYŁ. NADPRĄDOWY KOMPAKT 1P C6 4,5KA 1M | 7.4 | 1 | NR | 7.25 | 1 | NR | 2.069% | OFFICIAL | 2DN13G16F3010M0100 | 30 | 2DN | ENERGY | 13G | DIN RAIL MODULAR DEV | 16F | COMPACT MCB | 6 | 24 | NR | 229.206 | CCM | 145.792 | 131.213 | G | 8011564056381 | 8011564374560 | 8011564374577 | 85362010
GW90006 | COMPACT MCB 1P C10 4,5KA 1M | WYŁ. NADPRĄDOWY KOMPAKT 1P C10 4,5KA 1M | 7.4 | 1 | NR | 7.25 | 1 | NR | 2.069% | OFFICIAL | 2DN13G16F3010M0100 | 30 | 2DN | ENERGY | 13G | DIN RAIL MODULAR DEV | 16F | COMPACT MCB | 6 | 24 | NR | 229.206 | CCM | 145.583 | 131.025 | G | 8011564056398 | 8011564374584 | 8011564374591 | 85362010
GW90007 | COMPACT MCB 1P C16 4,5KA 1M | WYŁ. NADPRĄDOWY KOMPAKT 1P C16 4,5KA 1M | 7.4 | 1 | NR | 7.25 | 1 | NR | 2.069% | OFFICIAL | 2DN13G16F3010M0100 | 30 | 2DN | ENERGY | 13G | DIN RAIL MODULAR DEV | 16F | COMPACT MCB | 6 | 24 | NR | 229.206 | CCM | 145.833 | 131.25 | G | 8011564056404 | 8011564374607 | 8011564374614 | 85362010
GW90008 | COMPACT MCB 1P C20 4,5KA 1M | WYŁ. NADPRĄDOWY KOMPAKT 1P C20 4,5KA 1M | 7.4 | 1 | NR | 7.25 | 1 | NR | 2.069% | OFFICIAL | 2DN13G16F3010M0100 | 30 | 2DN | ENERGY | 13G | DIN RAIL MODULAR DEV | 16F | COMPACT MCB | 6 | 24 | NR | 229.206 | CCM | 147.208 | 132.488 | G | 8011564056411 | 8011564374621 | 8011564374638 | 85362010
GW90010 | COMPACT MCB 1P C32 4,5KA 1M | WYŁ. NADPRĄDOWY KOMPAKT 1P C32 4,5KA 1M | 7.4 | 1 | NR | 7.25 | 1 | NR | 2.069% | OFFICIAL | 2DN13G16F3010M0100 | 30 | 2DN | ENERGY | 13G | DIN RAIL MODULAR DEV | 16F | COMPACT MCB | 6 | 24 | NR | 229.206 | CCM | 155.917 | 140.325 | G | 8011564056435 | 8011564374669 | 8011564374676 | 85362010
GW90011 | COMPACT MCB 1P C13 4,5KA 1M | WYŁ. NADPRĄDOWY KOMPAKT 1P C13 4,5KA 1M | 7.4 | 1 | NR | 7.25 | 1 | NR | 2.069% | OFFICIAL | 2DN13G16F3010M0100 | 30 | 2DN | ENERGY | 13G | DIN RAIL MODULAR DEV | 16F | COMPACT MCB | 6 | 24 | NR | 229.206 | CCM | 103 | 103 | G | 8011564225213 | 8011564579552 | 8011564579569 | 85362010
GW90326 | COMPACT MCB 1P+N B10 6KA 1M | WYŁ. NADPRĄDOWY KOMPAKT 1P B10 6KA 1M | 19.9 | 1 | NR | 19.5 | 1 | NR | 2.051% | OFFICIAL | 2DN13G16F3030MD100 | 30 | 2DN | ENERGY | 13G | DIN RAIL MODULAR DEV | 16F | COMPACT MCB | 6 | 24 | NR | 229.206 | CCM | 145.278 | 133.361 | G | 8011564251403 | 8011564595484 | 8011564595491 | 85362010
GW90328 | COMPACT MCB 1P+N B16 6KA 1M | WYŁ. NADPRĄDOWY KOMPAKT 1P B16 6KA 1M | 19.9 | 1 | NR | 19.5 | 1 | NR | 2.051% | OFFICIAL | 2DN13G16F3030MD100 | 30 | 2DN | ENERGY | 13G | DIN RAIL MODULAR DEV | 16F | COMPACT MCB | 6 | 24 | NR | 229.206 | CCM | 147.083 | 132.375 | G | 8011564251427 | 8011564595521 | 8011564595538 | 85362010
GW90225 | COMPACT MCB 1P+N C6 6KA 1M | WYŁ. NADPRĄDOWY KOMPAKT 1P+N C6 6KA 1M | 20 | 1 | NR | 19.6 | 1 | NR | 2.041% | OFFICIAL | 2DN13G16F3030MA100 | 30 | 2DN | ENERGY | 13G | DIN RAIL MODULAR DEV | 16F | COMPACT MCB | 6 | 24 | NR | 229.206 | CCM | 146.667 | 132 | G | 8011564056749 | 8011564375284 | 8011564375291 | 85362010
GW90226 | COMPACT MCB 1P+N C10 6KA 1M | WYŁ. NADPRĄDOWY KOMPAKT 1P+N C10 6KA 1M | 20 | 1 | NR | 19.6 | 1 | NR | 2.041% | OFFICIAL | 2DN13G16F3030MA100 | 30 | 2DN | ENERGY | 13G | DIN RAIL MODULAR DEV | 16F | COMPACT MCB | 6 | 24 | NR | 229.206 | CCM | 121.333 | 109.2 | G | 8011564056756 | 8011564375307 | 8011564375314 | 85362010
GW90227 | COMPACT MCB 1P+N C16 6KA 1M | WYŁ. NADPRĄDOWY KOMPAKT 1P+N C16 6KA 1M | 20 | 1 | NR | 19.6 | 1 | NR | 2.041% | OFFICIAL | 2DN13G16F3030MA100 | 30 | 2DN | ENERGY | 13G | DIN RAIL MODULAR DEV | 16F | COMPACT MCB | 6 | 24 | NR | 229.206 | CCM | 122.417 | 110.175 | G | 8011564056763 | 8011564375321 | 8011564375338 | 85362010
GW90228 | COMPACT MCB 1P+N C20 6KA 1M | WYŁ. NADPRĄDOWY KOMPAKT 1P+N C20 6KA 1M | 20 | 1 | NR | 19.6 | 1 | NR | 2.041% | OFFICIAL | 2DN13G16F3030MA100 | 30 | 2DN | ENERGY | 13G | DIN RAIL MODULAR DEV | 16F | COMPACT MCB | 6 | 24 | NR | 229.206 | CCM | 152.417 | 137.175 | G | 8011564056770 | 8011564375345 | 8011564375352 | 85362010
GW90229 | COMPACT MCB 1P+N C25 6KA 1M | WYŁ. NADPRĄDOWY KOMPAKT 1P+N C25 6KA 1M | 20 | 1 | NR | 19.6 | 1 | NR | 2.041% | OFFICIAL | 2DN13G16F3030MA100 | 30 | 2DN | ENERGY | 13G | DIN RAIL MODULAR DEV | 16F | COMPACT MCB | 6 | 24 | NR | 229.206 | CCM | 152.75 | 137.475 | G | 8011564056787 | 8011564375369 | 8011564375376 | 85362010
GW90230 | COMPACT MCB 1P+N C32 6KA 1M | WYŁ. NADPRĄDOWY KOMPAKT 1P+N C32 6KA 1M | 20 | 1 | NR | 19.6 | 1 | NR | 2.041% | OFFICIAL | 2DN13G16F3030MA100 | 30 | 2DN | ENERGY | 13G | DIN RAIL MODULAR DEV | 16F | COMPACT MCB | 6 | 24 | NR | 229.206 | CCM | 156.083 | 140.475 | G | 8011564056794 | 8011564375383 | 8011564375390 | 85362010
GW90231 | COMPACT MCB 1P+N C13 6KA 1M | WYŁ. NADPRĄDOWY KOMPAKT 1P+N C13 6KA 1M | 20 | 1 | NR | 19.6 | 1 | NR | 2.041% | OFFICIAL | 2DN13G16F3030MA100 | 30 | 2DN | ENERGY | 13G | DIN RAIL MODULAR DEV | 16F | COMPACT MCB | 6 | 24 | NR | 229.206 | CCM | 148.333 | 133.5 | G | 8011564225275 | 8011564579682 | 8011564579699 | 85362010
GW90325 | COMPACT MCB 1P+N B6 6KA 1M | WYŁ. NADPRĄDOWY KOMPAKT 1P B6 6KA 1M | 20 | 1 | NR | 19.6 | 1 | NR | 2.041% | OFFICIAL | 2DN13G16F3030MD100 | 30 | 2DN | ENERGY | 13G | DIN RAIL MODULAR DEV | 16F | COMPACT MCB | 6 | 24 | NR | 229.206 | CCM | 146.042 | 131.438 | G | 8011564251397 | 8011564595460 | 8011564595477 | 85362010
GW90327 | COMPACT MCB 1P+N B13 6KA 1M | WYŁ. NADPRĄDOWY KOMPAKT 1P B13 6KA 1M | 20 | 1 | NR | 19.6 | 1 | NR | 2.041% | OFFICIAL | 2DN13G16F3030MD100 | 30 | 2DN | ENERGY | 13G | DIN RAIL MODULAR DEV | 16F | COMPACT MCB | 6 | 24 | NR | 229.206 | CCM | 146.962 | 137.916 | G | 8011564251410 | 8011564595514 | 8011564595507 | 85362010
GW90329 | COMPACT MCB 1P+N B20 6KA 1M | WYŁ. NADPRĄDOWY KOMPAKT 1P B20 6KA 1M | 20 | 1 | NR | 19.6 | 1 | NR | 2.041% | OFFICIAL | 2DN13G16F3030MD100 | 30 | 2DN | ENERGY | 13G | DIN RAIL MODULAR DEV | 16F | COMPACT MCB | 6 | 24 | NR | 229.206 | CCM | 149.583 | 134.625 | G | 8011564251434 | 8011564595545 | 8011564595552 | 85362010
GW90330 | COMPACT MCB 1P+N B25 6KA 1M | WYŁ. NADPRĄDOWY KOMPAKT 1P B25 6KA 1M | 20 | 1 | NR | 19.6 | 1 | NR | 2.041% | OFFICIAL | 2DN13G16F3030MD100 | 30 | 2DN | ENERGY | 13G | DIN RAIL MODULAR DEV | 16F | COMPACT MCB | 6 | 24 | NR | 229.206 | CCM | 149.375 | 134.438 | G | 8011564251441 | 8011564595569 | 8011564595576 | 85362010
GW90331 | COMPACT MCB 1P+N B32 6KA 1M | WYŁ. NADPRĄDOWY KOMPAKT 1P B32 6KA 1M | 20 | 1 | NR | 19.6 | 1 | NR | 2.041% | OFFICIAL | 2DN13G16F3030MD100 | 30 | 2DN | ENERGY | 13G | DIN RAIL MODULAR DEV | 16F | COMPACT MCB | 6 | 24 | NR | 229.206 | CCM | 148.702 | 139.656 | G | 8011564251458 | 8011564595583 | 8011564595590 | 85362010
GW90265 | COMPACT MCB 3P C6 6KA 2M | WYŁ. NADPRĄDOWY KOMPAKT 3P C6 6KA 2M | 35.6 | 1 | NR | 34.9 | 1 | NR | 2.006% | OFFICIAL | 2DN13G16F3030MA100 | 30 | 2DN | ENERGY | 13G | DIN RAIL MODULAR DEV | 16F | COMPACT MCB | 3 | 12 | NR | 458.413 | CCM | 246.333 | 221.7 | G | 8011564056862 | 8011564375529 | 8011564375536 | 85362010
GW90266 | COMPACT MCB 3P C10 6KA 2M | WYŁ. NADPRĄDOWY KOMPAKT 3P C10 6KA 2M | 35.6 | 1 | NR | 34.9 | 1 | NR | 2.006% | OFFICIAL | 2DN13G16F3030MA100 | 30 | 2DN | ENERGY | 13G | DIN RAIL MODULAR DEV | 16F | COMPACT MCB | 3 | 12 | NR | 458.413 | CCM | 246.083 | 221.475 | G | 8011564056879 | 8011564375543 | 8011564375550 | 85362010
GW90267 | COMPACT MCB 3P C16 6KA 2M | WYŁ. NADPRĄDOWY KOMPAKT 3P C16 6KA 2M | 35.6 | 1 | NR | 34.9 | 1 | NR | 2.006% | OFFICIAL | 2DN13G16F3030MA100 | 30 | 2DN | ENERGY | 13G | DIN RAIL MODULAR DEV | 16F | COMPACT MCB | 3 | 12 | NR | 458.413 | CCM | 247.917 | 223.125 | G | 8011564056886 | 8011564375567 | 8011564375574 | 85362010
GW90268 | COMPACT MCB 3P C20 6KA 2M | WYŁ. NADPRĄDOWY KOMPAKT 3P C20 6KA 2M | 35.6 | 1 | NR | 34.9 | 1 | NR | 2.006% | OFFICIAL | 2DN13G16F3030MA100 | 30 | 2DN | ENERGY | 13G | DIN RAIL MODULAR DEV | 16F | COMPACT MCB | 3 | 12 | NR | 458.413 | CCM | 317 | 285.3 | G | 8011564056893 | 8011564375581 | 8011564375598 | 85362010
GW90269 | COMPACT MCB 3P C25 6KA 2M | WYŁ. NADPRĄDOWY KOMPAKT 3P C25 6KA 2M | 35.6 | 1 | NR | 34.9 | 1 | NR | 2.006% | OFFICIAL | 2DN13G16F3030MA100 | 30 | 2DN | ENERGY | 13G | DIN RAIL MODULAR DEV | 16F | COMPACT MCB | 3 | 12 | NR | 458.413 | CCM | 251.833 | 226.65 | G | 8011564056909 | 8011564375604 | 8011564375611 | 85362010
GW90270 | COMPACT MCB 3P C32 6KA 2M | WYŁ. NADPRĄDOWY KOMPAKT 3P C32 6KA 2M | 35.6 | 1 | NR | 34.9 | 1 | NR | 2.006% | OFFICIAL | 2DN13G16F3030MA100 | 30 | 2DN | ENERGY | 13G | DIN RAIL MODULAR DEV | 16F | COMPACT MCB | 3 | 12 | NR | 458.413 | CCM | 250.667 | 225.6 | G | 8011564056916 | 8011564375628 | 8011564375635 | 85362010
GW90271 | COMPACT MCB 3P C13 6KA 2M | WYŁ. NADPRĄDOWY KOMPAKT 3P C13 6KA 2M | 35.6 | 1 | NR | 34.9 | 1 | NR | 2.006% | OFFICIAL | 2DN13G16F3030MA100 | 30 | 2DN | ENERGY | 13G | DIN RAIL MODULAR DEV | 16F | COMPACT MCB | 3 | 12 | NR | 458.413 | CCM | 245.069 | 227.007 | G | 8011564225299 | 8011564579729 | 8011564579736 | 85362010
GW90301 | COMPACT MCB 2X1P+N B16 6KA 2M | WYŁ. NADPRĄDOWY KOMPAKT 2P+2N C16 6KA 2M | 41.6 | 1 | NR | 40.8 | 1 | NR | 1.961% | OFFICIAL | 2DN13G16F3030MD100 | 30 | 2DN | ENERGY | 13G | DIN RAIL MODULAR DEV | 16F | COMPACT MCB | 1 | 6 | NR | 495.121 | CCM | 305 | 274.5 | G
GW90085 | COMPACT MCB 4P C6 4,5KA 2M | WYŁ. NADPRĄDOWY KOMPAKT 4P C6 4,5KA 2M | 31.4 | 1 | NR | 30.8 | 1 | NR | 1.948% | OFFICIAL | 2DN13G16F3010M0100 | 30 | 2DN | ENERGY | 13G | DIN RAIL MODULAR DEV | 16F | COMPACT MCB | 3 | 12 | NR | 458.413 | CCM | 291.75 | 262.575 | G | 8011564056626 | 8011564375048 | 8011564375055 | 85362010
GW90086 | COMPACT MCB 4P C10 4,5KA 2M | WYŁ. NADPRĄDOWY KOMPAKT 4P C10 4,5KA 2M | 31.4 | 1 | NR | 30.8 | 1 | NR | 1.948% | OFFICIAL | 2DN13G16F3010M0100 | 30 | 2DN | ENERGY | 13G | DIN RAIL MODULAR DEV | 16F | COMPACT MCB | 3 | 12 | NR | 458.413 | CCM | 285.583 | 279.4 | G | 8011564056633 | 8011564375062 | 8011564375079 | 85362010
GW90087 | COMPACT MCB 4P C16 4,5KA 2M | WYŁ. NADPRĄDOWY KOMPAKT 4P C16 4,5KA 2M | 31.4 | 1 | NR | 30.8 | 1 | NR | 1.948% | OFFICIAL | 2DN13G16F3010M0100 | 30 | 2DN | ENERGY | 13G | DIN RAIL MODULAR DEV | 16F | COMPACT MCB | 3 | 12 | NR | 458.413 | CCM | 293.833 | 274.92 | G | 8011564056640 | 8011564375086 | 8011564375093 | 85362010
GW90088 | COMPACT MCB 4P C20 4,5KA 2M | WYŁ. NADPRĄDOWY KOMPAKT 4P C20 4,5KA 2M | 31.4 | 1 | NR | 30.8 | 1 | NR | 1.948% | OFFICIAL | 2DN13G16F3010M0100 | 30 | 2DN | ENERGY | 13G | DIN RAIL MODULAR DEV | 16F | COMPACT MCB | 3 | 12 | NR | 458.413 | CCM | 301 | 270.9 | G | 8011564056657 | 8011564375109 | 8011564375116 | 85362010
GW90089 | COMPACT MCB 4P C25 4,5KA 2M | WYŁ. NADPRĄDOWY KOMPAKT 4P C25 4,5KA 2M | 31.4 | 1 | NR | 30.8 | 1 | NR | 1.948% | OFFICIAL | 2DN13G16F3010M0100 | 30 | 2DN | ENERGY | 13G | DIN RAIL MODULAR DEV | 16F | COMPACT MCB | 3 | 12 | NR | 458.413 | CCM | 296.583 | 266.925 | G | 8011564056664 | 8011564375123 | 8011564375130 | 85362010
GW90090 | COMPACT MCB 4P C32 4,5KA 2M | WYŁ. NADPRĄDOWY KOMPAKT 4P C32 4,5KA 2M | 31.4 | 1 | NR | 30.8 | 1 | NR | 1.948% | OFFICIAL | 2DN13G16F3010M0100 | 30 | 2DN | ENERGY | 13G | DIN RAIL MODULAR DEV | 16F | COMPACT MCB | 3 | 12 | NR | 458.413 | CCM | 297.75 | 267.975 | G | 8011564056671 | 8011564375147 | 8011564375154 | 85362010
GW90091 | COMPACT MCB 4P C13 4,5KA 2M | WYŁ. NADPRĄDOWY KOMPAKT 4P C13 4,5KA 2M | 31.4 | 1 | NR | 30.8 | 1 | NR | 1.948% | OFFICIAL | 2DN13G16F3010M0100 | 30 | 2DN | ENERGY | 13G | DIN RAIL MODULAR DEV | 16F | COMPACT MCB | 3 | 12 | NR | 458.413 | CCM | 284.217 | 266.155 | G | 8011564225251 | 8011564579637 | 8011564579644 | 85362010
GW90285 | COMPACT MCB 4P C6 6KA 2M | WYŁ. NADPRĄDOWY KOMPAKT 4P C6 6KA 2M | 47.3 | 1 | NR | 46.4 | 1 | NR | 1.94% | OFFICIAL | 2DN13G16F3030MA100 | 30 | 2DN | ENERGY | 13G | DIN RAIL MODULAR DEV | 16F | COMPACT MCB | 3 | 12 | NR | 458.413 | CCM | 291.917 | 262.725 | G | 8011564056923 | 8011564375642 | 8011564375659 | 85362010
GW90286 | COMPACT MCB 4P C10 6KA 2M | WYŁ. NADPRĄDOWY KOMPAKT 4P C10 6KA 2M | 47.3 | 1 | NR | 46.4 | 1 | NR | 1.94% | OFFICIAL | 2DN13G16F3030MA100 | 30 | 2DN | ENERGY | 13G | DIN RAIL MODULAR DEV | 16F | COMPACT MCB | 3 | 12 | NR | 458.413 | CCM | 285.917 | 277.52 | G | 8011564056930 | 8011564375666 | 8011564375673 | 85362010
GW90287 | COMPACT MCB 4P C16 6KA 2M | WYŁ. NADPRĄDOWY KOMPAKT 4P C16 6KA 2M | 47.3 | 1 | NR | 46.4 | 1 | NR | 1.94% | OFFICIAL | 2DN13G16F3030MA100 | 30 | 2DN | ENERGY | 13G | DIN RAIL MODULAR DEV | 16F | COMPACT MCB | 3 | 12 | NR | 458.413 | CCM | 293.5 | 264.15 | G | 8011564056947 | 8011564375680 | 8011564375697 | 85362010
GW90288 | COMPACT MCB 4P C20 6KA 2M | WYŁ. NADPRĄDOWY KOMPAKT 4P C20 6KA 2M | 47.3 | 1 | NR | 46.4 | 1 | NR | 1.94% | OFFICIAL | 2DN13G16F3030MA100 | 30 | 2DN | ENERGY | 13G | DIN RAIL MODULAR DEV | 16F | COMPACT MCB | 3 | 12 | NR | 458.413 | CCM | 302.333 | 272.1 | G | 8011564056954 | 8011564375703 | 8011564375710 | 85362010
GW90289 | COMPACT MCB 4P C25 6KA 2M | WYŁ. NADPRĄDOWY KOMPAKT 4P C25 6KA 2M | 47.3 | 1 | NR | 46.4 | 1 | NR | 1.94% | OFFICIAL | 2DN13G16F3030MA100 | 30 | 2DN | ENERGY | 13G | DIN RAIL MODULAR DEV | 16F | COMPACT MCB | 3 | 12 | NR | 458.413 | CCM | 297.667 | 267.9 | G | 8011564056961 | 8011564375727 | 8011564375734 | 85362010
GW90290 | COMPACT MCB 4P C32 6KA 2M | WYŁ. NADPRĄDOWY KOMPAKT 4P C32 6KA 2M | 47.3 | 1 | NR | 46.4 | 1 | NR | 1.94% | OFFICIAL | 2DN13G16F3030MA100 | 30 | 2DN | ENERGY | 13G | DIN RAIL MODULAR DEV | 16F | COMPACT MCB | 3 | 12 | NR | 458.413 | CCM | 296.583 | 266.925 | G | 8011564056978 | 8011564375741 | 8011564375758 | 85362010
GW90291 | COMPACT MCB 4P C13 6KA 2M | WYŁ. NADPRĄDOWY KOMPAKT 4P C13 6KA 2M | 47.3 | 1 | NR | 46.4 | 1 | NR | 1.94% | OFFICIAL | 2DN13G16F3030MA100 | 30 | 2DN | ENERGY | 13G | DIN RAIL MODULAR DEV | 16F | COMPACT MCB | 3 | 12 | NR | 458.413 | CCM | 287.5 | 258.75 | G | 8011564225305 | 8011564579743 | 8011564579750 | 85362010
GW90045 | COMPACT MCB 2P C6 4.5KA 1M | WYŁ. NADPRĄDOWY KOMPAKT 2P C6 4,5KA 1M | 16.1 | 1 | NR | 15.8 | 1 | NR | 1.899% | OFFICIAL | 2DN13G16F3010M0100 | 30 | 2DN | ENERGY | 13G | DIN RAIL MODULAR DEV | 16F | COMPACT MCB | 6 | 24 | NR | 229.206 | CCM | 145.333 | 135.602 | G | 8011564056503 | 8011564374805 | 8011564374812 | 85362010
GW90046 | COMPACT MCB 2P C10 4,5KA 1M | WYŁ. NADPRĄDOWY KOMPAKT 2P C10 4,5KA 1M | 16.1 | 1 | NR | 15.8 | 1 | NR | 1.899% | OFFICIAL | 2DN13G16F3010M0100 | 30 | 2DN | ENERGY | 13G | DIN RAIL MODULAR DEV | 16F | COMPACT MCB | 6 | 24 | NR | 229.206 | CCM | 144.292 | 134.49 | G | 8011564056510 | 8011564374829 | 8011564374836 | 85362010
GW90047 | COMPACT MCB 2P C16 4,5KA 1M | WYŁ. NADPRĄDOWY KOMPAKT 2P C16 4,5KA 1M | 16.1 | 1 | NR | 15.8 | 1 | NR | 1.899% | OFFICIAL | 2DN13G16F3010M0100 | 30 | 2DN | ENERGY | 13G | DIN RAIL MODULAR DEV | 16F | COMPACT MCB | 6 | 24 | NR | 229.206 | CCM | 148.333 | 133.5 | G | 8011564056527 | 8011564374843 | 8011564374850 | 85362010
GW90048 | COMPACT MCB 2P C20 4,5KA 1M | WYŁ. NADPRĄDOWY KOMPAKT 2P C20 4,5KA 1M | 16.1 | 1 | NR | 15.8 | 1 | NR | 1.899% | OFFICIAL | 2DN13G16F3010M0100 | 30 | 2DN | ENERGY | 13G | DIN RAIL MODULAR DEV | 16F | COMPACT MCB | 6 | 24 | NR | 229.206 | CCM | 152.75 | 137.475 | G | 8011564056534 | 8011564374867 | 8011564374874 | 85362010
GW90049 | COMPACT MCB 2P C25 4,5KA 1M | WYŁ. NADPRĄDOWY KOMPAKT 2P C25 4,5KA 1M | 16.1 | 1 | NR | 15.8 | 1 | NR | 1.899% | OFFICIAL | 2DN13G16F3010M0100 | 30 | 2DN | ENERGY | 13G | DIN RAIL MODULAR DEV | 16F | COMPACT MCB | 6 | 24 | NR | 229.206 | CCM | 149.833 | 143.38 | G | 8011564056541 | 8011564374881 | 8011564374898 | 85362010
GW90050 | COMPACT MCB 2P C32 4,5KA 1M | WYŁ. NADPRĄDOWY KOMPAKT 2P C32 4,5KA 1M | 16.1 | 1 | NR | 15.8 | 1 | NR | 1.899% | OFFICIAL | 2DN13G16F3010M0100 | 30 | 2DN | ENERGY | 13G | DIN RAIL MODULAR DEV | 16F | COMPACT MCB | 6 | 24 | NR | 229.206 | CCM | 149.958 | 136.518 | G | 8011564056558 | 8011564374904 | 8011564374911 | 85362010
GW90051 | COMPACT MCB 2P C13 4,5KA 1M | WYŁ. NADPRĄDOWY KOMPAKT 2P C13 4,5KA 1M | 16.1 | 1 | NR | 15.8 | 1 | NR | 1.899% | OFFICIAL | 2DN13G16F3010M0100 | 30 | 2DN | ENERGY | 13G | DIN RAIL MODULAR DEV | 16F | COMPACT MCB | 6 | 24 | NR | 229.206 | CCM | 144.583 | 130.125 | G | 8011564225237 | 8011564579590 | 8011564579606 | 85362010
GW90445 | COMPACT MCB 2P C6 10KA 1M | WYŁ. NADPRĄDOWY KOMPAKT 2P C6 10KA 1M | 27.7 | 1 | NR | 27.2 | 1 | NR | 1.838% | OFFICIAL | 2DN13G16F3050MK100 | 30 | 2DN | ENERGY | 13G | DIN RAIL MODULAR DEV | 16F | COMPACT MCB | 6 | 24 | NR | 229.206 | CCM | 146.167 | 131.55 | G | 8011564073913 | 8011564400481 | 8011564400498 | 85362010
GW90446 | COMPACT MCB 2P C10 10KA 1M | WYŁ. NADPRĄDOWY KOMPAKT 2P C10 10KA 1M | 27.7 | 1 | NR | 27.2 | 1 | NR | 1.838% | OFFICIAL | 2DN13G16F3050MK100 | 30 | 2DN | ENERGY | 13G | DIN RAIL MODULAR DEV | 16F | COMPACT MCB | 6 | 24 | NR | 229.206 | CCM | 144.583 | 130.125 | G | 8011564073920 | 8011564400504 | 8011564400511 | 85362010
GW90447 | COMPACT MCB 2P C16 10KA 1M | WYŁ. NADPRĄDOWY KOMPAKT 2P C16 10KA 1M | 27.7 | 1 | NR | 27.2 | 1 | NR | 1.838% | OFFICIAL | 2DN13G16F3050MK100 | 30 | 2DN | ENERGY | 13G | DIN RAIL MODULAR DEV | 16F | COMPACT MCB | 6 | 24 | NR | 229.206 | CCM | 149.417 | 134.475 | G | 8011564073937 | 8011564400528 | 8011564400535 | 85362010
GW90448 | COMPACT MCB 2P C20 10KA 1M | WYŁ. NADPRĄDOWY KOMPAKT 2P C20 10KA 1M | 27.7 | 1 | NR | 27.2 | 1 | NR | 1.838% | OFFICIAL | 2DN13G16F3050MK100 | 30 | 2DN | ENERGY | 13G | DIN RAIL MODULAR DEV | 16F | COMPACT MCB | 6 | 24 | NR | 229.206 | CCM | 153.75 | 138.375 | G | 8011564073944 | 8011564400542 | 8011564400559 | 85362010
GW90449 | COMPACT MCB 2P C25 10KA 1M | WYŁ. NADPRĄDOWY KOMPAKT 2P C25 10KA 1M | 27.7 | 1 | NR | 27.2 | 1 | NR | 1.838% | OFFICIAL | 2DN13G16F3050MK100 | 30 | 2DN | ENERGY | 13G | DIN RAIL MODULAR DEV | 16F | COMPACT MCB | 6 | 24 | NR | 229.206 | CCM | 150.417 | 135.375 | G | 8011564073951 | 8011564400566 | 8011564400573 | 85362010
GW90450 | COMPACT MCB 2P C32 10KA 1M | WYŁ. NADPRĄDOWY KOMPAKT 2P C32 10KA 1M | 27.7 | 1 | NR | 27.2 | 1 | NR | 1.838% | OFFICIAL | 2DN13G16F3050MK100 | 30 | 2DN | ENERGY | 13G | DIN RAIL MODULAR DEV | 16F | COMPACT MCB | 6 | 24 | NR | 229.206 | CCM | 149.875 | 134.888 | G | 8011564073968 | 8011564400580 | 8011564400597 | 85362010
GW90451 | COMPACT MCB 2P C13 10KA 1M | WYŁ. NADPRĄDOWY KOMPAKT 2P C13 10KA 1M | 27.7 | 1 | NR | 27.2 | 1 | NR | 1.838% | OFFICIAL | 2DN13G16F3050MK100 | 30 | 2DN | ENERGY | 13G | DIN RAIL MODULAR DEV | 16F | COMPACT MCB | 6 | 24 | NR | 229.206 | CCM | 147.958 | 133.163 | G | 8011564225329 | 8011564579781 | 8011564579798 | 85362010
GW90065 | COMPACT MCB 3P C6 4,5KA 2M | WYŁ. NADPRĄDOWY KOMPAKT 3P C6 4,5KA 2M | 23.6 | 1 | NR | 23.2 | 1 | NR | 1.724% | OFFICIAL | 2DN13G16F3010M0100 | 30 | 2DN | ENERGY | 13G | DIN RAIL MODULAR DEV | 16F | COMPACT MCB | 3 | 12 | NR | 458.413 | CCM | 246.667 | 222 | G | 8011564056565 | 8011564374928 | 8011564374935 | 85362010
GW90066 | COMPACT MCB 3P C10 4,5KA 2M | WYŁ. NADPRĄDOWY KOMPAKT 3P C10 4,5KA 2M | 23.6 | 1 | NR | 23.2 | 1 | NR | 1.724% | OFFICIAL | 2DN13G16F3010M0100 | 30 | 2DN | ENERGY | 13G | DIN RAIL MODULAR DEV | 16F | COMPACT MCB | 3 | 12 | NR | 458.413 | CCM | 244.417 | 219.975 | G | 8011564056572 | 8011564374942 | 8011564374959 | 85362010
GW90067 | COMPACT MCB 3P C16 4,5KA 2M | WYŁ. NADPRĄDOWY KOMPAKT 3P C16 4,5KA 2M | 23.6 | 1 | NR | 23.2 | 1 | NR | 1.724% | OFFICIAL | 2DN13G16F3010M0100 | 30 | 2DN | ENERGY | 13G | DIN RAIL MODULAR DEV | 16F | COMPACT MCB | 3 | 12 | NR | 458.413 | CCM | 247.667 | 222.9 | G | 8011564056589 | 8011564374966 | 8011564374973 | 85362010
GW90068 | COMPACT MCB 3P C20 4,5KA 2M | WYŁ. NADPRĄDOWY KOMPAKT 3P C20 4,5KA 2M | 23.6 | 1 | NR | 23.2 | 1 | NR | 1.724% | OFFICIAL | 2DN13G16F3010M0100 | 30 | 2DN | ENERGY | 13G | DIN RAIL MODULAR DEV | 16F | COMPACT MCB | 3 | 12 | NR | 458.413 | CCM | 255.5 | 229.95 | G | 8011564056596 | 8011564374980 | 8011564374997 | 85362010
GW90069 | COMPACT MCB 3P C25 4,5KA 2M | WYŁ. NADPRĄDOWY KOMPAKT 3P C25 4,5KA 2M | 23.6 | 1 | NR | 23.2 | 1 | NR | 1.724% | OFFICIAL | 2DN13G16F3010M0100 | 30 | 2DN | ENERGY | 13G | DIN RAIL MODULAR DEV | 16F | COMPACT MCB | 3 | 12 | NR | 458.413 | CCM | 250.75 | 225.675 | G | 8011564056602 | 8011564375000 | 8011564375017 | 85362010
GW90070 | COMPACT MCB 3P C32 4,5KA 2M | WYŁ. NADPRĄDOWY KOMPAKT 3P C32 4,5KA 2M | 23.6 | 1 | NR | 23.2 | 1 | NR | 1.724% | OFFICIAL | 2DN13G16F3010M0100 | 30 | 2DN | ENERGY | 13G | DIN RAIL MODULAR DEV | 16F | COMPACT MCB | 3 | 12 | NR | 458.413 | CCM | 251.167 | 226.05 | G | 8011564056619 | 8011564375024 | 8011564375031 | 85362010
GW90071 | COMPACT MCB 3P C13 4,5KA 2M | WYŁ. NADPRĄDOWY KOMPAKT 3P C13 4,5KA 2M | 23.6 | 1 | NR | 23.2 | 1 | NR | 1.724% | OFFICIAL | 2DN13G16F3010M0100 | 30 | 2DN | ENERGY | 13G | DIN RAIL MODULAR DEV | 16F | COMPACT MCB | 3 | 12 | NR | 458.413 | CCM | 240.833 | 216.75 | G | 8011564225244 | 8011564579613 | 8011564579620 | 85362010
GW90245 | COMPACT MCB 2P C6 6KA 1M | WYŁ. NADPRĄDOWY KOMPAKT 2P C6 6KA 1M | 24.2 | 1 | NR | 23.8 | 1 | NR | 1.681% | OFFICIAL | 2DN13G16F3030MA100 | 30 | 2DN | ENERGY | 13G | DIN RAIL MODULAR DEV | 16F | COMPACT MCB | 6 | 24 | NR | 229.206 | CCM | 146.042 | 131.438 | G | 8011564056800 | 8011564375406 | 8011564375413 | 85362010
GW90250 | COMPACT MCB 2P C32 6KA 1M | WYŁ. NADPRĄDOWY KOMPAKT 2P C32 6KA 1M | 24.2 | 1 | NR | 23.8 | 1 | NR | 1.681% | OFFICIAL | 2DN13G16F3030MA100 | 30 | 2DN | ENERGY | 13G | DIN RAIL MODULAR DEV | 16F | COMPACT MCB | 6 | 24 | NR | 229.206 | CCM | 149.583 | 134.625 | G | 8011564056855 | 8011564375505 | 8011564375512 | 85362010
GW90251 | COMPACT MCB 2P C13 6KA 1M | WYŁ. NADPRĄDOWY KOMPAKT 2P C13 6KA 1M | 24.2 | 1 | NR | 23.8 | 1 | NR | 1.681% | OFFICIAL | 2DN13G16F3030MA100 | 30 | 2DN | ENERGY | 13G | DIN RAIL MODULAR DEV | 16F | COMPACT MCB | 6 | 24 | NR | 229.206 | CCM | 147.708 | 132.938 | G | 8011564225282 | 8011564579705 | 8011564579712 | 85362010
GW90345 | COMPACT MCB 2P B6 6KA 1M | WYŁ. NADPRĄDOWY KOMPAKT 2P B6 6KA 1M | 24.2 | 1 | NR | 23.8 | 1 | NR | 1.681% | OFFICIAL | 2DN13G16F3030MD100 | 30 | 2DN | ENERGY | 13G | DIN RAIL MODULAR DEV | 16F | COMPACT MCB | 6 | 24 | NR | 229.206 | CCM | 145.957 | 133.823 | G | 8011564776814 | 8011564919907 | 8011564919914 | 85362010
GW90346 | COMPACT MCB 2P B10 6KA 1M | WYŁ. NADPRĄDOWY KOMPAKT 2P B10 6KA 1M | 24.2 | 1 | NR | 23.8 | 1 | NR | 1.681% | OFFICIAL | 2DN13G16F3030MD100 | 30 | 2DN | ENERGY | 13G | DIN RAIL MODULAR DEV | 16F | COMPACT MCB | 6 | 24 | NR | 229.206 | CCM | 145.531 | 133.397 | G | 8011564776821 | 8011564919921 | 8011564919938 | 85362010
GW90347 | COMPACT MCB 2P B13 6KA 1M | WYŁ. NADPRĄDOWY KOMPAKT 2P B13 6KA 1M | 24.2 | 1 | NR | 23.8 | 1 | NR | 1.681% | OFFICIAL | 2DN13G16F3030MD100 | 30 | 2DN | ENERGY | 13G | DIN RAIL MODULAR DEV | 16F | COMPACT MCB | 6 | 24 | NR | 229.206 | CCM | 148.893 | 136.759 | G | 8011564776838 | 8011564919945 | 8011564919952 | 85362010
GW90348 | COMPACT MCB 2P B16 6KA 1M | WYŁ. NADPRĄDOWY KOMPAKT 2P B16 6KA 1M | 24.2 | 1 | NR | 23.8 | 1 | NR | 1.681% | OFFICIAL | 2DN13G16F3030MD100 | 30 | 2DN | ENERGY | 13G | DIN RAIL MODULAR DEV | 16F | COMPACT MCB | 6 | 24 | NR | 229.206 | CCM | 148.893 | 136.759 | G | 8011564776845 | 8011564919969 | 8011564919976 | 85362010
GW90349 | COMPACT MCB 2P B20 6KA 1M | WYŁ. NADPRĄDOWY KOMPAKT 2P B20 6KA 1M | 24.2 | 1 | NR | 23.8 | 1 | NR | 1.681% | OFFICIAL | 2DN13G16F3030MD100 | 30 | 2DN | ENERGY | 13G | DIN RAIL MODULAR DEV | 16F | COMPACT MCB | 6 | 24 | NR | 229.206 | CCM | 153.305 | 141.171 | G | 8011564776852 | 8011564919983 | 8011564919990 | 85362010
GW90350 | COMPACT MCB 2P B25 6KA 1M | WYŁ. NADPRĄDOWY KOMPAKT 2P B25 6KA 1M | 24.2 | 1 | NR | 23.8 | 1 | NR | 1.681% | OFFICIAL | 2DN13G16F3030MD100 | 30 | 2DN | ENERGY | 13G | DIN RAIL MODULAR DEV | 16F | COMPACT MCB | 6 | 24 | NR | 229.206 | CCM | 152.668 | 140.534 | G | 8011564776869 | 8011564920002 | 8011564920019 | 85362010
GW90351 | COMPACT MCB 2P B32 6KA 1M | WYŁ. NADPRĄDOWY KOMPAKT 2P B32 6KA 1M | 24.2 | 1 | NR | 23.8 | 1 | NR | 1.681% | OFFICIAL | 2DN13G16F3030MD100 | 30 | 2DN | ENERGY | 13G | DIN RAIL MODULAR DEV | 16F | COMPACT MCB | 6 | 24 | NR | 229.206 | CCM | 151.825 | 139.691 | G | 8011564776876 | 8011564920026 | 8011564920033 | 85362010
GW90025 | COMPACT MCB 1P+N C6 4,5KA 1M | WYŁ. NADPRĄDOWY KOMPAKT 1P+N C6 4,5KA 1M | 13.6 | 1 | NR | 13.4 | 1 | NR | 1.493% | OFFICIAL | 2DN13G16F3010M0100 | 30 | 2DN | ENERGY | 13G | DIN RAIL MODULAR DEV | 16F | COMPACT MCB | 6 | 24 | NR | 229.206 | CCM | 146.792 | 132.113 | G | 8011564056442 | 8011564374683 | 8011564374690 | 85362010
GW90026 | COMPACT MCB 1P+N C10 4,5KA 1M | WYŁ. NADPRĄD. KOMPAKT 1P+N C10 4,5KA 1M | 13.6 | 1 | NR | 13.4 | 1 | NR | 1.493% | OFFICIAL | 2DN13G16F3010M0100 | 30 | 2DN | ENERGY | 13G | DIN RAIL MODULAR DEV | 16F | COMPACT MCB | 6 | 24 | NR | 229.206 | CCM | 123.75 | 111.375 | G | 8011564056459 | 8011564374706 | 8011564374713 | 85362010
GW90027 | COMPACT MCB 1P+N C16 4,5KA 1M | WYŁ. NADPRĄD. KOMPAKT 1P+N C16 4,5KA 1M | 13.6 | 1 | NR | 13.4 | 1 | NR | 1.493% | OFFICIAL | 2DN13G16F3010M0100 | 30 | 2DN | ENERGY | 13G | DIN RAIL MODULAR DEV | 16F | COMPACT MCB | 6 | 24 | NR | 229.206 | CCM | 125.042 | 112.538 | G | 8011564056466 | 8011564374720 | 8011564374737 | 85362010
GW90028 | COMPACT MCB 1P+N C20 4,5KA 1M | WYŁ. NADPRĄD. KOMPAKT 1P+N C20 4,5KA 1M | 13.6 | 1 | NR | 13.4 | 1 | NR | 1.493% | OFFICIAL | 2DN13G16F3010M0100 | 30 | 2DN | ENERGY | 13G | DIN RAIL MODULAR DEV | 16F | COMPACT MCB | 6 | 24 | NR | 229.206 | CCM | 152.292 | 137.063 | G | 8011564056473 | 8011564374744 | 8011564374751 | 85362010
GW90029 | COMPACT MCB 1P+N C25 4,5KA 1M | WYŁ. NADPRĄD. KOMPAKT 1P+N C25 4,5KA 1M | 13.6 | 1 | NR | 13.4 | 1 | NR | 1.493% | OFFICIAL | 2DN13G16F3010M0100 | 30 | 2DN | ENERGY | 13G | DIN RAIL MODULAR DEV | 16F | COMPACT MCB | 6 | 24 | NR | 229.206 | CCM | 151.375 | 136.238 | G | 8011564056480 | 8011564374768 | 8011564374775 | 85362010
GW90030 | COMPACT MCB 1P+N C32 4,5KA 1M | WYŁ. NADPRĄD. KOMPAKT 1P+N C32 4,5KA 1M | 13.6 | 1 | NR | 13.4 | 1 | NR | 1.493% | OFFICIAL | 2DN13G16F3010M0100 | 30 | 2DN | ENERGY | 13G | DIN RAIL MODULAR DEV | 16F | COMPACT MCB | 6 | 24 | NR | 229.206 | CCM | 149.875 | 134.888 | G | 8011564056497 | 8011564374782 | 8011564374799 | 85362010
GW90031 | COMPACT MCB 1P+N C13 4,5KA 1M | WYŁ. NADPRĄD. KOMPAKT 1P+N C13 4,5KA 1M | 13.6 | 1 | NR | 13.4 | 1 | NR | 1.493% | OFFICIAL | 2DN13G16F3010M0100 | 30 | 2DN | ENERGY | 13G | DIN RAIL MODULAR DEV | 16F | COMPACT MCB | 6 | 24 | NR | 229.206 | CCM | 146.042 | 131.438 | G | 8011564225220 | 8011564579576 | 8011564579583 | 85362010
GW90605 | COMPACT MCB 1P+N C6 4,5KA 1M LN | WYŁ. NADPRĄD. KOMP. 1P+N C6 4,5KA 1M LN | 13.6 | 1 | NR | 13.4 | 1 | NR | 1.493% | OFFICIAL | 2DN13G16F3010M0100 | 30 | 2DN | ENERGY | 13G | DIN RAIL MODULAR DEV | 16F | COMPACT MCB | 6 | 24 | NR | 229.206 | CCM | 120.92 | 108 | G | 8011564180383 | 8011564540286 | 8011564540293 | 85362010
GW90606 | COMPACT MCB 1P+N C10 4,5KA 1M LN | WYŁ. NADPRĄD. KOMP. 1P+N C10 4,5KA 1M LN | 13.6 | 1 | NR | 13.4 | 1 | NR | 1.493% | OFFICIAL | 2DN13G16F3010M0100 | 30 | 2DN | ENERGY | 13G | DIN RAIL MODULAR DEV | 16F | COMPACT MCB | 6 | 24 | NR | 229.206 | CCM | 120 | 108 | G | 8011564180390 | 8011564540415 | 8011564540309 | 85362010
GW90607 | COMPACT MCB 1P+N C16 4,5KA 1M LN | WYŁ. NADPRĄD. KOMP. 1P+N C16 4,5KA 1M LN | 13.6 | 1 | NR | 13.4 | 1 | NR | 1.493% | OFFICIAL | 2DN13G16F3010M0100 | 30 | 2DN | ENERGY | 13G | DIN RAIL MODULAR DEV | 16F | COMPACT MCB | 6 | 24 | NR | 229.206 | CCM | 121.63 | 109.467 | G | 8011564180444 | 8011564540330 | 8011564540347 | 85362010
GW90608 | COMPACT MCB 1P+N C20 4,5KA 1M LN | WYŁ. NADPRĄD. KOMP. 1P+N C20 4,5KA 1M LN | 13.6 | 1 | NR | 13.4 | 1 | NR | 1.493% | OFFICIAL | 2DN13G16F3010M0100 | 30 | 2DN | ENERGY | 13G | DIN RAIL MODULAR DEV | 16F | COMPACT MCB | 6 | 24 | NR | 229.206 | CCM | 152.875 | 137.588 | G | 8011564180451 | 8011564540354 | 8011564540361 | 85362010
GW90609 | COMPACT MCB 1P+N C25 4,5KA 1M LN | WYŁ. NADPRĄD. KOMP. 1P+N C25 4,5KA 1M LN | 13.6 | 1 | NR | 13.4 | 1 | NR | 1.493% | OFFICIAL | 2DN13G16F3010M0100 | 30 | 2DN | ENERGY | 13G | DIN RAIL MODULAR DEV | 16F | COMPACT MCB | 6 | 24 | NR | 229.206 | CCM | 150.958 | 136.997 | G | 8011564180468 | 8011564540378 | 8011564540385 | 85362010
GW90610 | COMPACT MCB 1P+N C32 4,5KA 1M LN | WYŁ. NADPRĄD. KOMP. 1P+N C32 4,5KA 1M LN | 13.6 | 1 | NR | 13.4 | 1 | NR | 1.493% | OFFICIAL | 2DN13G16F3010M0100 | 30 | 2DN | ENERGY | 13G | DIN RAIL MODULAR DEV | 16F | COMPACT MCB | 6 | 24 | NR | 229.206 | CCM | 149.333 | 136.474 | G | 8011564180475 | 8011564540392 | 8011564540408 | 85362010
GW92006 | MCB 1P C10 6KA 1M | WYŁĄCZNIK NADPRĄDOWY 1P C10 6KA 1M | 5.6 | 1 | NR | 5.45 | 1 | NR | 2.752% | OFFICIAL | 2DN13G17F3040NO100 | 30 | 2DN | ENERGY | 13G | DIN RAIL MODULAR DEV | 17F | MCB | 6 | 24 | NR | 229.206 | CCM | 144.125 | 129.713 | G | 8011564057036 | 8011564375864 | 8011564375871 | 85362010
GW92004 | MCB 1P C4 6KA 1M | WYŁĄCZNIK NADPRĄDOWY 1P C4 6KA 1M | 11.7 | 1 | NR | 11.4 | 1 | NR | 2.632% | OFFICIAL | 2DN13G17F3040NO100 | 30 | 2DN | ENERGY | 13G | DIN RAIL MODULAR DEV | 17F | MCB | 6 | 24 | NR | 229.206 | CCM | 147.125 | 132.413 | G | 8011564057012 | 8011564375826 | 8011564375833 | 85362010
GW92002 | MCB 1P C2 6KA 1M | WYŁĄCZNIK NADPRĄDOWY 1P C2 6KA 1M | 11.9 | 1 | NR | 11.6 | 1 | NR | 2.586% | OFFICIAL | 2DN13G17F3040NO100 | 30 | 2DN | ENERGY | 13G | DIN RAIL MODULAR DEV | 17F | MCB | 6 | 24 | NR | 229.206 | CCM | 151.625 | 136.463 | G | 8011564056992 | 8011564375789 | 8011564375796 | 85362010
GW92185 | MCB 4P C6 4,5KA 4M | WYŁĄCZNIK NADPRĄDOWY 4P C6 4,5KA 4M | 127 | 1 | NR | 124 | 1 | NR | 2.419% | OFFICIAL | 2DN13G17F3020LO100 | 30 | 2DN | ENERGY | 13G | DIN RAIL MODULAR DEV | 17F | MCB | 1 | 3 | NR | 1265.377 | CCM | 587.5 | 528.75 | G | 8011564578159 | 8011564578159 | 8011564951853 | 85362010
GW92186 | MCB 4P C10 4,5KA 4M | WYŁĄCZNIK NADPRĄDOWY 4P C10 4,5KA 4M | 127 | 1 | NR | 124 | 1 | NR | 2.419% | OFFICIAL | 2DN13G17F3020LO100 | 30 | 2DN | ENERGY | 13G | DIN RAIL MODULAR DEV | 17F | MCB | 1 | 3 | NR | 1265.378 | CCM | 590 | 531 | G | 8011564224247 | 8011564224247 | 8011564951860 | 85362010
GW92187 | MCB 4P C13 4,5KA 4M | WYŁĄCZNIK NADPRĄDOWY 4P C13 4,5KA 4M | 127 | 1 | NR | 124 | 1 | NR | 2.419% | OFFICIAL | 2DN13G17F3020LO100 | 30 | 2DN | ENERGY | 13G | DIN RAIL MODULAR DEV | 17F | MCB | 1 | 3 | NR | 1265.378 | CCM | 616.039 | 555.764 | G | 8011564578197 | 8011564578197 | 8011564951877 | 85362010
GW92188 | MCB 4P C16 4,5KA 4M | WYŁĄCZNIK NADPRĄDOWY 4P C16 4,5KA 4M | 127 | 1 | NR | 124 | 1 | NR | 2.419% | OFFICIAL | 2DN13G17F3020LO100 | 30 | 2DN | ENERGY | 13G | DIN RAIL MODULAR DEV | 17F | MCB | 1 | 3 | NR | 1265.378 | CCM | 597 | 537.3 | G | 8011564578210 | 8011564578210 | 8011564951884 | 85362010
GW92189 | MCB 4P C20 4,5KA 4M | WYŁĄCZNIK NADPRĄDOWY 4P C20 4,5KA 4M | 127 | 1 | NR | 124 | 1 | NR | 2.419% | OFFICIAL | 2DN13G17F3020LO100 | 30 | 2DN | ENERGY | 13G | DIN RAIL MODULAR DEV | 17F | MCB | 1 | 3 | NR | 1265.378 | CCM | 616.5 | 554.85 | G | 8011564578234 | 8011564578234 | 8011564951891 | 85362010
GW92190 | MCB 4P C25 4,5KA 4M | WYŁĄCZNIK NADPRĄDOWY 4P C25 4,5KA 4M | 127 | 1 | NR | 124 | 1 | NR | 2.419% | OFFICIAL | 2DN13G17F3020LO100 | 30 | 2DN | ENERGY | 13G | DIN RAIL MODULAR DEV | 17F | MCB | 1 | 3 | NR | 1265.378 | CCM | 625.5 | 562.95 | G | 8011564578258 | 8011564578258 | 8011564951907 | 85362010
GW92191 | MCB 4P C32 4,5KA 4M | WYŁĄCZNIK NADPRĄDOWY 4P C32 4,5KA 4M | 127 | 1 | NR | 124 | 1 | NR | 2.419% | OFFICIAL | 2DN13G17F3020LO100 | 30 | 2DN | ENERGY | 13G | DIN RAIL MODULAR DEV | 17F | MCB | 1 | 3 | NR | 1265.378 | CCM | 613.5 | 552.15 | G | 8011564578272 | 8011564578272 | 8011564951914 | 85362010
GW92385 | MCB 4P B6 4,5KA 4M | WYŁĄCZNIK NADPRĄDOWY 4P B6 4,5KA 4M | 127 | 1 | NR | 124 | 1 | NR | 2.419% | OFFICIAL | 2DN13G17F3020MO100 | 30 | 2DN | ENERGY | 13G | DIN RAIL MODULAR DEV | 17F | MCB | 1 | 3 | NR | 1265.377 | CCM | 446.452 | 386.177 | G | 8011564226234 | 8011564226234 | 8011564952034 | 85362010
GW92386 | MCB 4P B10 4,5KA 4M | WYŁĄCZNIK NADPRĄDOWY 4P B10 4,5KA 4M | 127 | 1 | NR | 124 | 1 | NR | 2.419% | OFFICIAL | 2DN13G17F3020MO100 | 30 | 2DN | ENERGY | 13G | DIN RAIL MODULAR DEV | 17F | MCB | 1 | 3 | NR | 1898.067 | CCM | 446.5 | 386.177 | G | 8011564226241 | 8011564226241 | 8011564952041 | 85362010
GW92387 | MCB 4P B13 4,5KA 4M | WYŁĄCZNIK NADPRĄDOWY 4P B13 4,5KA 4M | 127 | 1 | NR | 124 | 1 | NR | 2.419% | OFFICIAL | 2DN13G17F3020MO100 | 30 | 2DN | ENERGY | 13G | DIN RAIL MODULAR DEV | 17F | MCB | 1 | 3 | NR | 1265.378 | CCM | 622.108 | 561.833 | G | 8011564226258 | 8011564226258 | 8011564952058 | 85362010
GW92388 | MCB 4P B16 4,5KA 4M | WYŁĄCZNIK NADPRĄDOWY 4P B16 4,5KA 4M | 127 | 1 | NR | 124 | 1 | NR | 2.419% | OFFICIAL | 2DN13G17F3020MO100 | 30 | 2DN | ENERGY | 13G | DIN RAIL MODULAR DEV | 17F | MCB | 1 | 3 | NR | 1265.378 | CCM | 446.452 | 386.177 | G | 8011564226265 | 8011564226265 | 8011564952065 | 85362010
GW92389 | MCB 4P B20 4,5KA 4M | WYŁĄCZNIK NADPRĄDOWY 4P B20 4,5KA 4M | 127 | 1 | NR | 124 | 1 | NR | 2.419% | OFFICIAL | 2DN13G17F3020MO100 | 30 | 2DN | ENERGY | 13G | DIN RAIL MODULAR DEV | 17F | MCB | 1 | 3 | NR | 1265.377 | CCM | 642.908 | 582.633 | G | 8011564226272 | 8011564226272 | 8011564952072 | 85362010
GW92390 | MCB 4P B25 4,5KA 4M | WYŁĄCZNIK NADPRĄDOWY 4P B25 4,5KA 4M | 127 | 1 | NR | 124 | 1 | NR | 2.419% | OFFICIAL | 2DN13G17F3020MO100 | 30 | 2DN | ENERGY | 13G | DIN RAIL MODULAR DEV | 17F | MCB | 1 | 3 | NR | 1265.378 | CCM | 614.924 | 554.649 | G | 8011564226289 | 8011564226289 | 8011564952089 | 85362010
GW92391 | MCB 4P B32 4,5KA 4M | WYŁĄCZNIK NADPRĄDOWY 4P B32 4,5KA 4M | 127 | 1 | NR | 124 | 1 | NR | 2.419% | OFFICIAL | 2DN13G17F3020MO100 | 30 | 2DN | ENERGY | 13G | DIN RAIL MODULAR DEV | 17F | MCB | 1 | 3 | NR | 1265.378 | CCM | 660.296 | 600.021 | G | 8011564226296 | 8011564226296 | 8011564952096 | 85362010
GW92206 | MCB 1P B10 6KA 1M | WYŁĄCZNIK NADPRĄDOWY 1P B10 6KA 1M | 4.25 | 1 | NR | 4.15 | 1 | NR | 2.41% | OFFICIAL | 2DN13G17F3040NY100 | 30 | 2DN | ENERGY | 13G | DIN RAIL MODULAR DEV | 17F | MCB | 6 | 24 | NR | 229.206 | CCM | 146.125 | 131.513 | G | 8011564057647 | 8011564376953 | 8011564376960 | 85362010
GW92267 | MCB 3P B16 6KA 3M | WYŁĄCZNIK NADPRĄDOWY 3P B16 6KA 3M | 12.8 | 1 | NR | 12.5 | 1 | NR | 2.4% | OFFICIAL | 2DN13G17F3040NY100 | 30 | 2DN | ENERGY | 13G | DIN RAIL MODULAR DEV | 17F | MCB | 2 | 8 | NR | 687.619 | CCM | 430.25 | 387.225 | G | 8011564057838 | 8011564377332 | 8011564377349 | 85362010
GW92011 | MCB 1P C40 6KA 1M | WYŁĄCZNIK NADPRĄDOWY 1P C40 6KA 1M | 8.55 | 1 | NR | 8.35 | 1 | NR | 2.395% | OFFICIAL | 2DN13G17F3040NO100 | 30 | 2DN | ENERGY | 13G | DIN RAIL MODULAR DEV | 17F | MCB | 6 | 24 | NR | 229.206 | CCM | 153.083 | 138.32 | G | 8011564057081 | 8011564375963 | 8011564375970 | 85362010
GW92508 | MCB 1P B16 10KA 1M | WYŁĄCZNIK NADPRĄDOWY 1P B16 10KA 1M | 4.4 | 1 | NR | 4.3 | 1 | NR | 2.326% | OFFICIAL | 2DN13G17F3060PQ100 | 30 | 2DN | ENERGY | 13G | DIN RAIL MODULAR DEV | 17F | MCB | 6 | 24 | NR | 229.206 | CCM | 144.375 | 130 | G | 8011564222342 | 8011564574878 | 8011564574885 | 85362010
GW92509 | MCB 1P B20 10KA 1M | WYŁĄCZNIK NADPRĄDOWY 1P B20 10KA 1M | 4.4 | 1 | NR | 4.3 | 1 | NR | 2.326% | OFFICIAL | 2DN13G17F3060PQ100 | 30 | 2DN | ENERGY | 13G | DIN RAIL MODULAR DEV | 17F | MCB | 6 | 24 | NR | 229.206 | CCM | 156.292 | 140.663 | G | 8011564222359 | 8011564574892 | 8011564574908 | 85362010
GW92568 | MCB 3P B16 10KA 3M | WYŁĄCZNIK NADPRĄDOWY 3P B16 10KA 3M | 17.8 | 1 | NR | 17.4 | 1 | NR | 2.299% | OFFICIAL | 2DN13G17F3060PQ100 | 30 | 2DN | ENERGY | 13G | DIN RAIL MODULAR DEV | 17F | MCB | 2 | 8 | NR | 687.619 | CCM | 475.25 | 427.725 | G | 8011564222540 | 8011564575271 | 8011564575288 | 85362010
GW92667 | MCB 3P C16 10KA 3M | WYŁĄCZNIK NADPRĄDOWY 3P C16 10KA 3M | 17.9 | 1 | NR | 17.5 | 1 | NR | 2.286% | OFFICIAL | 2DN13G17F3060OE100 | 30 | 2DN | ENERGY | 13G | DIN RAIL MODULAR DEV | 17F | MCB | 2 | 8 | NR | 687.619 | CCM | 478.375 | 430.538 | G | 8011564058477 | 8011564378452 | 8011564378469 | 85362010
GW92026 | MCB 1P+N C10 6KA 2M | WYŁĄCZNIK NADPRĄDOWY 1P+N C10 6KA 2M | 13.5 | 1 | NR | 13.2 | 1 | NR | 2.273% | OFFICIAL | 2DN13G17F3040NO100 | 30 | 2DN | ENERGY | 13G | DIN RAIL MODULAR DEV | 17F | MCB | 3 | 12 | NR | 458.413 | CCM | 295.917 | 266.325 | G | 8011564057166 | 8011564376120 | 8011564376137 | 85362010
GW92269 | MCB 3P B25 6KA 3M | WYŁĄCZNIK NADPRĄDOWY 3P B25 6KA 3M | 18.1 | 1 | NR | 17.7 | 1 | NR | 2.26% | OFFICIAL | 2DN13G17F3040NY100 | 30 | 2DN | ENERGY | 13G | DIN RAIL MODULAR DEV | 17F | MCB | 2 | 8 | NR | 687.619 | CCM | 456.25 | 410.625 | G | 8011564057852 | 8011564377370 | 8011564377387 | 85362010
GW92027 | MCB 1P+N C16 6KA 2M | WYŁĄCZNIK NADPRĄDOWY 1P+N C16 6KA 2M | 13.6 | 1 | NR | 13.3 | 1 | NR | 2.256% | OFFICIAL | 2DN13G17F3040NO100 | 30 | 2DN | ENERGY | 13G | DIN RAIL MODULAR DEV | 17F | MCB | 3 | 12 | NR | 458.413 | CCM | 298.167 | 268.35 | G | 8011564057173 | 8011564376144 | 8011564376151 | 85362010
GW92565 | MCB 3P B6 10KA 3M | WYŁĄCZNIK NADPRĄDOWY 3P B6 10KA 3M | 182 | 1 | NR | 178 | 1 | NR | 2.247% | OFFICIAL | 2DN13G17F3060PQ100 | 30 | 2DN | ENERGY | 13G | DIN RAIL MODULAR DEV | 17F | MCB | 2 | 8 | NR | 687.619 | CCM | 459.75 | 413.775 | G | 8011564222519 | 8011564575219 | 8011564575226 | 85362010
GW92567 | MCB 3P B13 10KA 3M | WYŁĄCZNIK NADPRĄDOWY 3P B13 10KA 3M | 182 | 1 | NR | 178 | 1 | NR | 2.247% | OFFICIAL | 2DN13G17F3060PQ100 | 30 | 2DN | ENERGY | 13G | DIN RAIL MODULAR DEV | 17F | MCB | 2 | 8 | NR | 687.619 | CCM | 474.125 | 448.578 | G | 8011564222533 | 8011564575257 | 8011564575264 | 85362010
GW92665 | MCB 3P C6 10KA 3M | WYŁĄCZNIK NADPRĄDOWY 3P C6 10KA 3M | 182 | 1 | NR | 178 | 1 | NR | 2.247% | OFFICIAL | 2DN13G17F3060OE100 | 30 | 2DN | ENERGY | 13G | DIN RAIL MODULAR DEV | 17F | MCB | 2 | 8 | NR | 687.619 | CCM | 461 | 414.9 | G | 8011564058453 | 8011564378414 | 8011564378421 | 85362010
GW92674 | MCB 3P C13 10KA 3M | WYŁĄCZNIK NADPRĄDOWY 3P C13 10KA 3M | 182 | 1 | NR | 178 | 1 | NR | 2.247% | OFFICIAL | 2DN13G17F3060OE100 | 30 | 2DN | ENERGY | 13G | DIN RAIL MODULAR DEV | 17F | MCB | 2 | 8 | NR | 687.619 | CCM | 477.122 | 450.028 | G | 8011564225480 | 8011564580077 | 8011564580084 | 85362010
GW92765 | MCB 3P D6 10KA 3M | WYŁĄCZNIK NADPRĄDOWY 3P D6 10KA 3M | 182 | 1 | NR | 178 | 1 | NR | 2.247% | OFFICIAL | 2DN13G17F3060OM100 | 30 | 2DN | ENERGY | 13G | DIN RAIL MODULAR DEV | 17F | MCB | 2 | 8 | NR | 687.619 | CCM | 468 | 428.31 | G | 8011564058774 | 8011564378964 | 8011564378971 | 85362010
GW92766 | MCB 3P D10 10KA 3M | WYŁĄCZNIK NADPRĄDOWY 3P D10 10KA 3M | 182 | 1 | NR | 178 | 1 | NR | 2.247% | OFFICIAL | 2DN13G17F3060OM100 | 30 | 2DN | ENERGY | 13G | DIN RAIL MODULAR DEV | 17F | MCB | 2 | 8 | NR | 687.619 | CCM | 462.625 | 416.363 | G | 8011564058781 | 8011564378988 | 8011564378995 | 85362010
GW92767 | MCB 3P D16 10KA 3M | WYŁĄCZNIK NADPRĄDOWY 3P D16 10KA 3M | 182 | 1 | NR | 178 | 1 | NR | 2.247% | OFFICIAL | 2DN13G17F3060OM100 | 30 | 2DN | ENERGY | 13G | DIN RAIL MODULAR DEV | 17F | MCB | 2 | 8 | NR | 687.619 | CCM | 470.625 | 423.563 | G | 8011564058798 | 8011564379008 | 8011564379015 | 85362010
GW92768 | MCB 3P D20 10KA 3M | WYŁĄCZNIK NADPRĄDOWY 3P D20 10KA 3M | 182 | 1 | NR | 178 | 1 | NR | 2.247% | OFFICIAL | 2DN13G17F3060OM100 | 30 | 2DN | ENERGY | 13G | DIN RAIL MODULAR DEV | 17F | MCB | 2 | 8 | NR | 687.619 | CCM | 469.125 | 422.213 | G | 8011564058804 | 8011564379022 | 8011564379039 | 85362010
GW92769 | MCB 3P D25 10KA 3M | WYŁĄCZNIK NADPRĄDOWY 3P D25 10KA 3M | 182 | 1 | NR | 178 | 1 | NR | 2.247% | OFFICIAL | 2DN13G17F3060OM100 | 30 | 2DN | ENERGY | 13G | DIN RAIL MODULAR DEV | 17F | MCB | 2 | 8 | NR | 687.619 | CCM | 482.375 | 434.138 | G | 8011564058811 | 8011564379046 | 8011564379053 | 85362010
GW92770 | MCB 3P D32 10KA 3M | WYŁĄCZNIK NADPRĄDOWY 3P D32 10KA 3M | 182 | 1 | NR | 178 | 1 | NR | 2.247% | OFFICIAL | 2DN13G17F3060OM100 | 30 | 2DN | ENERGY | 13G | DIN RAIL MODULAR DEV | 17F | MCB | 2 | 8 | NR | 687.619 | CCM | 489.75 | 440.775 | G | 8011564058828 | 8011564379060 | 8011564379077 | 85362010
GW92774 | MCB 3P D13 10KA 3M | WYŁĄCZNIK NADPRĄDOWY 3P D13 10KA 3M | 182 | 1 | NR | 178 | 1 | NR | 2.247% | OFFICIAL | 2DN13G17F3060OM100 | 30 | 2DN | ENERGY | 13G | DIN RAIL MODULAR DEV | 17F | MCB | 2 | 8 | NR | 687.619 | CCM | 490.172 | 463.078 | G | 8011564225527 | 8011564580145 | 8011564580152 | 85362010
GW92514 | MCB 1P B63 10KA 1M | WYŁĄCZNIK NADPRĄDOWY 1P B63 10KA 1M | 9.1 | 1 | NR | 8.9 | 1 | NR | 2.247% | OFFICIAL | 2DN13G17F3060PQ100 | 30 | 2DN | ENERGY | 13G | DIN RAIL MODULAR DEV | 17F | MCB | 6 | 24 | NR | 229.206 | CCM | 165.75 | 149.175 | G | 8011564222403 | 8011564574991 | 8011564575004 | 85362010
GW92647 | MCB 2P C16 10KA 2M | WYŁĄCZNIK NADPRĄDOWY 2P C16 10KA 2M | 13.9 | 1 | NR | 13.6 | 1 | NR | 2.206% | OFFICIAL | 2DN13G17F3060OE100 | 30 | 2DN | ENERGY | 13G | DIN RAIL MODULAR DEV | 17F | MCB | 3 | 12 | NR | 458.413 | CCM | 317 | 285.3 | G | 8011564058385 | 8011564378278 | 8011564378285 | 85362010
GW92573 | MCB 3P B50 10KA 3M | WYŁĄCZNIK NADPRĄDOWY 3P B50 10KA 3M | 234 | 1 | NR | 229 | 1 | NR | 2.183% | OFFICIAL | 2DN13G17F3060PQ100 | 30 | 2DN | ENERGY | 13G | DIN RAIL MODULAR DEV | 17F | MCB | 2 | 8 | NR | 687.619 | CCM | 490.875 | 441.788 | G | 8011564222595 | 8011564575370 | 8011564575387 | 85362010
GW92761 | MCB 3P D1 10KA 3M | WYŁĄCZNIK NADPRĄDOWY 3P D1 10KA 3M | 234 | 1 | NR | 229 | 1 | NR | 2.183% | OFFICIAL | 2DN13G17F3060OM100 | 30 | 2DN | ENERGY | 13G | DIN RAIL MODULAR DEV | 17F | MCB | 2 | 8 | NR | 687.619 | CCM | 472.25 | 425.025 | G | 8011564131507 | 8011564512276 | 8011564512283 | 85362010
GW92762 | MCB 3P D2 10KA 3M | WYŁĄCZNIK NADPRĄDOWY 3P D2 10KA 3M | 234 | 1 | NR | 229 | 1 | NR | 2.183% | OFFICIAL | 2DN13G17F3060OM100 | 30 | 2DN | ENERGY | 13G | DIN RAIL MODULAR DEV | 17F | MCB | 2 | 8 | NR | 687.619 | CCM | 461.5 | 415.35 | G | 8011564131514 | 8011564512290 | 8011564512306 | 85362010
GW92763 | MCB 3P D3 10KA 3M | WYŁĄCZNIK NADPRĄDOWY 3P D3 10KA 3M | 234 | 1 | NR | 229 | 1 | NR | 2.183% | OFFICIAL | 2DN13G17F3060OM100 | 30 | 2DN | ENERGY | 13G | DIN RAIL MODULAR DEV | 17F | MCB | 2 | 8 | NR | 687.619 | CCM | 466 | 419.4 | G | 8011564131521 | 8011564512313 | 8011564512320 | 85362010
GW92764 | MCB 3P D4 10KA 3M | WYŁĄCZNIK NADPRĄDOWY 3P D4 10KA 3M | 234 | 1 | NR | 229 | 1 | NR | 2.183% | OFFICIAL | 2DN13G17F3060OM100 | 30 | 2DN | ENERGY | 13G | DIN RAIL MODULAR DEV | 17F | MCB | 2 | 8 | NR | 687.619 | CCM | 461.5 | 415.35 | G | 8011564131538 | 8011564512337 | 8011564512344 | 85362010
GW92771 | MCB 3P D40 10KA 3M | WYŁĄCZNIK NADPRĄDOWY 3P D40 10KA 3M | 234 | 1 | NR | 229 | 1 | NR | 2.183% | OFFICIAL | 2DN13G17F3060OM100 | 30 | 2DN | ENERGY | 13G | DIN RAIL MODULAR DEV | 17F | MCB | 2 | 8 | NR | 687.619 | CCM | 492.25 | 443.025 | G | 8011564058835 | 8011564379084 | 8011564379091 | 85362010
GW92029 | MCB 1P+N C25 6KA 2M | WYŁĄCZNIK NADPRĄDOWY 1P+N C25 6KA 2M | 14.1 | 1 | NR | 13.8 | 1 | NR | 2.174% | OFFICIAL | 2DN13G17F3040NO100 | 30 | 2DN | ENERGY | 13G | DIN RAIL MODULAR DEV | 17F | MCB | 3 | 12 | NR | 458.413 | CCM | 308.917 | 278.025 | G | 8011564057197 | 8011564376182 | 8011564376199 | 85362010
GW92009 | MCB 1P C25 6KA 1M | WYŁĄCZNIK NADPRĄDOWY 1P C25 6KA 1M | 7.1 | 1 | NR | 6.95 | 1 | NR | 2.158% | OFFICIAL | 2DN13G17F3040NO100 | 30 | 2DN | ENERGY | 13G | DIN RAIL MODULAR DEV | 17F | MCB | 6 | 24 | NR | 229.206 | CCM | 148.292 | 138.32 | G | 8011564057067 | 8011564375925 | 8011564375932 | 85362010
GW92248 | MCB 2P B20 6KA 2M | WYŁĄCZNIK NADPRĄDOWY 2P B20 6KA 2M | 23.7 | 1 | NR | 23.2 | 1 | NR | 2.155% | OFFICIAL | 2DN13G17F3040NY100 | 30 | 2DN | ENERGY | 13G | DIN RAIL MODULAR DEV | 17F | MCB | 3 | 12 | NR | 458.413 | CCM | 298.167 | 268.35 | G | 8011564057753 | 8011564377172 | 8011564377189 | 85362010
GW92265 | MCB 3P B6 6KA 3M | WYŁĄCZNIK NADPRĄDOWY 3P B6 6KA 3M | 28.8 | 1 | NR | 28.2 | 1 | NR | 2.128% | OFFICIAL | 2DN13G17F3040NY100 | 30 | 2DN | ENERGY | 13G | DIN RAIL MODULAR DEV | 17F | MCB | 2 | 8 | NR | 687.619 | CCM | 432 | 388.8 | G | 8011564057814 | 8011564377295 | 8011564377301 | 85362010
GW92041 | MCB 2P C1 6KA 2M | WYŁĄCZNIK NADPRĄDOWY 2P C1 6KA 2M | 144 | 1 | NR | 141 | 1 | NR | 2.128% | OFFICIAL | 2DN13G17F3040NO100 | 30 | 2DN | ENERGY | 13G | DIN RAIL MODULAR DEV | 17F | MCB | 3 | 12 | NR | 458.413 | CCM | 303.333 | 273 | G | 8011564057241 | 8011564376281 | 8011564376298 | 85362010
GW92042 | MCB 2P C2 6KA 2M | WYŁĄCZNIK NADPRĄDOWY 2P C2 6KA 2M | 144 | 1 | NR | 141 | 1 | NR | 2.128% | OFFICIAL | 2DN13G17F3040NO100 | 30 | 2DN | ENERGY | 13G | DIN RAIL MODULAR DEV | 17F | MCB | 3 | 12 | NR | 458.413 | CCM | 298.417 | 268.575 | G | 8011564057258 | 8011564376304 | 8011564376311 | 85362010
GW92043 | MCB 2P C3 6KA 2M | WYŁĄCZNIK NADPRĄDOWY 2P C3 6KA 2M | 144 | 1 | NR | 141 | 1 | NR | 2.128% | OFFICIAL | 2DN13G17F3040NO100 | 30 | 2DN | ENERGY | 13G | DIN RAIL MODULAR DEV | 17F | MCB | 3 | 12 | NR | 458.413 | CCM | 298.083 | 268.275 | G | 8011564057265 | 8011564376328 | 8011564376335 | 85362010
GW92044 | MCB 2P C4 6KA 2M | WYŁĄCZNIK NADPRĄDOWY 2P C4 6KA 2M | 144 | 1 | NR | 141 | 1 | NR | 2.128% | OFFICIAL | 2DN13G17F3040NO100 | 30 | 2DN | ENERGY | 13G | DIN RAIL MODULAR DEV | 17F | MCB | 3 | 12 | NR | 458.413 | CCM | 291.333 | 262.2 | G | 8011564057272 | 8011564376342 | 8011564376359 | 85362010
GW92451 | MCB 2P D40 6KA 2M | WYŁĄCZNIK NADPRĄDOWY 2P D40 6KA 2M | 144 | 1 | NR | 141 | 1 | NR | 2.128% | OFFICIAL | 2DN13G17F3040O6100 | 30 | 2DN | ENERGY | 13G | DIN RAIL MODULAR DEV | 17F | MCB | 3 | 12 | NR | 458.413 | CCM | 314.667 | 283.2 | G | 8011564058125 | 8011564377820 | 8011564377837 | 85362010
GW92607 | MCB 1P C16 10KA 1M | WYŁĄCZNIK NADPRĄDOWY 1P C16 10KA 1M | 4.8 | 1 | NR | 4.7 | 1 | NR | 2.128% | OFFICIAL | 2DN13G17F3060OE100 | 30 | 2DN | ENERGY | 13G | DIN RAIL MODULAR DEV | 17F | MCB | 6 | 24 | NR | 229.206 | CCM | 160.458 | 144.413 | G | 8011564058293 | 8011564378094 | 8011564378100 | 85362010
GW92566 | MCB 3P B10 10KA 3M | WYŁĄCZNIK NADPRĄDOWY 3P B10 10KA 3M | 38.7 | 1 | NR | 37.9 | 1 | NR | 2.111% | OFFICIAL | 2DN13G17F3060PQ100 | 30 | 2DN | ENERGY | 13G | DIN RAIL MODULAR DEV | 17F | MCB | 2 | 8 | NR | 687.619 | CCM | 469.75 | 439.587 | G | 8011564222526 | 8011564575233 | 8011564575240 | 85362010
GW92048 | MCB 2P C20 6KA 2M | WYŁĄCZNIK NADPRĄDOWY 2P C20 6KA 2M | 19.5 | 1 | NR | 19.1 | 1 | NR | 2.094% | OFFICIAL | 2DN13G17F3040NO100 | 30 | 2DN | ENERGY | 13G | DIN RAIL MODULAR DEV | 17F | MCB | 3 | 12 | NR | 458.413 | CCM | 329.417 | 296.475 | G | 8011564057319 | 8011564376427 | 8011564376434 | 85362010
GW92049 | MCB 2P C25 6KA 2M | WYŁĄCZNIK NADPRĄDOWY 2P C25 6KA 2M | 19.5 | 1 | NR | 19.1 | 1 | NR | 2.094% | OFFICIAL | 2DN13G17F3040NO100 | 30 | 2DN | ENERGY | 13G | DIN RAIL MODULAR DEV | 17F | MCB | 3 | 12 | NR | 458.413 | CCM | 295.333 | 265.8 | G | 8011564057326 | 8011564376441 | 8011564376458 | 85362010
GW92585 | MCB 4P B6 10KA 4M | WYŁĄCZNIK NADPRĄDOWY 4P B6 10KA 4M | 244 | 1 | NR | 239 | 1 | NR | 2.092% | OFFICIAL | 2DN13G17F3060PQ100 | 30 | 2DN | ENERGY | 13G | DIN RAIL MODULAR DEV | 17F | MCB | 1 | 3 | NR | 1265.377 | CCM | 654.156 | 593.881 | G | 8011564222618 | 8011564222618 | 8011564952195 | 85362010
GW92586 | MCB 4P B10 10KA 4M | WYŁĄCZNIK NADPRĄDOWY 4P B10 10KA 4M | 244 | 1 | NR | 239 | 1 | NR | 2.092% | OFFICIAL | 2DN13G17F3060PQ100 | 30 | 2DN | ENERGY | 13G | DIN RAIL MODULAR DEV | 17F | MCB | 1 | 3 | NR | 1265.377 | CCM | 641.5 | 577.35 | G | 8011564222625 | 8011564222625 | 8011564952201 | 85362010
GW92587 | MCB 4P B13 10KA 4M | WYŁĄCZNIK NADPRĄDOWY 4P B13 10KA 4M | 244 | 1 | NR | 239 | 1 | NR | 2.092% | OFFICIAL | 2DN13G17F3060PQ100 | 30 | 2DN | ENERGY | 13G | DIN RAIL MODULAR DEV | 17F | MCB | 1 | 3 | NR | 1265.378 | CCM | 656.836 | 596.561 | G | 8011564222632 | 8011564222632 | 8011564952218 | 85362010
GW92589 | MCB 4P B20 10KA 4M | WYŁĄCZNIK NADPRĄDOWY 4P B20 10KA 4M | 244 | 1 | NR | 239 | 1 | NR | 2.092% | OFFICIAL | 2DN13G17F3060PQ100 | 30 | 2DN | ENERGY | 13G | DIN RAIL MODULAR DEV | 17F | MCB | 1 | 3 | NR | 1265.377 | CCM | 650.471 | 590.951 | G | 8011564222656 | 8011564222656 | 8011564952232 | 85362010
GW92590 | MCB 4P B25 10KA 4M | WYŁĄCZNIK NADPRĄDOWY 4P B25 10KA 4M | 244 | 1 | NR | 239 | 1 | NR | 2.092% | OFFICIAL | 2DN13G17F3060PQ100 | 30 | 2DN | ENERGY | 13G | DIN RAIL MODULAR DEV | 17F | MCB | 1 | 3 | NR | 1265.378 | CCM | 649.664 | 589.389 | G | 8011564222663 | 8011564222663 | 8011564952249 | 85362010
GW92685 | MCB 4P C6 10KA 4M | WYŁĄCZNIK NADPRĄDOWY 4P C6 10KA 4M | 244 | 1 | NR | 239 | 1 | NR | 2.092% | OFFICIAL | 2DN13G17F3060OE100 | 30 | 2DN | ENERGY | 13G | DIN RAIL MODULAR DEV | 17F | MCB | 1 | 3 | NR | 1265.378 | CCM | 624.5 | 562.05 | G | 8011564058545 | 8011564058545 | 8011564952294 | 85362010
GW92686 | MCB 4P C10 10KA 4M | WYŁĄCZNIK NADPRĄDOWY 4P C10 10KA 4M | 244 | 1 | NR | 239 | 1 | NR | 2.092% | OFFICIAL | 2DN13G17F3060OE100 | 30 | 2DN | ENERGY | 13G | DIN RAIL MODULAR DEV | 17F | MCB | 1 | 3 | NR | 1265.378 | CCM | 640 | 576 | G | 8011564058552 | 8011564058552 | 8011564952300 | 85362010
GW92688 | MCB 4P C20 10KA 4M | WYŁĄCZNIK NADPRĄDOWY 4P C20 10KA 4M | 244 | 1 | NR | 239 | 1 | NR | 2.092% | OFFICIAL | 2DN13G17F3060OE100 | 30 | 2DN | ENERGY | 13G | DIN RAIL MODULAR DEV | 17F | MCB | 1 | 3 | NR | 1265.378 | CCM | 637.5 | 569.35 | G | 8011564058576 | 8011564058576 | 8011564952324 | 85362010
GW92689 | MCB 4P C25 10KA 4M | WYŁĄCZNIK NADPRĄDOWY 4P C25 10KA 4M | 244 | 1 | NR | 239 | 1 | NR | 2.092% | OFFICIAL | 2DN13G17F3060OE100 | 30 | 2DN | ENERGY | 13G | DIN RAIL MODULAR DEV | 17F | MCB | 1 | 3 | NR | 1265.378 | CCM | 642 | 577.8 | G | 8011564058583 | 8011564058583 | 8011564952331 | 85362010
GW92694 | MCB 4P C13 10KA 4M | WYŁĄCZNIK NADPRĄDOWY 4P C13 10KA 4M | 244 | 1 | NR | 239 | 1 | NR | 2.092% | OFFICIAL | 2DN13G17F3060OE100 | 30 | 2DN | ENERGY | 13G | DIN RAIL MODULAR DEV | 17F | MCB | 1 | 3 | NR | 1265.378 | CCM | 647.5 | 582.75 | G | 8011564225497 | 8011564225497 | 8011564952386 | 85362010
GW92785 | MCB 4P D6 10KA 4M | WYŁĄCZNIK NADPRĄDOWY 4P D6 10KA 4M | 244 | 1 | NR | 239 | 1 | NR | 2.092% | OFFICIAL | 2DN13G17F3060OM100 | 30 | 2DN | ENERGY | 13G | DIN RAIL MODULAR DEV | 17F | MCB | 1 | 3 | NR | 1265.377 | CCM | 641.5 | 577.35 | G | 8011564058842 | 8011564058842 | 8011564952430 | 85362010
GW92786 | MCB 4P D10 10KA 4M | WYŁĄCZNIK NADPRĄDOWY 4P D10 10KA 4M | 244 | 1 | NR | 239 | 1 | NR | 2.092% | OFFICIAL | 2DN13G17F3060OM100 | 30 | 2DN | ENERGY | 13G | DIN RAIL MODULAR DEV | 17F | MCB | 1 | 3 | NR | 1265.378 | CCM | 627.5 | 564.75 | G | 8011564058859 | 8011564058859 | 8011564952447 | 85362010
GW92787 | MCB 4P D16 10KA 4M | WYŁĄCZNIK NADPRĄDOWY 4P D16 10KA 4M | 244 | 1 | NR | 239 | 1 | NR | 2.092% | OFFICIAL | 2DN13G17F3060OM100 | 30 | 2DN | ENERGY | 13G | DIN RAIL MODULAR DEV | 17F | MCB | 1 | 3 | NR | 1265.378 | CCM | 642 | 577.8 | G | 8011564058866 | 8011564058866 | 8011564952454 | 85362010
GW92788 | MCB 4P D20 10KA 4M | WYŁĄCZNIK NADPRĄDOWY 4P D20 10KA 4M | 244 | 1 | NR | 239 | 1 | NR | 2.092% | OFFICIAL | 2DN13G17F3060OM100 | 30 | 2DN | ENERGY | 13G | DIN RAIL MODULAR DEV | 17F | MCB | 1 | 3 | NR | 1265.378 | CCM | 649.5 | 584.55 | G | 8011564058873 | 8011564058873 | 8011564952461 | 85362010
GW92789 | MCB 4P D25 10KA 4M | WYŁĄCZNIK NADPRĄDOWY 4P D25 10KA 4M | 244 | 1 | NR | 239 | 1 | NR | 2.092% | OFFICIAL | 2DN13G17F3060OM100 | 30 | 2DN | ENERGY | 13G | DIN RAIL MODULAR DEV | 17F | MCB | 1 | 3 | NR | 1265.378 | CCM | 659 | 593.1 | G | 8011564058880 | 8011564058880 | 8011564952478 | 85362010
GW92790 | MCB 4P D32 10KA 4M | WYŁĄCZNIK NADPRĄDOWY 4P D32 10KA 4M | 244 | 1 | NR | 239 | 1 | NR | 2.092% | OFFICIAL | 2DN13G17F3060OM100 | 30 | 2DN | ENERGY | 13G | DIN RAIL MODULAR DEV | 17F | MCB | 1 | 3 | NR | 1265.378 | CCM | 671.5 | 604.35 | G | 8011564058897 | 8011564058897 | 8011564952485 | 85362010
GW92794 | MCB 4P D13 10KA 4M | WYŁĄCZNIK NADPRĄDOWY 4P D13 10KA 4M | 244 | 1 | NR | 239 | 1 | NR | 2.092% | OFFICIAL | 2DN13G17F3060OM100 | 30 | 2DN | ENERGY | 13G | DIN RAIL MODULAR DEV | 17F | MCB | 1 | 3 | NR | 1265.378 | CCM | 677.027 | 616.752 | G | 8011564225534 | 8011564225534 | 8011564952508 | 85362010
GW92569 | MCB 3P B20 10KA 3M | WYŁĄCZNIK NADPRĄDOWY 3P B20 10KA 3M | 24.6 | 1 | NR | 24.1 | 1 | NR | 2.075% | OFFICIAL | 2DN13G17F3060PQ100 | 30 | 2DN | ENERGY | 13G | DIN RAIL MODULAR DEV | 17F | MCB | 2 | 8 | NR | 687.619 | CCM | 466.5 | 419.85 | G | 8011564222557 | 8011564575295 | 8011564575301 | 85362010
GW92811 | MCB 1P C40 25KA 1M | WYŁĄCZNIK NADPRĄDOWY 1P C40 25KA 1M | 24.6 | 1 | NR | 24.1 | 1 | NR | 2.075% | OFFICIAL | 2DN13G17F3070OU100 | 30 | 2DN | ENERGY | 13G | DIN RAIL MODULAR DEV | 17F | MCB | 6 | 24 | NR | 229.206 | CCM | 163 | 146.7 | G | 8011564058972 | 8011564379299 | 8011564379305 | 85362010
GW92812 | MCB 1P C50 25KA 1M | WYŁĄCZNIK NADPRĄDOWY 1P C50 25KA 1M | 24.6 | 1 | NR | 24.1 | 1 | NR | 2.075% | OFFICIAL | 2DN13G17F3070OU100 | 30 | 2DN | ENERGY | 13G | DIN RAIL MODULAR DEV | 17F | MCB | 6 | 24 | NR | 229.206 | CCM | 165 | 148.5 | G | 8011564058989 | 8011564379312 | 8011564379329 | 85362010
GW92813 | MCB 1P C63 25KA 1M | WYŁĄCZNIK NADPRĄDOWY 1P C63 25KA 1M | 24.6 | 1 | NR | 24.1 | 1 | NR | 2.075% | OFFICIAL | 2DN13G17F3070OU100 | 30 | 2DN | ENERGY | 13G | DIN RAIL MODULAR DEV | 17F | MCB | 6 | 24 | NR | 229.206 | CCM | 167.792 | 151.013 | G | 8011564058996 | 8011564379336 | 8011564379343 | 85362010
GW92211 | MCB 1P B40 6KA 1M | WYŁĄCZNIK NADPRĄDOWY 1P B40 6KA 1M | 9.9 | 1 | NR | 9.7 | 1 | NR | 2.062% | OFFICIAL | 2DN13G17F3040NY100 | 30 | 2DN | ENERGY | 13G | DIN RAIL MODULAR DEV | 17F | MCB | 6 | 24 | NR | 229.206 | CCM | 153.417 | 138.075 | G | 8011564057692 | 8011564377059 | 8011564377066 | 85362010
GW92572 | MCB 3P B40 10KA 3M | WYŁĄCZNIK NADPRĄDOWY 3P B40 10KA 3M | 49.6 | 1 | NR | 48.6 | 1 | NR | 2.058% | OFFICIAL | 2DN13G17F3060PQ100 | 30 | 2DN | ENERGY | 13G | DIN RAIL MODULAR DEV | 17F | MCB | 2 | 8 | NR | 687.619 | CCM | 483.125 | 443.223 | G | 8011564222588 | 8011564575356 | 8011564575363 | 85362010
GW92074 | MCB 3P C13 6KA 3M | WYŁĄCZNIK NADPRĄDOWY 3P C13 6KA 3M | 29.8 | 1 | NR | 29.2 | 1 | NR | 2.055% | OFFICIAL | 2DN13G17F3040NO100 | 30 | 2DN | ENERGY | 13G | DIN RAIL MODULAR DEV | 17F | MCB | 2 | 8 | NR | 687.619 | CCM | 451.481 | 424.387 | G | 8011564225367 | 8011564579866 | 8011564579873 | 85362010
GW92666 | MCB 3P C10 10KA 3M | WYŁĄCZNIK NADPRĄDOWY 3P C10 10KA 3M | 50.7 | 1 | NR | 49.7 | 1 | NR | 2.012% | OFFICIAL | 2DN13G17F3060OE100 | 30 | 2DN | ENERGY | 13G | DIN RAIL MODULAR DEV | 17F | MCB | 2 | 8 | NR | 687.619 | CCM | 466.875 | 420.188 | G | 8011564058460 | 8011564378438 | 8011564378445 | 85362010
GW92064 | MCB 3P C4 6KA 3M | WYŁĄCZNIK NADPRĄDOWY 3P C4 6KA 3M | 50.8 | 1 | NR | 49.8 | 1 | NR | 2.008% | OFFICIAL | 2DN13G17F3040NO100 | 30 | 2DN | ENERGY | 13G | DIN RAIL MODULAR DEV | 17F | MCB | 2 | 8 | NR | 687.619 | CCM | 434.75 | 407.85 | G | 8011564057401 | 8011564376601 | 8011564376618 | 85362010
GW92073 | MCB 3P C63 6KA 3M | WYŁĄCZNIK NADPRĄDOWY 3P C63 6KA 3M | 51 | 1 | NR | 50 | 1 | NR | 2% | OFFICIAL | 2DN13G17F3040NO100 | 30 | 2DN | ENERGY | 13G | DIN RAIL MODULAR DEV | 17F | MCB | 2 | 8 | NR | 687.619 | CCM | 466 | 419.4 | G | 8011564057494 | 8011564376786 | 8011564376793 | 85362010
GW92506 | MCB 1P B10 10KA 1M | WYŁĄCZNIK NADPRĄDOWY 1P B10 10KA 1M | 7.65 | 1 | NR | 7.5 | 1 | NR | 2% | OFFICIAL | 2DN13G17F3060PQ100 | 30 | 2DN | ENERGY | 13G | DIN RAIL MODULAR DEV | 17F | MCB | 6 | 24 | NR | 229.206 | CCM | 157.792 | 142.013 | G | 8011564222328 | 8011564574830 | 8011564574847 | 85362010
GW92671 | MCB 3P C40 10KA 3M | WYŁĄCZNIK NADPRĄDOWY 3P C40 10KA 3M | 20.4 | 1 | NR | 20 | 1 | NR | 2% | OFFICIAL | 2DN13G17F3060OE100 | 30 | 2DN | ENERGY | 13G | DIN RAIL MODULAR DEV | 17F | MCB | 2 | 8 | NR | 687.619 | CCM | 481.875 | 433.688 | G | 8011564058514 | 8011564378537 | 8011564378544 | 85362010
GW92271 | MCB 3P B40 6KA 3M | WYŁĄCZNIK NADPRĄDOWY 3P B40 6KA 3M | 35.9 | 1 | NR | 35.2 | 1 | NR | 1.989% | OFFICIAL | 2DN13G17F3040NY100 | 30 | 2DN | ENERGY | 13G | DIN RAIL MODULAR DEV | 17F | MCB | 2 | 8 | NR | 687.619 | CCM | 468.625 | 421.763 | G | 8011564057876 | 8011564377417 | 8011564377424 | 85362010
GW92209 | MCB 1P B25 6KA 1M | WYŁĄCZNIK NADPRĄDOWY 1P B25 6KA 1M | 5.15 | 1 | NR | 5.05 | 1 | NR | 1.98% | OFFICIAL | 2DN13G17F3040NY100 | 30 | 2DN | ENERGY | 13G | DIN RAIL MODULAR DEV | 17F | MCB | 6 | 24 | NR | 229.206 | CCM | 153.167 | 137.85 | G | 8011564057678 | 8011564377011 | 8011564377028 | 85362010
GW92871 | MCB 3P C40 25KA 3M | WYŁĄCZNIK NADPRĄDOWY 3P C40 25KA 3M | 77.4 | 1 | NR | 75.9 | 1 | NR | 1.976% | OFFICIAL | 2DN13G17F3070OU100 | 30 | 2DN | ENERGY | 13G | DIN RAIL MODULAR DEV | 17F | MCB | 2 | 8 | NR | 687.619 | CCM | 455.75 | 410.175 | G | 8011564059153 | 8011564379657 | 8011564379664 | 85362010
GW92872 | MCB 3P C50 25KA 3M | WYŁĄCZNIK NADPRĄDOWY 3P C50 25KA 3M | 77.4 | 1 | NR | 75.9 | 1 | NR | 1.976% | OFFICIAL | 2DN13G17F3070OU100 | 30 | 2DN | ENERGY | 13G | DIN RAIL MODULAR DEV | 17F | MCB | 2 | 8 | NR | 687.619 | CCM | 490.625 | 441.563 | G | 8011564059160 | 8011564379671 | 8011564379688 | 85362010
GW92873 | MCB 3P C63 25KA 3M | WYŁĄCZNIK NADPRĄDOWY 3P C63 25KA 3M | 77.4 | 1 | NR | 75.9 | 1 | NR | 1.976% | OFFICIAL | 2DN13G17F3070OU100 | 30 | 2DN | ENERGY | 13G | DIN RAIL MODULAR DEV | 17F | MCB | 2 | 8 | NR | 687.619 | CCM | 499.125 | 449.213 | G | 8011564059177 | 8011564379695 | 8011564379701 | 85362010
GW92845 | MCB 2P C6 25KA 2M | WYŁĄCZNIK NADPRĄDOWY 2P C6 25KA 2M | 41.3 | 1 | NR | 40.5 | 1 | NR | 1.975% | OFFICIAL | 2DN13G17F3070OU100 | 30 | 2DN | ENERGY | 13G | DIN RAIL MODULAR DEV | 17F | MCB | 3 | 12 | NR | 458.413 | CCM | 304.917 | 274.425 | G | 8011564059009 | 8011564379350 | 8011564379367 | 85362010
GW92846 | MCB 2P C10 25KA 2M | WYŁĄCZNIK NADPRĄDOWY 2P C10 25KA 2M | 41.3 | 1 | NR | 40.5 | 1 | NR | 1.975% | OFFICIAL | 2DN13G17F3070OU100 | 30 | 2DN | ENERGY | 13G | DIN RAIL MODULAR DEV | 17F | MCB | 3 | 12 | NR | 458.413 | CCM | 315 | 283.5 | G | 8011564059016 | 8011564379374 | 8011564379381 | 85362010
GW92847 | MCB 2P C16 25KA 2M | WYŁĄCZNIK NADPRĄDOWY 2P C16 25KA 2M | 41.3 | 1 | NR | 40.5 | 1 | NR | 1.975% | OFFICIAL | 2DN13G17F3070OU100 | 30 | 2DN | ENERGY | 13G | DIN RAIL MODULAR DEV | 17F | MCB | 3 | 12 | NR | 458.413 | CCM | 320.333 | 288.3 | G | 8011564059023 | 8011564379398 | 8011564379404 | 85362010
GW92848 | MCB 2P C20 25KA 2M | WYŁĄCZNIK NADPRĄDOWY 2P C20 25KA 2M | 41.3 | 1 | NR | 40.5 | 1 | NR | 1.975% | OFFICIAL | 2DN13G17F3070OU100 | 30 | 2DN | ENERGY | 13G | DIN RAIL MODULAR DEV | 17F | MCB | 3 | 12 | NR | 458.413 | CCM | 309.833 | 278.85 | G | 8011564059030 | 8011564379411 | 8011564379428 | 85362010
GW92849 | MCB 2P C25 25KA 2M | WYŁĄCZNIK NADPRĄDOWY 2P C25 25KA 2M | 41.3 | 1 | NR | 40.5 | 1 | NR | 1.975% | OFFICIAL | 2DN13G17F3070OU100 | 30 | 2DN | ENERGY | 13G | DIN RAIL MODULAR DEV | 17F | MCB | 3 | 12 | NR | 458.413 | CCM | 314.333 | 282.9 | G | 8011564059047 | 8011564379435 | 8011564379442 | 85362010
GW92850 | MCB 2P C32 25KA 2M | WYŁĄCZNIK NADPRĄDOWY 2P C32 25KA 2M | 41.3 | 1 | NR | 40.5 | 1 | NR | 1.975% | OFFICIAL | 2DN13G17F3070OU100 | 30 | 2DN | ENERGY | 13G | DIN RAIL MODULAR DEV | 17F | MCB | 3 | 12 | NR | 458.413 | CCM | 319.083 | 287.175 | G | 8011564059054 | 8011564379459 | 8011564379466 | 85362010
GW92270 | MCB 3P B32 6KA 3M | WYŁĄCZNIK NADPRĄDOWY 3P B32 6KA 3M | 31 | 1 | NR | 30.4 | 1 | NR | 1.974% | OFFICIAL | 2DN13G17F3040NY100 | 30 | 2DN | ENERGY | 13G | DIN RAIL MODULAR DEV | 17F | MCB | 2 | 8 | NR | 687.619 | CCM | 462.625 | 416.363 | G | 8011564057869 | 8011564377394 | 8011564377400 | 85362010
GW92067 | MCB 3P C16 6KA 3M | WYŁĄCZNIK NADPRĄDOWY 3P C16 6KA 3M | 20.7 | 1 | NR | 20.3 | 1 | NR | 1.97% | OFFICIAL | 2DN13G17F3040NO100 | 30 | 2DN | ENERGY | 13G | DIN RAIL MODULAR DEV | 17F | MCB | 2 | 8 | NR | 687.619 | CCM | 432.25 | 389.025 | G | 8011564057432 | 8011564376663 | 8011564376670 | 85362010
GW92672 | MCB 3P C50 10KA 3M | WYŁĄCZNIK NADPRĄDOWY 3P C50 10KA 3M | 20.7 | 1 | NR | 20.3 | 1 | NR | 1.97% | OFFICIAL | 2DN13G17F3060OE100 | 30 | 2DN | ENERGY | 13G | DIN RAIL MODULAR DEV | 17F | MCB | 2 | 8 | NR | 687.619 | CCM | 488.875 | 439.988 | G | 8011564058521 | 8011564378551 | 8011564378568 | 85362010
GW92061 | MCB 3P C1 6KA 3M | WYŁĄCZNIK NADPRĄDOWY 3P C1 6KA 3M | 52 | 1 | NR | 51 | 1 | NR | 1.961% | OFFICIAL | 2DN13G17F3040NO100 | 30 | 2DN | ENERGY | 13G | DIN RAIL MODULAR DEV | 17F | MCB | 2 | 8 | NR | 687.619 | CCM | 456 | 410.4 | G | 8011564057371 | 8011564376540 | 8011564376557 | 85362010
GW92062 | MCB 3P C2 6KA 3M | WYŁĄCZNIK NADPRĄDOWY 3P C2 6KA 3M | 52 | 1 | NR | 51 | 1 | NR | 1.961% | OFFICIAL | 2DN13G17F3040NO100 | 30 | 2DN | ENERGY | 13G | DIN RAIL MODULAR DEV | 17F | MCB | 2 | 8 | NR | 687.619 | CCM | 448.25 | 403.425 | G | 8011564057388 | 8011564376564 | 8011564376571 | 85362010
GW92063 | MCB 3P C3 6KA 3M | WYŁĄCZNIK NADPRĄDOWY 3P C3 6KA 3M | 52 | 1 | NR | 51 | 1 | NR | 1.961% | OFFICIAL | 2DN13G17F3040NO100 | 30 | 2DN | ENERGY | 13G | DIN RAIL MODULAR DEV | 17F | MCB | 2 | 8 | NR | 687.619 | CCM | 441.375 | 397.238 | G | 8011564057395 | 8011564376588 | 8011564376595 | 85362010
GW92249 | MCB 2P B25 6KA 2M | WYŁĄCZNIK NADPRĄDOWY 2P B25 6KA 2M | 26 | 1 | NR | 25.5 | 1 | NR | 1.961% | OFFICIAL | 2DN13G17F3040NY100 | 30 | 2DN | ENERGY | 13G | DIN RAIL MODULAR DEV | 17F | MCB | 3 | 12 | NR | 458.413 | CCM | 301.917 | 271.725 | G | 8011564057760 | 8011564377196 | 8011564377202 | 85362010
GW92253 | MCB 2P B63 6KA 2M | WYŁĄCZNIK NADPRĄDOWY 2P B63 6KA 2M | 36.4 | 1 | NR | 35.7 | 1 | NR | 1.961% | OFFICIAL | 2DN13G17F3040NY100 | 30 | 2DN | ENERGY | 13G | DIN RAIL MODULAR DEV | 17F | MCB | 3 | 12 | NR | 458.413 | CCM | 318.333 | 286.5 | G | 8011564057807 | 8011564377271 | 8011564377288 | 85362010
GW92471 | MCB 3P D40 6KA 3M | WYŁĄCZNIK NADPRĄDOWY 3P D40 6KA 3M | 52 | 1 | NR | 51 | 1 | NR | 1.961% | OFFICIAL | 2DN13G17F3040O6100 | 30 | 2DN | ENERGY | 13G | DIN RAIL MODULAR DEV | 17F | MCB | 2 | 8 | NR | 687.619 | CCM | 475.625 | 428.063 | G | 8011564058194 | 8011564377967 | 8011564377974 | 85362010
GW92690 | MCB 4P C32 10KA 4M | WYŁĄCZNIK NADPRĄDOWY 4P C32 10KA 4M | 52.4 | 1 | NR | 51.4 | 1 | NR | 1.946% | OFFICIAL | 2DN13G17F3060OE100 | 30 | 2DN | ENERGY | 13G | DIN RAIL MODULAR DEV | 17F | MCB | 1 | 3 | NR | 1265.378 | CCM | 680.5 | 612.45 | G | 8011564058590 | 8011564058590 | 8011564378643 | 85362010
GW92251 | MCB 2P B40 6KA 2M | WYŁĄCZNIK NADPRĄDOWY 2P B40 6KA 2M | 36.7 | 1 | NR | 36 | 1 | NR | 1.944% | OFFICIAL | 2DN13G17F3040NY100 | 30 | 2DN | ENERGY | 13G | DIN RAIL MODULAR DEV | 17F | MCB | 3 | 12 | NR | 458.413 | CCM | 311.333 | 280.2 | G | 8011564057784 | 8011564377233 | 8011564377240 | 85362010
GW92208 | MCB 1P B20 6KA 1M | WYŁĄCZNIK NADPRĄDOWY 1P B20 6KA 1M | 5.25 | 1 | NR | 5.15 | 1 | NR | 1.942% | OFFICIAL | 2DN13G17F3040NY100 | 30 | 2DN | ENERGY | 13G | DIN RAIL MODULAR DEV | 17F | MCB | 6 | 24 | NR | 229.206 | CCM | 146.458 | 131.812 | G | 8011564057661 | 8011564376991 | 8011564377004 | 85362010
GW92250 | MCB 2P B32 6KA 2M | WYŁĄCZNIK NADPRĄDOWY 2P B32 6KA 2M | 31.5 | 1 | NR | 30.9 | 1 | NR | 1.942% | OFFICIAL | 2DN13G17F3040NY100 | 30 | 2DN | ENERGY | 13G | DIN RAIL MODULAR DEV | 17F | MCB | 3 | 12 | NR | 458.413 | CCM | 307.5 | 276.75 | G | 8011564057777 | 8011564377219 | 8011564377226 | 85362010
GW92252 | MCB 2P B50 6KA 2M | WYŁĄCZNIK NADPRĄDOWY 2P B50 6KA 2M | 31.6 | 1 | NR | 31 | 1 | NR | 1.935% | OFFICIAL | 2DN13G17F3040NY100 | 30 | 2DN | ENERGY | 13G | DIN RAIL MODULAR DEV | 17F | MCB | 3 | 12 | NR | 458.413 | CCM | 314.5 | 283.05 | G | 8011564057791 | 8011564377257 | 8011564377264 | 85362010
GW92052 | MCB 2P C50 6KA 2M | WYŁĄCZNIK NADPRĄDOWY 2P C50 6KA 2M | 31.7 | 1 | NR | 31.1 | 1 | NR | 1.929% | OFFICIAL | 2DN13G17F3040NO100 | 30 | 2DN | ENERGY | 13G | DIN RAIL MODULAR DEV | 17F | MCB | 3 | 12 | NR | 458.413 | CCM | 314.75 | 283.275 | G | 8011564057357 | 8011564376502 | 8011564376519 | 85362010
GW92254 | MCB 2P B13 6KA 2M | WYŁĄCZNIK NADPRĄDOWY 2P B13 6KA 2M | 31.7 | 1 | NR | 31.1 | 1 | NR | 1.929% | OFFICIAL | 2DN13G17F3040NY100 | 30 | 2DN | ENERGY | 13G | DIN RAIL MODULAR DEV | 17F | MCB | 3 | 12 | NR | 458.413 | CCM | 298.917 | 269.025 | G | 8011564225398 | 8011564579910 | 8011564579927 | 85362010
GW92592 | MCB 4P B40 10KA 4M | WYŁĄCZNIK NADPRĄDOWY 4P B40 10KA 4M | 317 | 1 | NR | 311 | 1 | NR | 1.929% | OFFICIAL | 2DN13G17F3060PQ100 | 30 | 2DN | ENERGY | 13G | DIN RAIL MODULAR DEV | 17F | MCB | 1 | 3 | NR | 1265.378 | CCM | 695.036 | 634.761 | G | 8011564222687 | 8011564222687 | 8011564952263 | 85362010
GW92593 | MCB 4P B50 10KA 4M | WYŁĄCZNIK NADPRĄDOWY 4P B50 10KA 4M | 317 | 1 | NR | 311 | 1 | NR | 1.929% | OFFICIAL | 2DN13G17F3060PQ100 | 30 | 2DN | ENERGY | 13G | DIN RAIL MODULAR DEV | 17F | MCB | 1 | 3 | NR | 1265.377 | CCM | 715.168 | 654.893 | G | 8011564222694 | 8011564222694 | 8011564952270 | 85362010
GW92594 | MCB 4P B63 10KA 4M | WYŁĄCZNIK NADPRĄDOWY 4P B63 10KA 4M | 317 | 1 | NR | 311 | 1 | NR | 1.929% | OFFICIAL | 2DN13G17F3060PQ100 | 30 | 2DN | ENERGY | 13G | DIN RAIL MODULAR DEV | 17F | MCB | 1 | 3 | NR | 1265.378 | CCM | 675.5 | 607.95 | G | 8011564222700 | 8011564222700 | 8011564952287 | 85362010
GW92691 | MCB 4P C40 10KA 4M | WYŁĄCZNIK NADPRĄDOWY 4P C40 10KA 4M | 317 | 1 | NR | 311 | 1 | NR | 1.929% | OFFICIAL | 2DN13G17F3060OE100 | 30 | 2DN | ENERGY | 13G | DIN RAIL MODULAR DEV | 17F | MCB | 1 | 3 | NR | 1265.378 | CCM | 665.5 | 598.95 | G | 8011564058606 | 8011564058606 | 8011564952355 | 85362010
GW92692 | MCB 4P C50 10KA 4M | WYŁĄCZNIK NADPRĄDOWY 4P C50 10KA 4M | 317 | 1 | NR | 311 | 1 | NR | 1.929% | OFFICIAL | 2DN13G17F3060OE100 | 30 | 2DN | ENERGY | 13G | DIN RAIL MODULAR DEV | 17F | MCB | 1 | 3 | NR | 1265.378 | CCM | 674 | 606.6 | G | 8011564058613 | 8011564058613 | 8011564952362 | 85362010
GW92693 | MCB 4P C63 10KA 4M | WYŁĄCZNIK NADPRĄDOWY 4P C63 10KA 4M | 317 | 1 | NR | 311 | 1 | NR | 1.929% | OFFICIAL | 2DN13G17F3060OE100 | 30 | 2DN | ENERGY | 13G | DIN RAIL MODULAR DEV | 17F | MCB | 1 | 3 | NR | 1265.378 | CCM | 673.5 | 606.15 | G | 8011564058620 | 8011564058620 | 8011564378674 | 85362010
GW92781 | MCB 4P D1 10KA 4M | WYŁĄCZNIK NADPRĄDOWY 4P D1 10KA 4M | 317 | 1 | NR | 311 | 1 | NR | 1.929% | OFFICIAL | 2DN13G17F3060OM100 | 30 | 2DN | ENERGY | 13G | DIN RAIL MODULAR DEV | 17F | MCB | 1 | 3 | NR | 1265.378 | CCM | 642 | 577.8 | G | 8011564131545 | 8011564131545 | 8011564952393 | 85362010
GW92782 | MCB 4P D2 10KA 4M | WYŁĄCZNIK NADPRĄDOWY 4P D2 10KA 4M | 317 | 1 | NR | 311 | 1 | NR | 1.929% | OFFICIAL | 2DN13G17F3060OM100 | 30 | 2DN | ENERGY | 13G | DIN RAIL MODULAR DEV | 17F | MCB | 1 | 3 | NR | 1265.378 | CCM | 631.5 | 568.35 | G | 8011564131552 | 8011564131552 | 8011564952409 | 85362010
GW92783 | MCB 4P D3 10KA 4M | WYŁĄCZNIK NADPRĄDOWY 4P D3 10KA 4M | 317 | 1 | NR | 311 | 1 | NR | 1.929% | OFFICIAL | 2DN13G17F3060OM100 | 30 | 2DN | ENERGY | 13G | DIN RAIL MODULAR DEV | 17F | MCB | 1 | 3 | NR | 1265.378 | CCM | 630 | 567 | G | 8011564131569 | 8011564131569 | 8011564952416 | 85362010
GW92784 | MCB 4P D4 10KA 4M | WYŁĄCZNIK NADPRĄDOWY 4P D4 10KA 4M | 317 | 1 | NR | 311 | 1 | NR | 1.929% | OFFICIAL | 2DN13G17F3060OM100 | 30 | 2DN | ENERGY | 13G | DIN RAIL MODULAR DEV | 17F | MCB | 1 | 3 | NR | 1265.378 | CCM | 642.5 | 578.25 | G | 8011564131576 | 8011564131576 | 8011564952423 | 85362010
GW92791 | MCB 4P D40 10KA 4M | WYŁĄCZNIK NADPRĄDOWY 4P D40 10KA 4M | 317 | 1 | NR | 311 | 1 | NR | 1.929% | OFFICIAL | 2DN13G17F3060OM100 | 30 | 2DN | ENERGY | 13G | DIN RAIL MODULAR DEV | 17F | MCB | 1 | 3 | NR | 1265.378 | CCM | 670.5 | 603.45 | G | 8011564058903 | 8011564058903 | 8011564952492 | 85362010
GW92668 | MCB 3P C20 10KA 3M | WYŁĄCZNIK NADPRĄDOWY 3P C20 10KA 3M | 21.2 | 1 | NR | 20.8 | 1 | NR | 1.923% | OFFICIAL | 2DN13G17F3060OE100 | 30 | 2DN | ENERGY | 13G | DIN RAIL MODULAR DEV | 17F | MCB | 2 | 8 | NR | 687.619 | CCM | 463.375 | 417.038 | G | 8011564058484 | 8011564378476 | 8011564378483 | 85362010
GW92007 | MCB 1P C16 6KA 1M | WYŁĄCZNIK NADPRĄDOWY 1P C16 6KA 1M | 5.3 | 1 | NR | 5.2 | 1 | NR | 1.923% | OFFICIAL | 2DN13G17F3040NO100 | 30 | 2DN | ENERGY | 13G | DIN RAIL MODULAR DEV | 17F | MCB | 6 | 24 | NR | 229.206 | CCM | 146.25 | 131.625 | G | 8011564057043 | 8011564375888 | 8011564375895 | 85362010
GW92008 | MCB 1P C20 6KA 1M | WYŁĄCZNIK NADPRĄDOWY 1P C20 6KA 1M | 5.3 | 1 | NR | 5.2 | 1 | NR | 1.923% | OFFICIAL | 2DN13G17F3040NO100 | 30 | 2DN | ENERGY | 13G | DIN RAIL MODULAR DEV | 17F | MCB | 6 | 24 | NR | 229.206 | CCM | 146.375 | 131.738 | G | 8011564057050 | 8011564375901 | 8011564375918 | 85362010
GW92611 | MCB 1P C40 10KA 1M | WYŁĄCZNIK NADPRĄDOWY 1P C40 10KA 1M | 74.4 | 1 | NR | 73 | 1 | NR | 1.918% | OFFICIAL | 2DN13G17F3060OE100 | 30 | 2DN | ENERGY | 13G | DIN RAIL MODULAR DEV | 17F | MCB | 6 | 24 | NR | 229.206 | CCM | 161.333 | 145.2 | G | 8011564058330 | 8011564378179 | 8011564378186 | 85362010
GW92612 | MCB 1P C50 10KA 1M | WYŁĄCZNIK NADPRĄDOWY 1P C50 10KA 1M | 74.4 | 1 | NR | 73 | 1 | NR | 1.918% | OFFICIAL | 2DN13G17F3060OE100 | 30 | 2DN | ENERGY | 13G | DIN RAIL MODULAR DEV | 17F | MCB | 6 | 24 | NR | 229.206 | CCM | 163.667 | 147.3 | G | 8011564058347 | 8011564378193 | 8011564378209 | 85362010
GW92613 | MCB 1P C63 10KA 1M | WYŁĄCZNIK NADPRĄDOWY 1P C63 10KA 1M | 74.4 | 1 | NR | 73 | 1 | NR | 1.918% | OFFICIAL | 2DN13G17F3060OE100 | 30 | 2DN | ENERGY | 13G | DIN RAIL MODULAR DEV | 17F | MCB | 6 | 24 | NR | 229.206 | CCM | 164.333 | 147.9 | G | 8011564058354 | 8011564378216 | 8011564378223 | 85362010
GW92701 | MCB 1P D1 10 KA 1M | WYŁĄCZNIK NADPRĄDOWY 1P D1 10 KA 1M | 74.4 | 1 | NR | 73 | 1 | NR | 1.918% | OFFICIAL | 2DN13G17F3060OM100 | 30 | 2DN | ENERGY | 13G | DIN RAIL MODULAR DEV | 17F | MCB | 6 | 24 | NR | 229.206 | CCM | 158.333 | 142.5 | G | 8011564131439 | 8011564512153 | 8011564512160 | 85362010
GW92702 | MCB 1P D2 10 KA 1M | WYŁĄCZNIK NADPRĄDOWY 1P D2 10 KA 1M | 74.4 | 1 | NR | 73 | 1 | NR | 1.918% | OFFICIAL | 2DN13G17F3060OM100 | 30 | 2DN | ENERGY | 13G | DIN RAIL MODULAR DEV | 17F | MCB | 6 | 24 | NR | 229.206 | CCM | 154.708 | 139.238 | G | 8011564131422 | 8011564512139 | 8011564512146 | 85362010
GW92703 | MCB 1P D3 10 KA 1M | WYŁĄCZNIK NADPRĄDOWY 1P D3 10 KA 1M | 74.4 | 1 | NR | 73 | 1 | NR | 1.918% | OFFICIAL | 2DN13G17F3060OM100 | 30 | 2DN | ENERGY | 13G | DIN RAIL MODULAR DEV | 17F | MCB | 6 | 24 | NR | 229.206 | CCM | 154.333 | 138.9 | G | 8011564131415 | 8011564512115 | 8011564512122 | 85362010
GW92704 | MCB 1P D4 10 KA 1M | WYŁĄCZNIK NADPRĄDOWY 1P D4 10 KA 1M | 74.4 | 1 | NR | 73 | 1 | NR | 1.918% | OFFICIAL | 2DN13G17F3060OM100 | 30 | 2DN | ENERGY | 13G | DIN RAIL MODULAR DEV | 17F | MCB | 6 | 24 | NR | 229.206 | CCM | 154.458 | 139.013 | G | 8011564131446 | 8011564512177 | 8011564512184 | 85362010
GW92711 | MCB 1P D40 10KA 1M | WYŁĄCZNIK NADPRĄDOWY 1P D40 10KA 1M | 74.4 | 1 | NR | 73 | 1 | NR | 1.918% | OFFICIAL | 2DN13G17F3060OM100 | 30 | 2DN | ENERGY | 13G | DIN RAIL MODULAR DEV | 17F | MCB | 6 | 24 | NR | 229.206 | CCM | 165.292 | 148.763 | G | 8011564058699 | 8011564378803 | 8011564378810 | 85362010
GW92085 | MCB 4P C6 6KA 4M | WYŁĄCZNIK NADPRĄDOWY 4P C6 6KA 4M | 213 | 1 | NR | 209 | 1 | NR | 1.914% | OFFICIAL | 2DN13G17F3040NO100 | 30 | 2DN | ENERGY | 13G | DIN RAIL MODULAR DEV | 17F | MCB | 1 | 3 | NR | 1265.378 | CCM | 594.5 | 535.05 | G | 8011564057548 | 8011564057548 | 8011564951754 | 85362010
GW92086 | MCB 4P C10 6KA 4M | WYŁĄCZNIK NADPRĄDOWY 4P C10 6KA 4M | 213 | 1 | NR | 209 | 1 | NR | 1.914% | OFFICIAL | 2DN13G17F3040NO100 | 30 | 2DN | ENERGY | 13G | DIN RAIL MODULAR DEV | 17F | MCB | 1 | 3 | NR | 1265.378 | CCM | 591.5 | 532.35 | G | 8011564057555 | 8011564057555 | 8011564951761 | 85362010
GW92087 | MCB 4P C16 6KA 4M | WYŁĄCZNIK NADPRĄDOWY 4P C16 6KA 4M | 213 | 1 | NR | 209 | 1 | NR | 1.914% | OFFICIAL | 2DN13G17F3040NO100 | 30 | 2DN | ENERGY | 13G | DIN RAIL MODULAR DEV | 17F | MCB | 1 | 3 | NR | 1265.378 | CCM | 596 | 536.4 | G | 8011564057562 | 8011564057562 | 8011564951778 | 85362010
GW92088 | MCB 4P C20 6KA 4M | WYŁĄCZNIK NADPRĄDOWY 4P C20 6KA 4M | 213 | 1 | NR | 209 | 1 | NR | 1.914% | OFFICIAL | 2DN13G17F3040NO100 | 30 | 2DN | ENERGY | 13G | DIN RAIL MODULAR DEV | 17F | MCB | 1 | 3 | NR | 1265.378 | CCM | 617 | 555.3 | G | 8011564057579 | 8011564057579 | 8011564982703 | 85362010
GW92089 | MCB 4P C25 6KA 4M | WYŁĄCZNIK NADPRĄDOWY 4P C25 6KA 4M | 213 | 1 | NR | 209 | 1 | NR | 1.914% | OFFICIAL | 2DN13G17F3040NO100 | 30 | 2DN | ENERGY | 13G | DIN RAIL MODULAR DEV | 17F | MCB | 1 | 3 | NR | 1265.378 | CCM | 604.5 | 544.05 | G | 8011564057586 | 8011564057586 | 8011564951792 | 85362010
GW92090 | MCB 4P C32 6KA 4M | WYŁĄCZNIK NADPRĄDOWY 4P C32 6KA 4M | 213 | 1 | NR | 209 | 1 | NR | 1.914% | OFFICIAL | 2DN13G17F3040NO100 | 30 | 2DN | ENERGY | 13G | DIN RAIL MODULAR DEV | 17F | MCB | 1 | 3 | NR | 1265.378 | CCM | 611.5 | 550.35 | G | 8011564057593 | 8011564057593 | 8011564951808 | 85362010
GW92094 | MCB 4P C13 6KA 4M | WYŁĄCZNIK NADPRĄDOWY 4P C13 6KA 4M | 213 | 1 | NR | 209 | 1 | NR | 1.914% | OFFICIAL | 2DN13G17F3040NO100 | 30 | 2DN | ENERGY | 13G | DIN RAIL MODULAR DEV | 17F | MCB | 1 | 3 | NR | 1265.378 | CCM | 617 | 555.3 | G | 8011564225374 | 8011564225374 | 8011564951846 | 85362010
GW92285 | MCB 4P B 6 6KA 4M | WYŁĄCZNIK NADPRĄDOWY 4P B 6 6KA 4M | 213 | 1 | NR | 209 | 1 | NR | 1.914% | OFFICIAL | 2DN13G17F3040NY100 | 30 | 2DN | ENERGY | 13G | DIN RAIL MODULAR DEV | 17F | MCB | 1 | 3 | NR | 1265.377 | CCM | 597.5 | 537.75 | G | 8011564057906 | 8011564057906 | 8011564951938 | 85362010
GW92286 | MCB 4P B10 6KA 4M | WYŁĄCZNIK NADPRĄDOWY 4P B10 6KA 4M | 213 | 1 | NR | 209 | 1 | NR | 1.914% | OFFICIAL | 2DN13G17F3040NY100 | 30 | 2DN | ENERGY | 13G | DIN RAIL MODULAR DEV | 17F | MCB | 1 | 2 | NR | 1898.067 | CCM | 616 | 554.4 | G | 8011564057913 | 8011564057913 | 8011564951945 | 85362010
GW92287 | MCB 4P B16 6KA 4M | WYŁĄCZNIK NADPRĄDOWY 4P B16 6KA 4M | 213 | 1 | NR | 209 | 1 | NR | 1.914% | OFFICIAL | 2DN13G17F3040NY100 | 30 | 2DN | ENERGY | 13G | DIN RAIL MODULAR DEV | 17F | MCB | 1 | 3 | NR | 1265.378 | CCM | 634.333 | 634.333 | G | 8011564057920 | 8011564057920 | 8011564951952 | 85362010
GW92288 | MCB 4P B20 6KA 4M | WYŁĄCZNIK NADPRĄDOWY 4P B20 6KA 4M | 213 | 1 | NR | 209 | 1 | NR | 1.914% | OFFICIAL | 2DN13G17F3040NY100 | 30 | 2DN | ENERGY | 13G | DIN RAIL MODULAR DEV | 17F | MCB | 1 | 3 | NR | 1265.378 | CCM | 610.5 | 549.45 | G | 8011564057937 | 8011564057937 | 8011564951969 | 85362010
GW92289 | MCB 4P B25 6KA 4M | WYŁĄCZNIK NADPRĄDOWY 4P B25 6KA 4M | 213 | 1 | NR | 209 | 1 | NR | 1.914% | OFFICIAL | 2DN13G17F3040NY100 | 30 | 2DN | ENERGY | 13G | DIN RAIL MODULAR DEV | 17F | MCB | 1 | 3 | NR | 1265.378 | CCM | 620.5 | 558.45 | G | 8011564057944 | 8011564057944 | 8011564951976 | 85362010
GW92290 | MCB 4P B32 6KA 4M | WYŁĄCZNIK NADPRĄDOWY 4P B32 6KA 4M | 213 | 1 | NR | 209 | 1 | NR | 1.914% | OFFICIAL | 2DN13G17F3040NY100 | 30 | 2DN | ENERGY | 13G | DIN RAIL MODULAR DEV | 17F | MCB | 1 | 3 | NR | 1265.378 | CCM | 634 | 570.6 | G | 8011564057951 | 8011564057951 | 8011564951983 | 85362010
GW92294 | MCB 4P B13 6KA 4M | WYŁĄCZNIK NADPRĄDOWY 4P B13 6KA 4M | 213 | 1 | NR | 209 | 1 | NR | 1.914% | OFFICIAL | 2DN13G17F3040NY100 | 30 | 2DN | ENERGY | 13G | DIN RAIL MODULAR DEV | 17F | MCB | 1 | 3 | NR | 1265.378 | CCM | 625.549 | 565.274 | G | 8011564225411 | 8011564225411 | 8011564952027 | 85362010
GW92485 | MCB 4P D6 6KA 4M | WYŁĄCZNIK NADPRĄDOWY 4P D6 6KA 4M | 213 | 1 | NR | 209 | 1 | NR | 1.914% | OFFICIAL | 2DN13G17F3040O6100 | 30 | 2DN | ENERGY | 13G | DIN RAIL MODULAR DEV | 17F | MCB | 1 | 3 | NR | 1265.377 | CCM | 615 | 553.5 | G | 8011564058200 | 8011564058200 | 8011564952119 | 85362010
GW92486 | MCB 4P D10 6KA 4M | WYŁĄCZNIK NADPRĄDOWY 4P D10 6KA 4M | 213 | 1 | NR | 209 | 1 | NR | 1.914% | OFFICIAL | 2DN13G17F3040O6100 | 30 | 2DN | ENERGY | 13G | DIN RAIL MODULAR DEV | 17F | MCB | 1 | 3 | NR | 1265.378 | CCM | 615.5 | 553.95 | G | 8011564058217 | 8011564058217 | 8011564952126 | 85362010
GW92487 | MCB 4P D16 6KA 4M | WYŁĄCZNIK NADPRĄDOWY 4P D166KA 4M | 213 | 1 | NR | 209 | 1 | NR | 1.914% | OFFICIAL | 2DN13G17F3040O6100 | 30 | 2DN | ENERGY | 13G | DIN RAIL MODULAR DEV | 17F | MCB | 1 | 3 | NR | 1265.378 | CCM | 620 | 558 | G | 8011564058224 | 8011564058224 | 8011564952133 | 85362010
GW92488 | MCB 4P D20 6KA 4M | WYŁĄCZNIK NADPRĄDOWY 4P D20 6KA 4M | 213 | 1 | NR | 209 | 1 | NR | 1.914% | OFFICIAL | 2DN13G17F3040O6100 | 30 | 2DN | ENERGY | 13G | DIN RAIL MODULAR DEV | 17F | MCB | 1 | 3 | NR | 1265.378 | CCM | 635.5 | 571.95 | G | 8011564058231 | 8011564058231 | 8011564952140 | 85362010
GW92489 | MCB 4P D25 6KA 4M | WYŁĄCZNIK NADPRĄDOWY 4P D25 6KA 4M | 213 | 1 | NR | 209 | 1 | NR | 1.914% | OFFICIAL | 2DN13G17F3040O6100 | 30 | 2DN | ENERGY | 13G | DIN RAIL MODULAR DEV | 17F | MCB | 1 | 3 | NR | 1265.378 | CCM | 638.5 | 574.65 | G | 8011564058248 | 8011564058248 | 8011564952157 | 85362010
GW92490 | MCB 4P D32 6KA 4M | WYŁĄCZNIK NADPRĄDOWY 4P D32 6KA 4M | 213 | 1 | NR | 209 | 1 | NR | 1.914% | OFFICIAL | 2DN13G17F3040O6100 | 30 | 2DN | ENERGY | 13G | DIN RAIL MODULAR DEV | 17F | MCB | 1 | 3 | NR | 1265.378 | CCM | 650 | 585 | G | 8011564058255 | 8011564058255 | 8011564952164 | 85362010
GW92494 | MCB 4P D13 6KA 4M | WYŁĄCZNIK NADPRĄDOWY 4P D13 6KA 4M | 213 | 1 | NR | 209 | 1 | NR | 1.914% | OFFICIAL | 2DN13G17F3040O6100 | 30 | 2DN | ENERGY | 13G | DIN RAIL MODULAR DEV | 17F | MCB | 1 | 3 | NR | 1265.378 | CCM | 642.839 | 582.564 | G | 8011564225459 | 8011564225459 | 8011564952188 | 85362010
GW92273 | MCB 3P B63 6KA 3M | WYŁĄCZNIK NADPRĄDOWY 3P B63 6KA 3M | 53.3 | 1 | NR | 52.3 | 1 | NR | 1.912% | OFFICIAL | 2DN13G17F3040NY100 | 30 | 2DN | ENERGY | 13G | DIN RAIL MODULAR DEV | 17F | MCB | 2 | 8 | NR | 687.619 | CCM | 470.375 | 423.338 | G | 8011564057890 | 8011564377455 | 8011564377462 | 85362010
GW92065 | MCB 3P C6 6KA 3M | WYŁĄCZNIK NADPRĄDOWY 3P C6 6KA 3M | 32 | 1 | NR | 31.4 | 1 | NR | 1.911% | OFFICIAL | 2DN13G17F3040NO100 | 30 | 2DN | ENERGY | 13G | DIN RAIL MODULAR DEV | 17F | MCB | 2 | 8 | NR | 687.619 | CCM | 433.875 | 390.488 | G | 8011564057418 | 8011564376625 | 8011564376632 | 85362010
GW92571 | MCB 3P B32 10KA 3M | WYŁĄCZNIK NADPRĄDOWY 3P B32 10KA 3M | 48.1 | 1 | NR | 47.2 | 1 | NR | 1.907% | OFFICIAL | 2DN13G17F3060PQ100 | 30 | 2DN | ENERGY | 13G | DIN RAIL MODULAR DEV | 17F | MCB | 2 | 8 | NR | 687.619 | CCM | 481 | 432.9 | G | 8011564222571 | 8011564575332 | 8011564575349 | 85362010
GW92851 | MCB 2P C40 25KA 2M | WYŁĄCZNIK NADPRĄDOWY 2P C40 25KA 2M | 53.6 | 1 | NR | 52.6 | 1 | NR | 1.901% | OFFICIAL | 2DN13G17F3070OU100 | 30 | 2DN | ENERGY | 13G | DIN RAIL MODULAR DEV | 17F | MCB | 3 | 12 | NR | 458.413 | CCM | 321.75 | 289.575 | G | 8011564059061 | 8011564379473 | 8011564379480 | 85362010
GW92852 | MCB 2P C50 25KA 2M | WYŁĄCZNIK NADPRĄDOWY 2P C50 25KA 2M | 53.6 | 1 | NR | 52.6 | 1 | NR | 1.901% | OFFICIAL | 2DN13G17F3070OU100 | 30 | 2DN | ENERGY | 13G | DIN RAIL MODULAR DEV | 17F | MCB | 3 | 12 | NR | 458.413 | CCM | 326.083 | 293.475 | G | 8011564059078 | 8011564379497 | 8011564379503 | 85362010
GW92853 | MCB 2P C63 25KA 2M | WYŁĄCZNIK NADPRĄDOWY 2P C63 25KA 2M | 53.6 | 1 | NR | 52.6 | 1 | NR | 1.901% | OFFICIAL | 2DN13G17F3070OU100 | 30 | 2DN | ENERGY | 13G | DIN RAIL MODULAR DEV | 17F | MCB | 3 | 12 | NR | 458.413 | CCM | 331.5 | 298.35 | G | 8011564059085 | 8011564379510 | 8011564379527 | 85362010
GW92885 | MCB 4P C6 25KA 4M | WYŁĄCZNIK NADPRĄDOWY 4P C6 25KA 4M | 80.4 | 1 | NR | 78.9 | 1 | NR | 1.901% | OFFICIAL | 2DN13G17F3070OU100 | 30 | 2DN | ENERGY | 13G | DIN RAIL MODULAR DEV | 17F | MCB | 1 | 3 | NR | 1265.377 | CCM | 626.5 | 563.85 | G | 8011564059184 | 8011564059184 | 8011564952515 | 85362010
GW92886 | MCB 4P C10 25KA 4M | WYŁĄCZNIK NADPRĄDOWY 4P C10 25KA 4M | 80.4 | 1 | NR | 78.9 | 1 | NR | 1.901% | OFFICIAL | 2DN13G17F3070OU100 | 30 | 2DN | ENERGY | 13G | DIN RAIL MODULAR DEV | 17F | MCB | 1 | 3 | NR | 1265.378 | CCM | 646 | 581.4 | G | 8011564059191 | 8011564059191 | 8011564952522 | 85362010
GW92887 | MCB 4P C16 25KA 4M | WYŁĄCZNIK NADPRĄDOWY 4P C16 25KA 4M | 80.4 | 1 | NR | 78.9 | 1 | NR | 1.901% | OFFICIAL | 2DN13G17F3070OU100 | 30 | 2DN | ENERGY | 13G | DIN RAIL MODULAR DEV | 17F | MCB | 1 | 3 | NR | 1265.378 | CCM | 655.5 | 589.95 | G | 8011564059207 | 8011564059207 | 8011564952539 | 85362010
GW92888 | MCB 4P C20 25KA 4M | WYŁĄCZNIK NADPRĄDOWY 4P C20 25KA 4M | 80.4 | 1 | NR | 78.9 | 1 | NR | 1.901% | OFFICIAL | 2DN13G17F3070OU100 | 30 | 2DN | ENERGY | 13G | DIN RAIL MODULAR DEV | 17F | MCB | 1 | 3 | NR | 1265.378 | CCM | 646 | 581.4 | G | 8011564059214 | 8011564059214 | 8011564952546 | 85362010
GW92889 | MCB 4P C25 25KA 4M | WYŁĄCZNIK NADPRĄDOWY 4P C25 25KA 4M | 80.4 | 1 | NR | 78.9 | 1 | NR | 1.901% | OFFICIAL | 2DN13G17F3070OU100 | 30 | 2DN | ENERGY | 13G | DIN RAIL MODULAR DEV | 17F | MCB | 1 | 3 | NR | 1265.378 | CCM | 651 | 585.9 | G | 8011564059221 | 8011564059221 | 8011564952553 | 85362010
GW92890 | MCB 4P C32 25KA 4M | WYŁĄCZNIK NADPRĄDOWY 4P C32 25KA 4M | 80.4 | 1 | NR | 78.9 | 1 | NR | 1.901% | OFFICIAL | 2DN13G17F3070OU100 | 30 | 2DN | ENERGY | 13G | DIN RAIL MODULAR DEV | 17F | MCB | 1 | 3 | NR | 1265.378 | CCM | 659.5 | 593.55 | G | 8011564059238 | 8011564059238 | 8011564952560 | 85362010
GW92132 | MCB 1P+N C40 4,5KA 2M | WYŁĄCZNIK NADPRĄDOWY 1P+N C40 4,5KA 2M | 69.7 | 1 | NR | 68.4 | 1 | NR | 1.901% | OFFICIAL | 2DN13G17F3020LO100 | 30 | 2DN | ENERGY | 13G | DIN RAIL MODULAR DEV | 17F | MCB | 3 | 12 | NR | 458.413 | CCM | 303.167 | 272.85 | G | 8011564224063 | 8011564577817 | 8011564577824 | 85362010
GW92332 | MCB 1P+N B40 4,5KA 2M | WYŁĄCZNIK NADPRĄDOWY 1P+N B40 4,5KA 2M | 69.7 | 1 | NR | 68.4 | 1 | NR | 1.901% | OFFICIAL | 2DN13G17F3020MO100 | 30 | 2DN | ENERGY | 13G | DIN RAIL MODULAR DEV | 17F | MCB | 3 | 12 | NR | 458.413 | CCM | 306.417 | 275.775 | G | 8011564226067 | 8011564580817 | 8011564580824 | 85362010
GW92574 | MCB 3P B63 10KA 3M | WYŁĄCZNIK NADPRĄDOWY 3P B63 10KA 3M | 53.8 | 1 | NR | 52.8 | 1 | NR | 1.894% | OFFICIAL | 2DN13G17F3060PQ100 | 30 | 2DN | ENERGY | 13G | DIN RAIL MODULAR DEV | 17F | MCB | 2 | 8 | NR | 687.619 | CCM | 495.125 | 445.613 | G | 8011564222601 | 8011564575394 | 8011564575400 | 85362010
GW92050 | MCB 2P C32 6KA 2M | WYŁĄCZNIK NADPRĄDOWY 2P C32 6KA 2M | 21.6 | 1 | NR | 21.2 | 1 | NR | 1.887% | OFFICIAL | 2DN13G17F3040NO100 | 30 | 2DN | ENERGY | 13G | DIN RAIL MODULAR DEV | 17F | MCB | 3 | 12 | NR | 458.413 | CCM | 298.583 | 268.725 | G | 8011564057333 | 8011564376465 | 8011564376472 | 85362010
GW92068 | MCB 3P C20 6KA 3M | WYŁĄCZNIK NADPRĄDOWY 3P C20 6KA 3M | 21.6 | 1 | NR | 21.2 | 1 | NR | 1.887% | OFFICIAL | 2DN13G17F3040NO100 | 30 | 2DN | ENERGY | 13G | DIN RAIL MODULAR DEV | 17F | MCB | 2 | 8 | NR | 687.619 | CCM | 437.625 | 393.863 | G | 8011564057449 | 8011564376687 | 8011564376694 | 85362010
GW92608 | MCB 1P C20 10KA 1M | WYŁĄCZNIK NADPRĄDOWY 1P C20 10KA 1M | 10.8 | 1 | NR | 10.6 | 1 | NR | 1.887% | OFFICIAL | 2DN13G17F3060OE100 | 30 | 2DN | ENERGY | 13G | DIN RAIL MODULAR DEV | 17F | MCB | 6 | 24 | NR | 229.206 | CCM | 156.292 | 140.663 | G | 8011564058309 | 8011564378117 | 8011564378124 | 85362010
GW92741 | MCB 2P D1 10KA 2M | WYŁĄCZNIK NADPRĄDOWY 2P D1 10KA 2M | 162 | 1 | NR | 159 | 1 | NR | 1.887% | OFFICIAL | 2DN13G17F3060OM100 | 30 | 2DN | ENERGY | 13G | DIN RAIL MODULAR DEV | 17F | MCB | 3 | 12 | NR | 458.413 | CCM | 313.833 | 282.45 | G | 8011564131453 | 8011564512191 | 8011564512207 | 85362010
GW92742 | MCB 2P D2 10KA 2M | WYŁĄCZNIK NADPRĄDOWY 2P D2 10KA 2M | 162 | 1 | NR | 159 | 1 | NR | 1.887% | OFFICIAL | 2DN13G17F3060OM100 | 30 | 2DN | ENERGY | 13G | DIN RAIL MODULAR DEV | 17F | MCB | 3 | 12 | NR | 458.413 | CCM | 306.917 | 276.225 | G | 8011564131460 | 8011564512214 | 8011564512221 | 85362010
GW92743 | MCB 2P D3 10KA 2M | WYŁĄCZNIK NADPRĄDOWY 2P D3 10KA 2M | 162 | 1 | NR | 159 | 1 | NR | 1.887% | OFFICIAL | 2DN13G17F3060OM100 | 30 | 2DN | ENERGY | 13G | DIN RAIL MODULAR DEV | 17F | MCB | 3 | 12 | NR | 458.413 | CCM | 306.083 | 275.475 | G | 8011564131484 | 8011564512238 | 8011564512245 | 85362010
GW92744 | MCB 2P D4 10KA 2M | WYŁĄCZNIK NADPRĄDOWY 2P D4 10KA 2M | 162 | 1 | NR | 159 | 1 | NR | 1.887% | OFFICIAL | 2DN13G17F3060OM100 | 30 | 2DN | ENERGY | 13G | DIN RAIL MODULAR DEV | 17F | MCB | 3 | 12 | NR | 458.413 | CCM | 312.417 | 281.175 | G | 8011564131491 | 8011564512252 | 8011564512269 | 85362010
GW92751 | MCB 2P D40 10KA 2M | WYŁĄCZNIK NADPRĄDOWY 2P D40 10KA 2M | 162 | 1 | NR | 159 | 1 | NR | 1.887% | OFFICIAL | 2DN13G17F3060OM100 | 30 | 2DN | ENERGY | 13G | DIN RAIL MODULAR DEV | 17F | MCB | 3 | 12 | NR | 458.413 | CCM | 327.667 | 294.9 | G | 8011564058767 | 8011564378940 | 8011564378957 | 85362010
GW92125 | MCB 1P+N C6 4,5KA 2M | WYŁĄCZNIK NADPRĄDOWY 1P+N C6 4,5KA 2M | 54.2 | 1 | NR | 53.2 | 1 | NR | 1.88% | OFFICIAL | 2DN13G17F3020LO100 | 30 | 2DN | ENERGY | 13G | DIN RAIL MODULAR DEV | 17F | MCB | 3 | 12 | NR | 458.413 | CCM | 295.5 | 265.95 | G | 8011564223998 | 8011564577671 | 8011564577688 | 85362010
GW92126 | MCB 1P+N C10 4,5KA 2M | WYŁĄCZNIK NADPRĄDOWY 1P+N C10 4,5KA 2M | 54.2 | 1 | NR | 53.2 | 1 | NR | 1.88% | OFFICIAL | 2DN13G17F3020LO100 | 30 | 2DN | ENERGY | 13G | DIN RAIL MODULAR DEV | 17F | MCB | 3 | 12 | NR | 458.413 | CCM | 287.083 | 258.375 | G | 8011564224001 | 8011564577695 | 8011564577701 | 85362010
GW92127 | MCB 1P+N C13 4,5KA 2M | WYŁĄCZNIK NADPRĄDOWY 1P+N C13 4,5KA 2M | 54.2 | 1 | NR | 53.2 | 1 | NR | 1.88% | OFFICIAL | 2DN13G17F3020LO100 | 30 | 2DN | ENERGY | 13G | DIN RAIL MODULAR DEV | 17F | MCB | 3 | 12 | NR | 458.413 | CCM | 304.167 | 273.75 | G | 8011564224018 | 8011564577718 | 8011564577725 | 85362010
GW92128 | MCB 1P+N C16 4,5KA 2M | WYŁĄCZNIK NADPRĄDOWY 1P+N C16 4,5KA 2M | 54.2 | 1 | NR | 53.2 | 1 | NR | 1.88% | OFFICIAL | 2DN13G17F3020LO100 | 30 | 2DN | ENERGY | 13G | DIN RAIL MODULAR DEV | 17F | MCB | 3 | 12 | NR | 458.413 | CCM | 301.25 | 271.125 | G | 8011564224025 | 8011564577732 | 8011564577749 | 85362010
GW92129 | MCB 1P+N C20 4,5KA 2M | WYŁĄCZNIK NADPRĄDOWY 1P+N C20 4,5KA 2M | 54.2 | 1 | NR | 53.2 | 1 | NR | 1.88% | OFFICIAL | 2DN13G17F3020LO100 | 30 | 2DN | ENERGY | 13G | DIN RAIL MODULAR DEV | 17F | MCB | 3 | 12 | NR | 458.413 | CCM | 307.75 | 276.975 | G | 8011564224032 | 8011564577756 | 8011564577763 | 85362010
GW92130 | MCB 1P+N C25 4,5KA 2M | WYŁĄCZNIK NADPRĄDOWY 1P+N C25 4,5KA 2M | 54.2 | 1 | NR | 53.2 | 1 | NR | 1.88% | OFFICIAL | 2DN13G17F3020LO100 | 30 | 2DN | ENERGY | 13G | DIN RAIL MODULAR DEV | 17F | MCB | 3 | 12 | NR | 458.413 | CCM | 309.333 | 278.4 | G | 8011564224049 | 8011564577770 | 8011564577787 | 85362010
GW92131 | MCB 1P+N C32 4,5KA 2M | WYŁĄCZNIK NADPRĄDOWY 1P+N C32 4,5KA 2M | 54.2 | 1 | NR | 53.2 | 1 | NR | 1.88% | OFFICIAL | 2DN13G17F3020LO100 | 30 | 2DN | ENERGY | 13G | DIN RAIL MODULAR DEV | 17F | MCB | 3 | 12 | NR | 458.413 | CCM | 304.333 | 273.9 | G | 8011564224056 | 8011564577794 | 8011564577800 | 85362010
GW92325 | MCB 1P+N B6 4,5KA 2M | WYŁĄCZNIK NADPRĄDOWY 1P+N B6 4,5KA 2M | 54.2 | 1 | NR | 53.2 | 1 | NR | 1.88% | OFFICIAL | 2DN13G17F3020MO100 | 30 | 2DN | ENERGY | 13G | DIN RAIL MODULAR DEV | 17F | MCB | 3 | 12 | NR | 458.413 | CCM | 311.863 | 293.801 | G | 8011564225992 | 8011564580671 | 8011564580688 | 85362010
GW92326 | MCB 1P+N B10 4,5KA 2M | WYŁĄCZNIK NADPRĄDOWY 1P+N B10 4,5KA 2M | 54.2 | 1 | NR | 53.2 | 1 | NR | 1.88% | OFFICIAL | 2DN13G17F3020MO100 | 30 | 2DN | ENERGY | 13G | DIN RAIL MODULAR DEV | 17F | MCB | 3 | 12 | NR | 458.413 | CCM | 309.536 | 291.474 | G | 8011564226005 | 8011564580695 | 8011564580701 | 85362010
GW92327 | MCB 1P+N B13 4,5KA 2M | WYŁĄCZNIK NADPRĄDOWY 1P+N B13 4,5KA 2M | 54.2 | 1 | NR | 53.2 | 1 | NR | 1.88% | OFFICIAL | 2DN13G17F3020MO100 | 30 | 2DN | ENERGY | 13G | DIN RAIL MODULAR DEV | 17F | MCB | 3 | 12 | NR | 458.413 | CCM | 312.526 | 294.464 | G | 8011564226012 | 8011564580718 | 8011564580725 | 85362010
GW92328 | MCB 1P+N B16 4,5KA 2M | WYŁĄCZNIK NADPRĄDOWY 1P+N B16 4,5KA 2M | 54.2 | 1 | NR | 53.2 | 1 | NR | 1.88% | OFFICIAL | 2DN13G17F3020MO100 | 30 | 2DN | ENERGY | 13G | DIN RAIL MODULAR DEV | 17F | MCB | 3 | 12 | NR | 458.413 | CCM | 312.533 | 294.471 | G | 8011564226029 | 8011564580732 | 8011564580749 | 85362010
GW92329 | MCB 1P+N B20 4,5KA 2M | WYŁĄCZNIK NADPRĄDOWY 1P+N B20 4,5KA 2M | 54.2 | 1 | NR | 53.2 | 1 | NR | 1.88% | OFFICIAL | 2DN13G17F3020MO100 | 30 | 2DN | ENERGY | 13G | DIN RAIL MODULAR DEV | 17F | MCB | 3 | 12 | NR | 458.413 | CCM | 317.736 | 299.674 | G | 8011564226036 | 8011564580756 | 8011564580763 | 85362010
GW92330 | MCB 1P+N B25 4,5KA 2M | WYŁĄCZNIK NADPRĄDOWY 1P+N B25 4,5KA 2M | 54.2 | 1 | NR | 53.2 | 1 | NR | 1.88% | OFFICIAL | 2DN13G17F3020MO100 | 30 | 2DN | ENERGY | 13G | DIN RAIL MODULAR DEV | 17F | MCB | 3 | 12 | NR | 458.413 | CCM | 296.25 | 266.625 | G | 8011564226043 | 8011564580770 | 8011564580787 | 85362010
GW92331 | MCB 1P+N B32 4,5KA 2M | WYŁĄCZNIK NADPRĄDOWY 1P+N B32 4,5KA 2M | 54.2 | 1 | NR | 53.2 | 1 | NR | 1.88% | OFFICIAL | 2DN13G17F3020MO100 | 30 | 2DN | ENERGY | 13G | DIN RAIL MODULAR DEV | 17F | MCB | 3 | 12 | NR | 458.413 | CCM | 322.092 | 304.03 | G | 8011564226050 | 8011564580794 | 8011564580800 | 85362010
GW92445 | MCB 2P D6 6KA 2M | WYŁĄCZNIK NADPRĄDOWY 2P D6 6KA 2M | 109 | 1 | NR | 107 | 1 | NR | 1.869% | OFFICIAL | 2DN13G17F3040O6100 | 30 | 2DN | ENERGY | 13G | DIN RAIL MODULAR DEV | 17F | MCB | 3 | 12 | NR | 458.413 | CCM | 299.917 | 269.925 | G | 8011564058064 | 8011564377707 | 8011564377714 | 85362010
GW92446 | MCB 2P D10 6KA 2M | WYŁĄCZNIK NADPRĄDOWY 2P D10 6KA 2M | 109 | 1 | NR | 107 | 1 | NR | 1.869% | OFFICIAL | 2DN13G17F3040O6100 | 30 | 2DN | ENERGY | 13G | DIN RAIL MODULAR DEV | 17F | MCB | 3 | 12 | NR | 458.413 | CCM | 297.833 | 268.05 | G | 8011564058071 | 8011564377721 | 8011564377738 | 85362010
GW92447 | MCB 2P D16 6KA 2M | WYŁĄCZNIK NADPRĄDOWY 2P D16 6KA 2M | 109 | 1 | NR | 107 | 1 | NR | 1.869% | OFFICIAL | 2DN13G17F3040O6100 | 30 | 2DN | ENERGY | 13G | DIN RAIL MODULAR DEV | 17F | MCB | 3 | 12 | NR | 458.413 | CCM | 301.75 | 271.575 | G | 8011564058088 | 8011564377745 | 8011564377752 | 85362010
GW92448 | MCB 2P D20 6KA 2M | WYŁĄCZNIK NADPRĄDOWY 2P D20 6KA 2M | 109 | 1 | NR | 107 | 1 | NR | 1.869% | OFFICIAL | 2DN13G17F3040O6100 | 30 | 2DN | ENERGY | 13G | DIN RAIL MODULAR DEV | 17F | MCB | 3 | 12 | NR | 458.413 | CCM | 306.75 | 276.075 | G | 8011564058095 | 8011564377769 | 8011564377776 | 85362010
GW92449 | MCB 2P D25 6KA 2M | WYŁĄCZNIK NADPRĄDOWY 2P D25 6KA 2M | 109 | 1 | NR | 107 | 1 | NR | 1.869% | OFFICIAL | 2DN13G17F3040O6100 | 30 | 2DN | ENERGY | 13G | DIN RAIL MODULAR DEV | 17F | MCB | 3 | 12 | NR | 458.413 | CCM | 310.917 | 279.825 | G | 8011564058101 | 8011564377783 | 8011564377790 | 85362010
GW92450 | MCB 2P D32 6KA 2M | WYŁĄCZNIK NADPRĄDOWY 2P D32 6KA 2M | 109 | 1 | NR | 107 | 1 | NR | 1.869% | OFFICIAL | 2DN13G17F3040O6100 | 30 | 2DN | ENERGY | 13G | DIN RAIL MODULAR DEV | 17F | MCB | 3 | 12 | NR | 458.413 | CCM | 316.583 | 284.925 | G | 8011564058118 | 8011564377806 | 8011564377813 | 85362010
GW92454 | MCB 2P D13 6KA 2M | WYŁĄCZNIK NADPRĄDOWY 2P D13 6KA 2M | 109 | 1 | NR | 107 | 1 | NR | 1.869% | OFFICIAL | 2DN13G17F3040O6100 | 30 | 2DN | ENERGY | 13G | DIN RAIL MODULAR DEV | 17F | MCB | 3 | 12 | NR | 458.413 | CCM | 309.806 | 291.744 | G | 8011564225435 | 8011564579989 | 8011564579996 | 85362010
GW92865 | MCB 3P C6 25KA 3M | WYŁĄCZNIK NADPRĄDOWY 3P C6 25KA 3M | 60.2 | 1 | NR | 59.1 | 1 | NR | 1.861% | OFFICIAL | 2DN13G17F3070OU100 | 30 | 2DN | ENERGY | 13G | DIN RAIL MODULAR DEV | 17F | MCB | 2 | 8 | NR | 687.619 | CCM | 459.125 | 413.213 | G | 8011564059092 | 8011564379534 | 8011564379541 | 85362010
GW92866 | MCB 3P C10 25KA 3M | WYŁĄCZNIK NADPRĄDOWY 3P C10 25KA 3M | 60.2 | 1 | NR | 59.1 | 1 | NR | 1.861% | OFFICIAL | 2DN13G17F3070OU100 | 30 | 2DN | ENERGY | 13G | DIN RAIL MODULAR DEV | 17F | MCB | 2 | 8 | NR | 687.619 | CCM | 470.75 | 423.675 | G | 8011564059108 | 8011564379558 | 8011564379565 | 85362010
GW92867 | MCB 3P C16 25KA 3M | WYŁĄCZNIK NADPRĄDOWY 3P C16 25KA 3M | 60.2 | 1 | NR | 59.1 | 1 | NR | 1.861% | OFFICIAL | 2DN13G17F3070OU100 | 30 | 2DN | ENERGY | 13G | DIN RAIL MODULAR DEV | 17F | MCB | 2 | 8 | NR | 687.619 | CCM | 480.375 | 432.338 | G | 8011564059115 | 8011564379572 | 8011564379589 | 85362010
GW92868 | MCB 3P C20 25KA 3M | WYŁĄCZNIK NADPRĄDOWY 3P C20 25KA 3M | 60.2 | 1 | NR | 59.1 | 1 | NR | 1.861% | OFFICIAL | 2DN13G17F3070OU100 | 30 | 2DN | ENERGY | 13G | DIN RAIL MODULAR DEV | 17F | MCB | 2 | 8 | NR | 687.619 | CCM | 465.75 | 419.175 | G | 8011564059122 | 8011564379596 | 8011564379602 | 85362010
GW92869 | MCB 3P C25 25KA 3M | WYŁĄCZNIK NADPRĄDOWY 3P C25 25KA 3M | 60.2 | 1 | NR | 59.1 | 1 | NR | 1.861% | OFFICIAL | 2DN13G17F3070OU100 | 30 | 2DN | ENERGY | 13G | DIN RAIL MODULAR DEV | 17F | MCB | 2 | 8 | NR | 687.619 | CCM | 472.375 | 425.138 | G | 8011564059139 | 8011564379619 | 8011564379626 | 85362010
GW92870 | MCB 3P C32 25KA 3M | WYŁĄCZNIK NADPRĄDOWY 3P C32 25KA 3M | 60.2 | 1 | NR | 59.1 | 1 | NR | 1.861% | OFFICIAL | 2DN13G17F3070OU100 | 30 | 2DN | ENERGY | 13G | DIN RAIL MODULAR DEV | 17F | MCB | 2 | 8 | NR | 687.619 | CCM | 485.25 | 436.725 | G | 8011564059146 | 8011564379633 | 8011564379640 | 85362010
GW92272 | MCB 3P B50 6KA 3M | WYŁĄCZNIK NADPRĄDOWY 3P B50 6KA 3M | 49.3 | 1 | NR | 48.4 | 1 | NR | 1.86% | OFFICIAL | 2DN13G17F3040NY100 | 30 | 2DN | ENERGY | 13G | DIN RAIL MODULAR DEV | 17F | MCB | 2 | 8 | NR | 687.619 | CCM | 474.375 | 426.938 | G | 8011564057883 | 8011564377431 | 8011564377448 | 85362010
GW92274 | MCB 3P B13 6KA 3M | WYŁĄCZNIK NADPRĄDOWY 3P B13 6KA 3M | 27.4 | 1 | NR | 26.9 | 1 | NR | 1.859% | OFFICIAL | 2DN13G17F3040NY100 | 30 | 2DN | ENERGY | 13G | DIN RAIL MODULAR DEV | 17F | MCB | 2 | 8 | NR | 687.619 | CCM | 449.375 | 404.267 | G | 8011564225404 | 8011564579934 | 8011564579941 | 85362010
GW92081 | MCB 4P C1 6KA 4M | WYŁĄCZNIK NADPRĄDOWY 4P C1 6KA 4M | 275 | 1 | NR | 270 | 1 | NR | 1.852% | OFFICIAL | 2DN13G17F3040NO100 | 30 | 2DN | ENERGY | 13G | DIN RAIL MODULAR DEV | 17F | MCB | 1 | 3 | NR | 1265.378 | CCM | 621.5 | 559.35 | G | 8011564057500 | 8011564057500 | 8011564951716 | 85362010
GW92082 | MCB 4P C2 6KA 4M | WYŁĄCZNIK NADPRĄDOWY 4P C2 6KA 4M | 275 | 1 | NR | 270 | 1 | NR | 1.852% | OFFICIAL | 2DN13G17F3040NO100 | 30 | 2DN | ENERGY | 13G | DIN RAIL MODULAR DEV | 17F | MCB | 1 | 3 | NR | 1265.378 | CCM | 622 | 559.8 | G | 8011564057517 | 8011564057517 | 8011564951723 | 85362010
GW92083 | MCB 4P C3 6KA 4M | WYŁĄCZNIK NADPRĄDOWY 4P C3 6KA 4M | 275 | 1 | NR | 270 | 1 | NR | 1.852% | OFFICIAL | 2DN13G17F3040NO100 | 30 | 2DN | ENERGY | 13G | DIN RAIL MODULAR DEV | 17F | MCB | 1 | 3 | NR | 1265.378 | CCM | 610 | 549 | G | 8011564057524 | 8011564057524 | 8011564951730 | 85362010
GW92084 | MCB 4P C4 6KA 4M | WYŁĄCZNIK NADPRĄDOWY 4P C4 6KA 4M | 275 | 1 | NR | 270 | 1 | NR | 1.852% | OFFICIAL | 2DN13G17F3040NO100 | 30 | 2DN | ENERGY | 13G | DIN RAIL MODULAR DEV | 17F | MCB | 1 | 3 | NR | 1265.378 | CCM | 600 | 540 | G | 8011564057531 | 8011564057531 | 8011564951747 | 85362010
GW92091 | MCB 4P C40 6KA 4M | WYŁĄCZNIK NADPRĄDOWY 4P C40 6KA 4M | 275 | 1 | NR | 270 | 1 | NR | 1.852% | OFFICIAL | 2DN13G17F3040NO100 | 30 | 2DN | ENERGY | 13G | DIN RAIL MODULAR DEV | 17F | MCB | 1 | 3 | NR | 1265.378 | CCM | 623.5 | 561.15 | G | 8011564057609 | 8011564057609 | 8011564951815 | 85362010
GW92092 | MCB 4P C50 6KA 4M | WYŁĄCZNIK NADPRĄDOWY 4P C50 6KA 4M | 275 | 1 | NR | 270 | 1 | NR | 1.852% | OFFICIAL | 2DN13G17F3040NO100 | 30 | 2DN | ENERGY | 13G | DIN RAIL MODULAR DEV | 17F | MCB | 1 | 3 | NR | 1265.378 | CCM | 636 | 572.4 | G | 8011564057616 | 8011564057616 | 8011564951822 | 85362010
GW92093 | MCB 4P C63 6KA 4M | WYŁĄCZNIK NADPRĄDOWY 4P C63 6KA 4M | 275 | 1 | NR | 270 | 1 | NR | 1.852% | OFFICIAL | 2DN13G17F3040NO100 | 30 | 2DN | ENERGY | 13G | DIN RAIL MODULAR DEV | 17F | MCB | 1 | 3 | NR | 1265.378 | CCM | 641 | 576.9 | G | 8011564057623 | 8011564057623 | 8011564951839 | 85362010
GW92192 | MCB 4P C40 4,5KA 4M | WYŁĄCZNIK NADPRĄDOWY 4P C40 4,5KA 4M | 165 | 1 | NR | 162 | 1 | NR | 1.852% | OFFICIAL | 2DN13G17F3020LO100 | 30 | 2DN | ENERGY | 13G | DIN RAIL MODULAR DEV | 17F | MCB | 1 | 3 | NR | 1265.378 | CCM | 642.5 | 578.25 | G | 8011564578296 | 8011564578296 | 8011564951921 | 85362010
GW92291 | MCB 4P B40 6KA 4M | WYŁĄCZNIK NADPRĄDOWY 4P B40 6KA 4M | 275 | 1 | NR | 270 | 1 | NR | 1.852% | OFFICIAL | 2DN13G17F3040NY100 | 30 | 2DN | ENERGY | 13G | DIN RAIL MODULAR DEV | 17F | MCB | 1 | 3 | NR | 1265.378 | CCM | 638.5 | 574.65 | G | 8011564057968 | 8011564057968 | 8011564951990 | 85362010
GW92292 | MCB 4P B50 6KA 4M | WYŁĄCZNIK NADPRĄDOWY 4P B50 6KA 4M | 275 | 1 | NR | 270 | 1 | NR | 1.852% | OFFICIAL | 2DN13G17F3040NY100 | 30 | 2DN | ENERGY | 13G | DIN RAIL MODULAR DEV | 17F | MCB | 1 | 3 | NR | 1265.378 | CCM | 650 | 585 | G | 8011564057975 | 8011564057975 | 8011564952003 | 85362010
GW92293 | MCB 4P B63 6KA 4M | WYŁĄCZNIK NADPRĄDOWY 4P B63 6KA 4M | 275 | 1 | NR | 270 | 1 | NR | 1.852% | OFFICIAL | 2DN13G17F3040NY100 | 30 | 2DN | ENERGY | 13G | DIN RAIL MODULAR DEV | 17F | MCB | 1 | 3 | NR | 1265.378 | CCM | 657 | 591.3 | G | 8011564057982 | 8011564057982 | 8011564952010 | 85362010
GW92392 | MCB 4P B40 4,5KA 4M | WYŁĄCZNIK NADPRĄDOWY 4P B40 4,5KA 4M | 165 | 1 | NR | 162 | 1 | NR | 1.852% | OFFICIAL | 2DN13G17F3020MO100 | 30 | 2DN | ENERGY | 13G | DIN RAIL MODULAR DEV | 17F | MCB | 1 | 3 | NR | 1265.378 | CCM | 614.952 | 554.677 | G | 8011564226302 | 8011564226302 | 8011564952102 | 85362010
GW92491 | MCB 4P D40 6KA 4M | WYŁĄCZNIK NADPRĄDOWY 4P D40 6KA 4M | 275 | 1 | NR | 270 | 1 | NR | 1.852% | OFFICIAL | 2DN13G17F3040O6100 | 30 | 2DN | ENERGY | 13G | DIN RAIL MODULAR DEV | 17F | MCB | 1 | 3 | NR | 1265.378 | CCM | 652 | 586.8 | G | 8011564058262 | 8011564058262 | 8011564952171 | 85362010
GW92507 | MCB 1P B13 10KA 1M | WYŁĄCZNIK NADPRĄDOWY 1P B13 10KA 1M | 8.25 | 1 | NR | 8.1 | 1 | NR | 1.852% | OFFICIAL | 2DN13G17F3060PQ100 | 30 | 2DN | ENERGY | 13G | DIN RAIL MODULAR DEV | 17F | MCB | 6 | 24 | NR | 229.206 | CCM | 159.292 | 143.363 | G | 8011564222335 | 8011564574854 | 8011564574861 | 85362010
GW92246 | MCB 2P B10 6KA 2M | WYŁĄCZNIK NADPRĄDOWY 2P B10 6KA 2M | 22 | 1 | NR | 21.6 | 1 | NR | 1.852% | OFFICIAL | 2DN13G17F3040NY100 | 30 | 2DN | ENERGY | 13G | DIN RAIL MODULAR DEV | 17F | MCB | 3 | 12 | NR | 458.413 | CCM | 288 | 259.2 | G | 8011564057739 | 8011564377134 | 8011564377141 | 85362010
GW92588 | MCB 4P B16 10KA 4M | WYŁĄCZNIK NADPRĄDOWY 4P B16 10KA 4M | 49.8 | 1 | NR | 48.9 | 1 | NR | 1.84% | OFFICIAL | 2DN13G17F3060PQ100 | 30 | 2DN | ENERGY | 13G | DIN RAIL MODULAR DEV | 17F | MCB | 1 | 3 | NR | 1265.378 | CCM | 647 | 582.3 | G | 8011564222649 | 8011564222649 | 8011564952225 | 85362010
GW92072 | MCB 3P C50 6KA 3M | WYŁĄCZNIK NADPRĄDOWY 3P C50 6KA 3M | 39 | 1 | NR | 38.3 | 1 | NR | 1.828% | OFFICIAL | 2DN13G17F3040NO100 | 30 | 2DN | ENERGY | 13G | DIN RAIL MODULAR DEV | 17F | MCB | 2 | 8 | NR | 687.619 | CCM | 466.5 | 419.85 | G | 8011564057487 | 8011564376762 | 8011564376779 | 85362010
GW92045 | MCB 2P C6 6KA 2M | WYŁĄCZNIK NADPRĄDOWY 2P C6 6KA 2M | 22.3 | 1 | NR | 21.9 | 1 | NR | 1.826% | OFFICIAL | 2DN13G17F3040NO100 | 30 | 2DN | ENERGY | 13G | DIN RAIL MODULAR DEV | 17F | MCB | 3 | 12 | NR | 458.413 | CCM | 286.333 | 257.7 | G | 8011564057289 | 8011564376366 | 8011564376373 | 85362010
GW92165 | MCB 3P C6 4,5KA 3M | WYŁĄCZNIK NADPRĄDOWY 3P C6 4,5KA 3M | 95.1 | 1 | NR | 93.4 | 1 | NR | 1.82% | OFFICIAL | 2DN13G17F3020LO100 | 30 | 2DN | ENERGY | 13G | DIN RAIL MODULAR DEV | 17F | MCB | 2 | 8 | NR | 687.619 | CCM | 432.75 | 389.475 | G | 8011564224155 | 8011564577992 | 8011564578005 | 85362010
GW92166 | MCB 3P C10 4,5KA 3M | WYŁĄCZNIK NADPRĄDOWY 3P C10 4,5KA 3M | 95.1 | 1 | NR | 93.4 | 1 | NR | 1.82% | OFFICIAL | 2DN13G17F3020LO100 | 30 | 2DN | ENERGY | 13G | DIN RAIL MODULAR DEV | 17F | MCB | 2 | 8 | NR | 687.619 | CCM | 427.875 | 385.088 | G | 8011564224162 | 8011564578012 | 8011564578029 | 85362010
GW92167 | MCB 3P C13 4,5KA 3M | WYŁĄCZNIK NADPRĄDOWY 3P C13 4,5KA 3M | 95.1 | 1 | NR | 93.4 | 1 | NR | 1.82% | OFFICIAL | 2DN13G17F3020LO100 | 30 | 2DN | ENERGY | 13G | DIN RAIL MODULAR DEV | 17F | MCB | 2 | 8 | NR | 687.619 | CCM | 448.75 | 403.875 | G | 8011564224179 | 8011564578036 | 8011564578043 | 85362010
GW92168 | MCB 3P C16 4,5KA 3M | WYŁĄCZNIK NADPRĄDOWY 3P C16 4,5KA 3M | 95.1 | 1 | NR | 93.4 | 1 | NR | 1.82% | OFFICIAL | 2DN13G17F3020LO100 | 30 | 2DN | ENERGY | 13G | DIN RAIL MODULAR DEV | 17F | MCB | 2 | 8 | NR | 687.619 | CCM | 431.75 | 388.575 | G | 8011564224186 | 8011564578050 | 8011564578067 | 85362010
GW92169 | MCB 3P C20 4,5KA 3M | WYŁĄCZNIK NADPRĄDOWY 3P C20 4,5KA 3M | 95.1 | 1 | NR | 93.4 | 1 | NR | 1.82% | OFFICIAL | 2DN13G17F3020LO100 | 30 | 2DN | ENERGY | 13G | DIN RAIL MODULAR DEV | 17F | MCB | 2 | 8 | NR | 687.619 | CCM | 437.25 | 393.525 | G | 8011564224193 | 8011564578074 | 8011564578081 | 85362010
GW92170 | MCB 3P C25 4,5KA 3M | WYŁĄCZNIK NADPRĄDOWY 3P C25 4,5KA 3M | 95.1 | 1 | NR | 93.4 | 1 | NR | 1.82% | OFFICIAL | 2DN13G17F3020LO100 | 30 | 2DN | ENERGY | 13G | DIN RAIL MODULAR DEV | 17F | MCB | 2 | 8 | NR | 687.619 | CCM | 445 | 400.5 | G | 8011564224209 | 8011564578098 | 8011564578104 | 85362010
GW92171 | MCB 3P C32 4,5KA 3M | WYŁĄCZNIK NADPRĄDOWY 3P C32 4,5KA 3M | 95.1 | 1 | NR | 93.4 | 1 | NR | 1.82% | OFFICIAL | 2DN13G17F3020LO100 | 30 | 2DN | ENERGY | 13G | DIN RAIL MODULAR DEV | 17F | MCB | 2 | 8 | NR | 687.619 | CCM | 455 | 409.5 | G | 8011564224216 | 8011564578111 | 8011564578128 | 85362010
GW92365 | MCB 3P B6 4,5KA 3M | WYŁĄCZNIK NADPRĄDOWY 3P B6 4,5KA 3M | 95.1 | 1 | NR | 93.4 | 1 | NR | 1.82% | OFFICIAL | 2DN13G17F3020MO100 | 30 | 2DN | ENERGY | 13G | DIN RAIL MODULAR DEV | 17F | MCB | 2 | 8 | NR | 687.619 | CCM | 422.5 | 380.25 | G | 8011564226159 | 8011564580992 | 8011564581005 | 85362010
GW92366 | MCB 3P B10 4,5KA 3M | WYŁĄCZNIK NADPRĄDOWY 3P B10 4,5KA 3M | 95.1 | 1 | NR | 93.4 | 1 | NR | 1.82% | OFFICIAL | 2DN13G17F3020MO100 | 30 | 2DN | ENERGY | 13G | DIN RAIL MODULAR DEV | 17F | MCB | 2 | 8 | NR | 687.619 | CCM | 318.289 | 291.195 | G | 8011564226166 | 8011564581012 | 8011564581029 | 85362010
GW92367 | MCB 3P B13 4,5KA 3M | WYŁĄCZNIK NADPRĄDOWY 3P B13 4,5KA 3M | 95.1 | 1 | NR | 93.4 | 1 | NR | 1.82% | OFFICIAL | 2DN13G17F3020MO100 | 30 | 2DN | ENERGY | 13G | DIN RAIL MODULAR DEV | 17F | MCB | 2 | 8 | NR | 687.619 | CCM | 450.031 | 422.937 | G | 8011564226173 | 8011564581036 | 8011564581043 | 85362010
GW92368 | MCB 3P B16 4,5KA 3M | WYŁĄCZNIK NADPRĄDOWY 3P B16 4,5KA 3M | 95.1 | 1 | NR | 93.4 | 1 | NR | 1.82% | OFFICIAL | 2DN13G17F3020MO100 | 30 | 2DN | ENERGY | 13G | DIN RAIL MODULAR DEV | 17F | MCB | 2 | 8 | NR | 687.619 | CCM | 318.289 | 291.195 | G | 8011564226180 | 8011564581050 | 8011564581067 | 85362010
GW92369 | MCB 3P B20 4,5KA 3M | WYŁĄCZNIK NADPRĄDOWY 3P B20 4,5KA 3M | 95.1 | 1 | NR | 93.4 | 1 | NR | 1.82% | OFFICIAL | 2DN13G17F3020MO100 | 30 | 2DN | ENERGY | 13G | DIN RAIL MODULAR DEV | 17F | MCB | 2 | 8 | NR | 687.619 | CCM | 437.375 | 393.638 | G | 8011564226197 | 8011564581074 | 8011564581081 | 85362010
GW92370 | MCB 3P B25 4,5KA 3M | WYŁĄCZNIK NADPRĄDOWY 3P B25 4,5KA 3M | 95.1 | 1 | NR | 93.4 | 1 | NR | 1.82% | OFFICIAL | 2DN13G17F3020MO100 | 30 | 2DN | ENERGY | 13G | DIN RAIL MODULAR DEV | 17F | MCB | 2 | 8 | NR | 687.619 | CCM | 441.625 | 397.463 | G | 8011564226203 | 8011564581098 | 8011564581104 | 85362010
GW92371 | MCB 3P B32 4,5KA 3M | WYŁĄCZNIK NADPRĄDOWY 3P B32 4,5KA 3M | 95.1 | 1 | NR | 93.4 | 1 | NR | 1.82% | OFFICIAL | 2DN13G17F3020MO100 | 30 | 2DN | ENERGY | 13G | DIN RAIL MODULAR DEV | 17F | MCB | 2 | 8 | NR | 687.619 | CCM | 452.5 | 407.25 | G | 8011564226210 | 8011564581111 | 8011564581128 | 85362010
GW92051 | MCB 2P C40 6KA 2M | WYŁĄCZNIK NADPRĄDOWY 2P C40 6KA 2M | 22.4 | 1 | NR | 22 | 1 | NR | 1.818% | OFFICIAL | 2DN13G17F3040NO100 | 30 | 2DN | ENERGY | 13G | DIN RAIL MODULAR DEV | 17F | MCB | 3 | 12 | NR | 458.413 | CCM | 309.75 | 278.775 | G | 8011564057340 | 8011564376489 | 8011564376496 | 85362010
GW92069 | MCB 3P C25 6KA 3M | WYŁĄCZNIK NADPRĄDOWY 3P C25 6KA 3M | 22.4 | 1 | NR | 22 | 1 | NR | 1.818% | OFFICIAL | 2DN13G17F3040NO100 | 30 | 2DN | ENERGY | 13G | DIN RAIL MODULAR DEV | 17F | MCB | 2 | 8 | NR | 687.619 | CCM | 444.25 | 399.825 | G | 8011564057456 | 8011564376700 | 8011564376717 | 85362010
GW92212 | MCB 1P B50 6KA 1M | WYŁĄCZNIK NADPRĄDOWY 1P B50 6KA 1M | 16.8 | 1 | NR | 16.5 | 1 | NR | 1.818% | OFFICIAL | 2DN13G17F3040NY100 | 30 | 2DN | ENERGY | 13G | DIN RAIL MODULAR DEV | 17F | MCB | 6 | 24 | NR | 229.206 | CCM | 159.167 | 143.25 | G | 8011564057708 | 8011564377073 | 8011564377080 | 85362010
GW92071 | MCB 3P C40 6KA 3M | WYŁĄCZNIK NADPRĄDOWY 3P C40 6KA 3M | 33.7 | 1 | NR | 33.1 | 1 | NR | 1.813% | OFFICIAL | 2DN13G17F3040NO100 | 30 | 2DN | ENERGY | 13G | DIN RAIL MODULAR DEV | 17F | MCB | 2 | 8 | NR | 687.619 | CCM | 456.375 | 410.738 | G | 8011564057470 | 8011564376748 | 8011564376755 | 85362010
GW92245 | MCB 2P B6 6KA 2M | WYŁĄCZNIK NADPRĄDOWY 2P B6 6KA 2M | 28.1 | 1 | NR | 27.6 | 1 | NR | 1.812% | OFFICIAL | 2DN13G17F3040NY100 | 30 | 2DN | ENERGY | 13G | DIN RAIL MODULAR DEV | 17F | MCB | 3 | 12 | NR | 458.413 | CCM | 287.833 | 259.05 | G | 8011564057722 | 8011564377110 | 8011564377127 | 85362010
GW92034 | MCB 1P+N C13 6KA 2M | WYŁĄCZNIK NADPRĄDOWY 1P+N C13 6KA 2M | 90 | 1 | NR | 88.4 | 1 | NR | 1.81% | OFFICIAL | 2DN13G17F3040NO100 | 30 | 2DN | ENERGY | 13G | DIN RAIL MODULAR DEV | 17F | MCB | 3 | 12 | NR | 458.413 | CCM | 306.46 | 306.46 | G | 8011564225343 | 8011564579828 | 8011564579835 | 85362010
GW92112 | MCB 1P C40 4,5KA 1M | WYŁĄCZNIK NADPRĄDOWY 1P C40 4,5KA 1M | 39.5 | 1 | NR | 38.8 | 1 | NR | 1.804% | OFFICIAL | 2DN13G17F3020LO100 | 30 | 2DN | ENERGY | 13G | DIN RAIL MODULAR DEV | 17F | MCB | 6 | 24 | NR | 229.206 | CCM | 153.333 | 138 | G | 8011564223981 | 8011564577657 | 8011564577664 | 85362010
GW92312 | MCB 1P B40 4,5KA 1M | WYŁĄCZNIK NADPRĄDOWY 1P B40 4,5KA 1M | 39.5 | 1 | NR | 38.8 | 1 | NR | 1.804% | OFFICIAL | 2DN13G17F3020MO100 | 30 | 2DN | ENERGY | 13G | DIN RAIL MODULAR DEV | 17F | MCB | 6 | 24 | NR | 229.206 | CCM | 148.458 | 133.612 | G | 8011564225985 | 8011564580657 | 8011564580664 | 85362010
GW92005 | MCB 1P C6 6KA 1M | WYŁĄCZNIK NADPRĄDOWY 1P C6 6KA 1M | 5.65 | 1 | NR | 5.55 | 1 | NR | 1.802% | OFFICIAL | 2DN13G17F3040NO100 | 30 | 2DN | ENERGY | 13G | DIN RAIL MODULAR DEV | 17F | MCB | 6 | 24 | NR | 229.206 | CCM | 143.958 | 129.563 | G | 8011564057029 | 8011564375840 | 8011564375857 | 85362010
GW92205 | MCB 1P B6 6KA 1M | WYŁĄCZNIK NADPRĄDOWY 1P B6 6KA 1M | 5.65 | 1 | NR | 5.55 | 1 | NR | 1.802% | OFFICIAL | 2DN13G17F3040NY100 | 30 | 2DN | ENERGY | 13G | DIN RAIL MODULAR DEV | 17F | MCB | 6 | 24 | NR | 229.206 | CCM | 146.208 | 131.588 | G | 8011564057630 | 8011564376939 | 8011564376946 | 85362010
GW92054 | MCB 2P C13 6KA 2M | WYŁĄCZNIK NADPRĄDOWY 2P C13 6KA 2M | 28.3 | 1 | NR | 27.8 | 1 | NR | 1.799% | OFFICIAL | 2DN13G17F3040NO100 | 30 | 2DN | ENERGY | 13G | DIN RAIL MODULAR DEV | 17F | MCB | 3 | 12 | NR | 458.413 | CCM | 330 | 330 | G | 8011564225350 | 8011564579842 | 8011564579859 | 85362010
GW92591 | MCB 4P B32 10KA 4M | WYŁĄCZNIK NADPRĄDOWY 4P B32 10KA 4M | 56.6 | 1 | NR | 55.6 | 1 | NR | 1.799% | OFFICIAL | 2DN13G17F3060PQ100 | 30 | 2DN | ENERGY | 13G | DIN RAIL MODULAR DEV | 17F | MCB | 1 | 3 | NR | 1265.378 | CCM | 695.036 | 634.761 | G | 8011564222670 | 8011564222670 | 8011564952256 | 85362010
GW92687 | MCB 4P C16 10KA 4M | WYŁĄCZNIK NADPRĄDOWY 4P C16 10KA 4M | 56.6 | 1 | NR | 55.6 | 1 | NR | 1.799% | OFFICIAL | 2DN13G17F3060OE100 | 30 | 2DN | ENERGY | 13G | DIN RAIL MODULAR DEV | 17F | MCB | 1 | 3 | NR | 1265.378 | CCM | 661 | 594.9 | G | 8011564058569 | 8011564058569 | 8011564952317 | 85362010
GW92152 | MCB 2P C40 4,5KA 2M | WYŁĄCZNIK NADPRĄDOWY 2P C40 4,5KA 2M | 84.9 | 1 | NR | 83.4 | 1 | NR | 1.799% | OFFICIAL | 2DN13G17F3020LO100 | 30 | 2DN | ENERGY | 13G | DIN RAIL MODULAR DEV | 17F | MCB | 3 | 12 | NR | 458.413 | CCM | 310.417 | 279.375 | G | 8011564224148 | 8011564577978 | 8011564577985 | 85362010
GW92352 | MCB 2P B40 4,5KA 2M | WYŁĄCZNIK NADPRĄDOWY 2P B40 4,5KA 2M | 84.9 | 1 | NR | 83.4 | 1 | NR | 1.799% | OFFICIAL | 2DN13G17F3020MO100 | 30 | 2DN | ENERGY | 13G | DIN RAIL MODULAR DEV | 17F | MCB | 3 | 12 | NR | 458.413 | CCM | 296.924 | 278.862 | G | 8011564226142 | 8011564580978 | 8011564580985 | 85362010
GW92505 | MCB 1P B6 10KA 1M | WYŁĄCZNIK NADPRĄDOWY 1P B6 10KA 1M | 8.5 | 1 | NR | 8.35 | 1 | NR | 1.796% | OFFICIAL | 2DN13G17F3060PQ100 | 30 | 2DN | ENERGY | 13G | DIN RAIL MODULAR DEV | 17F | MCB | 6 | 24 | NR | 229.206 | CCM | 153.792 | 138.412 | G | 8011564222311 | 8011564574816 | 8011564574823 | 85362010
GW92247 | MCB 2P B16 6KA 2M | WYŁĄCZNIK NADPRĄDOWY 2P B16 6KA 2M | 22.9 | 1 | NR | 22.5 | 1 | NR | 1.778% | OFFICIAL | 2DN13G17F3040NY100 | 30 | 2DN | ENERGY | 13G | DIN RAIL MODULAR DEV | 17F | MCB | 3 | 12 | NR | 458.413 | CCM | 288.667 | 259.8 | G | 8011564057746 | 8011564377158 | 8011564377165 | 85362010
GW92465 | MCB 3P D6 6KA 3M | WYŁĄCZNIK NADPRĄDOWY 3P D6 6KA 3M | 40.1 | 1 | NR | 39.4 | 1 | NR | 1.777% | OFFICIAL | 2DN13G17F3040O6100 | 30 | 2DN | ENERGY | 13G | DIN RAIL MODULAR DEV | 17F | MCB | 2 | 8 | NR | 687.619 | CCM | 453 | 407.7 | G | 8011564058132 | 8011564377844 | 8011564377851 | 85362010
GW92466 | MCB 3P D10 6KA 3M | WYŁĄCZNIK NADPRĄDOWY 3P D10 6KA 3M | 40.1 | 1 | NR | 39.4 | 1 | NR | 1.777% | OFFICIAL | 2DN13G17F3040O6100 | 30 | 2DN | ENERGY | 13G | DIN RAIL MODULAR DEV | 17F | MCB | 2 | 8 | NR | 687.619 | CCM | 449.5 | 404.55 | G | 8011564058149 | 8011564377868 | 8011564377875 | 85362010
GW92467 | MCB 3P D16 6KA 3M | WYŁĄCZNIK NADPRĄDOWY 3P D16 6KA 3M | 40.1 | 1 | NR | 39.4 | 1 | NR | 1.777% | OFFICIAL | 2DN13G17F3040O6100 | 30 | 2DN | ENERGY | 13G | DIN RAIL MODULAR DEV | 17F | MCB | 2 | 8 | NR | 687.619 | CCM | 454.5 | 409.05 | G | 8011564058156 | 8011564377882 | 8011564377899 | 85362010
GW92468 | MCB 3P D20 6KA 3M | WYŁĄCZNIK NADPRĄDOWY 3P D20 6KA 3M | 40.1 | 1 | NR | 39.4 | 1 | NR | 1.777% | OFFICIAL | 2DN13G17F3040O6100 | 30 | 2DN | ENERGY | 13G | DIN RAIL MODULAR DEV | 17F | MCB | 2 | 8 | NR | 687.619 | CCM | 464.25 | 417.825 | G | 8011564058163 | 8011564377905 | 8011564377912 | 85362010
GW92469 | MCB 3P D25 6KA 3M | WYŁĄCZNIK NADPRĄDOWY 3P D25 6KA 3M | 40.1 | 1 | NR | 39.4 | 1 | NR | 1.777% | OFFICIAL | 2DN13G17F3040O6100 | 30 | 2DN | ENERGY | 13G | DIN RAIL MODULAR DEV | 17F | MCB | 2 | 8 | NR | 687.619 | CCM | 468.25 | 421.425 | G | 8011564058170 | 8011564377929 | 8011564377936 | 85362010
GW92470 | MCB 3P D32 6KA 3M | WYŁĄCZNIK NADPRĄDOWY 3P D32 6KA 3M | 40.1 | 1 | NR | 39.4 | 1 | NR | 1.777% | OFFICIAL | 2DN13G17F3040O6100 | 30 | 2DN | ENERGY | 13G | DIN RAIL MODULAR DEV | 17F | MCB | 2 | 8 | NR | 687.619 | CCM | 474.625 | 427.163 | G | 8011564058187 | 8011564377943 | 8011564377950 | 85362010
GW92474 | MCB 3P D13 6KA 3M | WYŁĄCZNIK NADPRĄDOWY 3P D13 6KA 3M | 40.1 | 1 | NR | 39.4 | 1 | NR | 1.777% | OFFICIAL | 2DN13G17F3040O6100 | 30 | 2DN | ENERGY | 13G | DIN RAIL MODULAR DEV | 17F | MCB | 2 | 8 | NR | 687.619 | CCM | 464.531 | 437.437 | G | 8011564225442 | 8011564580008 | 8011564580015 | 85362010
GW92705 | MCB 1P D6 10KA 1M | WYŁĄCZNIK NADPRĄDOWY 1P D6 10KA 1M | 57.3 | 1 | NR | 56.3 | 1 | NR | 1.776% | OFFICIAL | 2DN13G17F3060OM100 | 30 | 2DN | ENERGY | 13G | DIN RAIL MODULAR DEV | 17F | MCB | 6 | 24 | NR | 229.206 | CCM | 156.917 | 141.225 | G | 8011564058637 | 8011564378681 | 8011564378698 | 85362010
GW92706 | MCB 1P D10 10KA 1M | WYŁĄCZNIK NADPRĄDOWY 1P D10 10KA 1M | 57.3 | 1 | NR | 56.3 | 1 | NR | 1.776% | OFFICIAL | 2DN13G17F3060OM100 | 30 | 2DN | ENERGY | 13G | DIN RAIL MODULAR DEV | 17F | MCB | 6 | 24 | NR | 229.206 | CCM | 154.333 | 138.9 | G | 8011564058644 | 8011564378704 | 8011564378711 | 85362010
GW92707 | MCB 1P D16 10KA 1M | WYŁĄCZNIK NADPRĄDOWY 1P D16 10KA 1M | 57.3 | 1 | NR | 56.3 | 1 | NR | 1.776% | OFFICIAL | 2DN13G17F3060OM100 | 30 | 2DN | ENERGY | 13G | DIN RAIL MODULAR DEV | 17F | MCB | 6 | 24 | NR | 229.206 | CCM | 156.583 | 140.925 | G | 8011564058651 | 8011564378728 | 8011564378735 | 85362010
GW92708 | MCB 1P D20 10KA 1M | WYŁĄCZNIK NADPRĄDOWY 1P D20 10KA 1M | 57.3 | 1 | NR | 56.3 | 1 | NR | 1.776% | OFFICIAL | 2DN13G17F3060OM100 | 30 | 2DN | ENERGY | 13G | DIN RAIL MODULAR DEV | 17F | MCB | 6 | 24 | NR | 229.206 | CCM | 160.125 | 144.113 | G | 8011564058668 | 8011564378742 | 8011564378759 | 85362010
GW92709 | MCB 1P D25 10KA 1M | WYŁĄCZNIK NADPRĄDOWY 1P D25 10KA 1M | 57.3 | 1 | NR | 56.3 | 1 | NR | 1.776% | OFFICIAL | 2DN13G17F3060OM100 | 30 | 2DN | ENERGY | 13G | DIN RAIL MODULAR DEV | 17F | MCB | 6 | 24 | NR | 229.206 | CCM | 161.375 | 145.238 | G | 8011564058675 | 8011564378766 | 8011564378773 | 85362010
GW92710 | MCB 1P D32 10KA 1M | WYŁĄCZNIK NADPRĄDOWY 1P D32 10KA 1M | 57.3 | 1 | NR | 56.3 | 1 | NR | 1.776% | OFFICIAL | 2DN13G17F3060OM100 | 30 | 2DN | ENERGY | 13G | DIN RAIL MODULAR DEV | 17F | MCB | 6 | 24 | NR | 229.206 | CCM | 164.292 | 147.863 | G | 8011564058682 | 8011564378780 | 8011564378797 | 85362010
GW92714 | MCB 1P D13 10KA 1M | WYŁĄCZNIK NADPRĄDOWY 1P D13 10KA 1M | 57.3 | 1 | NR | 56.3 | 1 | NR | 1.776% | OFFICIAL | 2DN13G17F3060OM100 | 30 | 2DN | ENERGY | 13G | DIN RAIL MODULAR DEV | 17F | MCB | 6 | 24 | NR | 229.206 | CCM | 164.404 | 155.373 | G | 8011564225503 | 8011564580107 | 8011564580114 | 85362010
GW92025 | MCB 1P+N C6 6KA 2M | WYŁĄCZNIK NADPRĄDOWY 1P+N C6 6KA 2M | 17.2 | 1 | NR | 16.9 | 1 | NR | 1.775% | OFFICIAL | 2DN13G17F3040NO100 | 30 | 2DN | ENERGY | 13G | DIN RAIL MODULAR DEV | 17F | MCB | 3 | 12 | NR | 458.413 | CCM | 303.583 | 273.225 | G | 8011564057159 | 8011564376106 | 8011564376113 | 85362010
GW92031 | MCB 1P+N C40 6KA 2M | WYŁĄCZNIK NADPRĄDOWY 1P+N C40 6KA 2M | 17.2 | 1 | NR | 16.9 | 1 | NR | 1.775% | OFFICIAL | 2DN13G17F3040NO100 | 30 | 2DN | ENERGY | 13G | DIN RAIL MODULAR DEV | 17F | MCB | 3 | 12 | NR | 458.413 | CCM | 311.667 | 280.5 | G | 8011564057210 | 8011564376229 | 8011564376236 | 85362010
GW92021 | MCB 1P+N C1 6KA 2M | WYŁĄCZNIK NADPRĄDOWY 1P+N C1 6KA 2M | 115 | 1 | NR | 113 | 1 | NR | 1.77% | OFFICIAL | 2DN13G17F3040NO100 | 30 | 2DN | ENERGY | 13G | DIN RAIL MODULAR DEV | 17F | MCB | 3 | 12 | NR | 458.413 | CCM | 308.917 | 278.025 | G | 8011564057111 | 8011564376021 | 8011564376038 | 85362010
GW92022 | MCB 1P+N C2 6KA 2M | WYŁĄCZNIK NADPRĄDOWY 1P+N C2 6KA 2M | 115 | 1 | NR | 113 | 1 | NR | 1.77% | OFFICIAL | 2DN13G17F3040NO100 | 30 | 2DN | ENERGY | 13G | DIN RAIL MODULAR DEV | 17F | MCB | 3 | 12 | NR | 458.413 | CCM | 303.917 | 273.525 | G | 8011564057128 | 8011564376045 | 8011564376052 | 85362010
GW92023 | MCB 1P+N C3 6KA 2M | WYŁĄCZNIK NADPRĄDOWY 1P+N C3 6KA 2M | 115 | 1 | NR | 113 | 1 | NR | 1.77% | OFFICIAL | 2DN13G17F3040NO100 | 30 | 2DN | ENERGY | 13G | DIN RAIL MODULAR DEV | 17F | MCB | 3 | 12 | NR | 458.413 | CCM | 306.583 | 275.925 | G | 8011564057135 | 8011564376069 | 8011564376076 | 85362010
GW92024 | MCB 1P+N C4 6KA 2M | WYŁĄCZNIK NADPRĄDOWY 1P+N C4 6KA 2M | 115 | 1 | NR | 113 | 1 | NR | 1.77% | OFFICIAL | 2DN13G17F3040NO100 | 30 | 2DN | ENERGY | 13G | DIN RAIL MODULAR DEV | 17F | MCB | 3 | 12 | NR | 458.413 | CCM | 305.583 | 275.025 | G | 8011564057142 | 8011564376083 | 8011564376090 | 85362010
GW92570 | MCB 3P B25 10KA 3M | WYŁĄCZNIK NADPRĄDOWY 3P B25 10KA 3M | 23 | 1 | NR | 22.6 | 1 | NR | 1.77% | OFFICIAL | 2DN13G17F3060PQ100 | 30 | 2DN | ENERGY | 13G | DIN RAIL MODULAR DEV | 17F | MCB | 2 | 8 | NR | 687.619 | CCM | 473.75 | 426.375 | G | 8011564222564 | 8011564575318 | 8011564575325 | 85362010
GW92053 | MCB 2P C63 6KA 2M | WYŁĄCZNIK NADPRĄDOWY 2P C63 6KA 2M | 34.8 | 1 | NR | 34.2 | 1 | NR | 1.754% | OFFICIAL | 2DN13G17F3040NO100 | 30 | 2DN | ENERGY | 13G | DIN RAIL MODULAR DEV | 17F | MCB | 3 | 12 | NR | 458.413 | CCM | 313.417 | 282.075 | G | 8011564057364 | 8011564376526 | 8011564376533 | 85362010
GW92070 | MCB 3P C32 6KA 3M | WYŁĄCZNIK NADPRĄDOWY 3P C32 6KA 3M | 29 | 1 | NR | 28.5 | 1 | NR | 1.754% | OFFICIAL | 2DN13G17F3040NO100 | 30 | 2DN | ENERGY | 13G | DIN RAIL MODULAR DEV | 17F | MCB | 2 | 8 | NR | 687.619 | CCM | 447.625 | 402.863 | G | 8011564057463 | 8011564376724 | 8011564376731 | 85362010
GW92268 | MCB 3P B20 6KA 3M | WYŁĄCZNIK NADPRĄDOWY 3P B20 6KA 3M | 17.4 | 1 | NR | 17.1 | 1 | NR | 1.754% | OFFICIAL | 2DN13G17F3040NY100 | 30 | 2DN | ENERGY | 13G | DIN RAIL MODULAR DEV | 17F | MCB | 2 | 8 | NR | 687.619 | CCM | 448.25 | 403.425 | G | 8011564057845 | 8011564377356 | 8011564377363 | 85362010
GW92014 | MCB 1P C13 6KA 1M | WYŁĄCZNIK NADPRĄDOWY 1P C13 6KA 1M | 8.75 | 1 | NR | 8.6 | 1 | NR | 1.744% | OFFICIAL | 2DN13G17F3040NO100 | 30 | 2DN | ENERGY | 13G | DIN RAIL MODULAR DEV | 17F | MCB | 6 | 24 | NR | 229.206 | CCM | 151.417 | 136.275 | G | 8011564225336 | 8011564579804 | 8011564579811 | 85362010
GW92032 | MCB 1P+N C50 6KA 2M | WYŁĄCZNIK NADPRĄDOWY 1P+N C50 6KA 2M | 35.1 | 1 | NR | 34.5 | 1 | NR | 1.739% | OFFICIAL | 2DN13G17F3040NO100 | 30 | 2DN | ENERGY | 13G | DIN RAIL MODULAR DEV | 17F | MCB | 3 | 12 | NR | 458.413 | CCM | 314 | 282.6 | G | 8011564057227 | 8011564376243 | 8011564376250 | 85362010
GW92033 | MCB 1P+N C63 6KA 2M | WYŁĄCZNIK NADPRĄDOWY 1P+N C63 6KA 2M | 35.1 | 1 | NR | 34.5 | 1 | NR | 1.739% | OFFICIAL | 2DN13G17F3040NO100 | 30 | 2DN | ENERGY | 13G | DIN RAIL MODULAR DEV | 17F | MCB | 3 | 12 | NR | 458.413 | CCM | 310.583 | 279.525 | G | 8011564057234 | 8011564376267 | 8011564376274 | 85362010
GW92145 | MCB 2P C6 4,5KA 2M | WYŁĄCZNIK NADPRĄDOWY 2P C6 4,5KA 2M | 66 | 1 | NR | 64.9 | 1 | NR | 1.695% | OFFICIAL | 2DN13G17F3020LO100 | 30 | 2DN | ENERGY | 13G | DIN RAIL MODULAR DEV | 17F | MCB | 3 | 12 | NR | 458.413 | CCM | 288.25 | 259.425 | G | 8011564224070 | 8011564577831 | 8011564577848 | 85362010
GW92146 | MCB 2P C10 4,5KA 2M | WYŁĄCZNIK NADPRĄDOWY 2P C10 4,5KA 2M | 66 | 1 | NR | 64.9 | 1 | NR | 1.695% | OFFICIAL | 2DN13G17F3020LO100 | 30 | 2DN | ENERGY | 13G | DIN RAIL MODULAR DEV | 17F | MCB | 3 | 12 | NR | 458.413 | CCM | 286.25 | 257.625 | G | 8011564224087 | 8011564577855 | 8011564577862 | 85362010
GW92147 | MCB 2P C13 4,5KA 2M | WYŁĄCZNIK NADPRĄDOWY 2P C13 4,5KA 2M | 66 | 1 | NR | 64.9 | 1 | NR | 1.695% | OFFICIAL | 2DN13G17F3020LO100 | 30 | 2DN | ENERGY | 13G | DIN RAIL MODULAR DEV | 17F | MCB | 3 | 12 | NR | 458.413 | CCM | 295.769 | 277.707 | G | 8011564224094 | 8011564577879 | 8011564577886 | 85362010
GW92148 | MCB 2P C16 4,5KA 2M | WYŁĄCZNIK NADPRĄDOWY 2P C16 4,5KA 2M | 66 | 1 | NR | 64.9 | 1 | NR | 1.695% | OFFICIAL | 2DN13G17F3020LO100 | 30 | 2DN | ENERGY | 13G | DIN RAIL MODULAR DEV | 17F | MCB | 3 | 12 | NR | 458.413 | CCM | 287.75 | 258.975 | G | 8011564224100 | 8011564577893 | 8011564577909 | 85362010
GW92149 | MCB 2P C20 4,5KA 2M | WYŁĄCZNIK NADPRĄDOWY 2P C20 4,5KA 2M | 66 | 1 | NR | 64.9 | 1 | NR | 1.695% | OFFICIAL | 2DN13G17F3020LO100 | 30 | 2DN | ENERGY | 13G | DIN RAIL MODULAR DEV | 17F | MCB | 3 | 12 | NR | 458.413 | CCM | 290.917 | 261.825 | G | 8011564224117 | 8011564577916 | 8011564577923 | 85362010
GW92150 | MCB 2P C25 4,5KA 2M | WYŁĄCZNIK NADPRĄDOWY 2P C25 4,5KA 2M | 66 | 1 | NR | 64.9 | 1 | NR | 1.695% | OFFICIAL | 2DN13G17F3020LO100 | 30 | 2DN | ENERGY | 13G | DIN RAIL MODULAR DEV | 17F | MCB | 3 | 12 | NR | 458.413 | CCM | 296.167 | 266.55 | G | 8011564224124 | 8011564577930 | 8011564577947 | 85362010
GW92151 | MCB 2P C32 4,5KA 2M | WYŁĄCZNIK NADPRĄDOWY 2P C32 4,5KA 2M | 66 | 1 | NR | 64.9 | 1 | NR | 1.695% | OFFICIAL | 2DN13G17F3020LO100 | 30 | 2DN | ENERGY | 13G | DIN RAIL MODULAR DEV | 17F | MCB | 3 | 12 | NR | 458.413 | CCM | 302.417 | 272.175 | G | 8011564224131 | 8011564577954 | 8011564577961 | 85362010
GW92345 | MCB 2P B6 4,5KA 2M | WYŁĄCZNIK NADPRĄDOWY 2P B6 4,5KA 2M | 66 | 1 | NR | 64.9 | 1 | NR | 1.695% | OFFICIAL | 2DN13G17F3020MO100 | 30 | 2DN | ENERGY | 13G | DIN RAIL MODULAR DEV | 17F | MCB | 3 | 12 | NR | 458.413 | CCM | 212.668 | 194.606 | G | 8011564226074 | 8011564580831 | 8011564580848 | 85362010
GW92346 | MCB 2P B10 4,5KA 2M | WYŁĄCZNIK NADPRĄDOWY 2P B10 4,5KA 2M | 66 | 1 | NR | 64.9 | 1 | NR | 1.695% | OFFICIAL | 2DN13G17F3020MO100 | 30 | 2DN | ENERGY | 13G | DIN RAIL MODULAR DEV | 17F | MCB | 3 | 12 | NR | 458.413 | CCM | 212.668 | 194.606 | G | 8011564226081 | 8011564580855 | 8011564580862 | 85362010
GW92347 | MCB 2P B13 4,5KA 2M | WYŁĄCZNIK NADPRĄDOWY 2P B13 4,5KA 2M | 66 | 1 | NR | 64.9 | 1 | NR | 1.695% | OFFICIAL | 2DN13G17F3020MO100 | 30 | 2DN | ENERGY | 13G | DIN RAIL MODULAR DEV | 17F | MCB | 3 | 12 | NR | 458.413 | CCM | 300.496 | 282.434 | G | 8011564226098 | 8011564580879 | 8011564580886 | 85362010
GW92348 | MCB 2P B16 4,5KA 2M | WYŁĄCZNIK NADPRĄDOWY 2P B16 4,5KA 2M | 66 | 1 | NR | 64.9 | 1 | NR | 1.695% | OFFICIAL | 2DN13G17F3020MO100 | 30 | 2DN | ENERGY | 13G | DIN RAIL MODULAR DEV | 17F | MCB | 3 | 12 | NR | 458.413 | CCM | 212.668 | 194.606 | G | 8011564226104 | 8011564580893 | 8011564580909 | 85362010
GW92349 | MCB 2P B20 4,5KA 2M | WYŁĄCZNIK NADPRĄDOWY 2P B20 4,5KA 2M | 66 | 1 | NR | 64.9 | 1 | NR | 1.695% | OFFICIAL | 2DN13G17F3020MO100 | 30 | 2DN | ENERGY | 13G | DIN RAIL MODULAR DEV | 17F | MCB | 3 | 12 | NR | 458.413 | CCM | 310.896 | 292.834 | G | 8011564226111 | 8011564580916 | 8011564580923 | 85362010
GW92350 | MCB 2P B25 4,5KA 2M | WYŁĄCZNIK NADPRĄDOWY 2P B25 4,5KA 2M | 66 | 1 | NR | 64.9 | 1 | NR | 1.695% | OFFICIAL | 2DN13G17F3020MO100 | 30 | 2DN | ENERGY | 13G | DIN RAIL MODULAR DEV | 17F | MCB | 3 | 12 | NR | 458.413 | CCM | 296.904 | 278.842 | G | 8011564226128 | 8011564580930 | 8011564580947 | 85362010
GW92351 | MCB 2P B32 4,5KA 2M | WYŁĄCZNIK NADPRĄDOWY 2P B32 4,5KA 2M | 66 | 1 | NR | 64.9 | 1 | NR | 1.695% | OFFICIAL | 2DN13G17F3020MO100 | 30 | 2DN | ENERGY | 13G | DIN RAIL MODULAR DEV | 17F | MCB | 3 | 12 | NR | 458.413 | CCM | 319.596 | 301.534 | G | 8011564226135 | 8011564580954 | 8011564580961 | 85362010
GW92213 | MCB 1P B63 6KA 1M | WYŁĄCZNIK NADPRĄDOWY 1P B63 6KA 1M | 18.1 | 1 | NR | 17.8 | 1 | NR | 1.685% | OFFICIAL | 2DN13G17F3040NY100 | 30 | 2DN | ENERGY | 13G | DIN RAIL MODULAR DEV | 17F | MCB | 6 | 24 | NR | 229.206 | CCM | 160.875 | 144.788 | G | 8011564057715 | 8011564377097 | 8011564377103 | 85362010
GW92512 | MCB 1P B40 10KA 1M | WYŁĄCZNIK NADPRĄDOWY 1P B40 10KA 1M | 9.05 | 1 | NR | 8.9 | 1 | NR | 1.685% | OFFICIAL | 2DN13G17F3060PQ100 | 30 | 2DN | ENERGY | 13G | DIN RAIL MODULAR DEV | 17F | MCB | 6 | 24 | NR | 229.206 | CCM | 161.958 | 149.194 | G | 8011564222380 | 8011564574953 | 8011564574960 | 85362010
GW92669 | MCB 3P C25 10KA 3M | WYŁĄCZNIK NADPRĄDOWY 3P C25 10KA 3M | 18.1 | 1 | NR | 17.8 | 1 | NR | 1.685% | OFFICIAL | 2DN13G17F3060OE100 | 30 | 2DN | ENERGY | 13G | DIN RAIL MODULAR DEV | 17F | MCB | 2 | 8 | NR | 687.619 | CCM | 472.5 | 425.25 | G | 8011564058491 | 8011564378490 | 8011564378506 | 85362010
GW92172 | MCB 3P C40 4,5KA 3M | WYŁĄCZNIK NADPRĄDOWY 3P C40 4,5KA 3M | 121 | 1 | NR | 119 | 1 | NR | 1.681% | OFFICIAL | 2DN13G17F3020LO100 | 30 | 2DN | ENERGY | 13G | DIN RAIL MODULAR DEV | 17F | MCB | 2 | 8 | NR | 687.619 | CCM | 458.375 | 412.538 | G | 8011564224223 | 8011564578135 | 8011564578142 | 85362010
GW92372 | MCB 3P B40 4,5KA 3M | WYŁĄCZNIK NADPRĄDOWY 3P B40 4,5KA 3M | 121 | 1 | NR | 119 | 1 | NR | 1.681% | OFFICIAL | 2DN13G17F3020MO100 | 30 | 2DN | ENERGY | 13G | DIN RAIL MODULAR DEV | 17F | MCB | 2 | 8 | NR | 687.619 | CCM | 459.625 | 413.663 | G | 8011564226227 | 8011564581135 | 8011564581142 | 85362010
GW92105 | MCB 1P C6 4,5KA 1M | WYŁĄCZNIK NADPRĄDOWY 1P C6 4,5KA 1M | 30.3 | 1 | NR | 29.8 | 1 | NR | 1.678% | OFFICIAL | 2DN13G17F3020LO100 | 30 | 2DN | ENERGY | 13G | DIN RAIL MODULAR DEV | 17F | MCB | 6 | 24 | NR | 229.206 | CCM | 143.75 | 129.375 | G | 8011564223912 | 8011564577510 | 8011564577527 | 85362010
GW92106 | MCB 1P C10 4,5KA 1M | WYŁĄCZNIK NADPRĄDOWY 1P C10 4,5KA 1M | 30.3 | 1 | NR | 29.8 | 1 | NR | 1.678% | OFFICIAL | 2DN13G17F3020LO100 | 30 | 2DN | ENERGY | 13G | DIN RAIL MODULAR DEV | 17F | MCB | 6 | 24 | NR | 229.206 | CCM | 143.708 | 129.338 | G | 8011564223929 | 8011564577534 | 8011564577541 | 85362010
GW92107 | MCB 1P C13 4,5KA 1M | WYŁĄCZNIK NADPRĄDOWY 1P C13 4,5KA 1M | 30.3 | 1 | NR | 29.8 | 1 | NR | 1.678% | OFFICIAL | 2DN13G17F3020LO100 | 30 | 2DN | ENERGY | 13G | DIN RAIL MODULAR DEV | 17F | MCB | 6 | 24 | NR | 229.206 | CCM | 150.833 | 135.75 | G | 8011564223936 | 8011564577558 | 8011564577565 | 85362010
GW92108 | MCB 1P C16 4,5KA 1M | WYŁĄCZNIK NADPRĄDOWY 1P C16 4,5KA 1M | 30.3 | 1 | NR | 29.8 | 1 | NR | 1.678% | OFFICIAL | 2DN13G17F3020LO100 | 30 | 2DN | ENERGY | 13G | DIN RAIL MODULAR DEV | 17F | MCB | 6 | 24 | NR | 229.206 | CCM | 145.958 | 131.363 | G | 8011564223943 | 8011564577572 | 8011564577589 | 85362010
GW92109 | MCB 1P C20 4,5KA 1M | WYŁĄCZNIK NADPRĄDOWY 1P C20 4,5KA 1M | 30.3 | 1 | NR | 29.8 | 1 | NR | 1.678% | OFFICIAL | 2DN13G17F3020LO100 | 30 | 2DN | ENERGY | 13G | DIN RAIL MODULAR DEV | 17F | MCB | 6 | 24 | NR | 229.206 | CCM | 147.208 | 132.488 | G | 8011564223950 | 8011564577596 | 8011564577602 | 85362010
GW92110 | MCB 1P C25 4,5KA 1M | WYŁĄCZNIK NADPRĄDOWY 1P C25 4,5KA 1M | 30.3 | 1 | NR | 29.8 | 1 | NR | 1.678% | OFFICIAL | 2DN13G17F3020LO100 | 30 | 2DN | ENERGY | 13G | DIN RAIL MODULAR DEV | 17F | MCB | 6 | 24 | NR | 229.206 | CCM | 148.583 | 133.725 | G | 8011564223967 | 8011564577619 | 8011564577626 | 85362010
GW92111 | MCB 1P C32 4,5KA 1M | WYŁĄCZNIK NADPRĄDOWY 1P C32 4,5KA 1M | 30.3 | 1 | NR | 29.8 | 1 | NR | 1.678% | OFFICIAL | 2DN13G17F3020LO100 | 30 | 2DN | ENERGY | 13G | DIN RAIL MODULAR DEV | 17F | MCB | 6 | 24 | NR | 229.206 | CCM | 151.208 | 136.088 | G | 8011564223974 | 8011564577633 | 8011564577640 | 85362010
GW92305 | MCB 1P B6 4,5KA 1M | WYŁĄCZNIK NADPRĄDOWY 1P B6 4,5KA 1M | 30.3 | 1 | NR | 29.8 | 1 | NR | 1.678% | OFFICIAL | 2DN13G17F3020MO100 | 30 | 2DN | ENERGY | 13G | DIN RAIL MODULAR DEV | 17F | MCB | 6 | 24 | NR | 229.206 | CCM | 145.042 | 130.538 | G | 8011564225916 | 8011564580510 | 8011564580527 | 85362010
GW92306 | MCB 1P B10 4,5KA 1M | WYŁĄCZNIK NADPRĄDOWY 1P B10 4,5KA 1M | 30.3 | 1 | NR | 29.8 | 1 | NR | 1.678% | OFFICIAL | 2DN13G17F3020MO100 | 30 | 2DN | ENERGY | 13G | DIN RAIL MODULAR DEV | 17F | MCB | 6 | 24 | NR | 229.206 | CCM | 145.292 | 130.763 | G | 8011564225923 | 8011564580534 | 8011564580541 | 85362010
GW92307 | MCB 1P B13 4,5KA 1M | WYŁĄCZNIK NADPRĄDOWY 1P B13 4,5KA 1M | 30.3 | 1 | NR | 29.8 | 1 | NR | 1.678% | OFFICIAL | 2DN13G17F3020MO100 | 30 | 2DN | ENERGY | 13G | DIN RAIL MODULAR DEV | 17F | MCB | 6 | 24 | NR | 229.206 | CCM | 150.958 | 135.863 | G | 8011564225930 | 8011564580558 | 8011564580565 | 85362010
GW92308 | MCB 1P B16 4,5KA 1M | WYŁĄCZNIK NADPRĄDOWY 1P B16 4,5KA 1M | 30.3 | 1 | NR | 29.8 | 1 | NR | 1.678% | OFFICIAL | 2DN13G17F3020MO100 | 30 | 2DN | ENERGY | 13G | DIN RAIL MODULAR DEV | 17F | MCB | 6 | 24 | NR | 229.206 | CCM | 150.958 | 130.44 | G | 8011564225947 | 8011564580572 | 8011564580589 | 85362010
GW92309 | MCB 1P B20 4,5KA 1M | WYŁĄCZNIK NADPRĄDOWY 1P B20 4,5KA 1M | 30.3 | 1 | NR | 29.8 | 1 | NR | 1.678% | OFFICIAL | 2DN13G17F3020MO100 | 30 | 2DN | ENERGY | 13G | DIN RAIL MODULAR DEV | 17F | MCB | 6 | 24 | NR | 229.206 | CCM | 146.167 | 131.55 | G | 8011564225954 | 8011564580596 | 8011564580602 | 85362010
GW92310 | MCB 1P B25 4,5KA 1M | WYŁĄCZNIK NADPRĄDOWY 1P B25 4,5KA 1M | 30.3 | 1 | NR | 29.8 | 1 | NR | 1.678% | OFFICIAL | 2DN13G17F3020MO100 | 30 | 2DN | ENERGY | 13G | DIN RAIL MODULAR DEV | 17F | MCB | 6 | 24 | NR | 229.206 | CCM | 148.542 | 133.688 | G | 8011564225961 | 8011564580619 | 8011564580626 | 85362010
GW92311 | MCB 1P B32 4,5KA 1M | WYŁĄCZNIK NADPRĄDOWY 1P B32 4,5KA 1M | 30.3 | 1 | NR | 29.8 | 1 | NR | 1.678% | OFFICIAL | 2DN13G17F3020MO100 | 30 | 2DN | ENERGY | 13G | DIN RAIL MODULAR DEV | 17F | MCB | 6 | 24 | NR | 229.206 | CCM | 161.01 | 151.98 | G | 8011564225978 | 8011564580633 | 8011564580640 | 85362010
GW92066 | MCB 3P C10 6KA 3M | WYŁĄCZNIK NADPRĄDOWY 3P C10 6KA 3M | 24.5 | 1 | NR | 24.1 | 1 | NR | 1.66% | OFFICIAL | 2DN13G17F3040NO100 | 30 | 2DN | ENERGY | 13G | DIN RAIL MODULAR DEV | 17F | MCB | 2 | 8 | NR | 687.619 | CCM | 427.125 | 384.413 | G | 8011564057425 | 8011564376649 | 8011564376656 | 85362010
GW92511 | MCB 1P B32 10KA 1M | WYŁĄCZNIK NADPRĄDOWY 1P B32 10KA 1M | 9.2 | 1 | NR | 9.05 | 1 | NR | 1.657% | OFFICIAL | 2DN13G17F3060PQ100 | 30 | 2DN | ENERGY | 13G | DIN RAIL MODULAR DEV | 17F | MCB | 6 | 24 | NR | 229.206 | CCM | 160.375 | 144.338 | G | 8011564222373 | 8011564574939 | 8011564574946 | 85362010
GW92670 | MCB 3P C32 10KA 3M | WYŁĄCZNIK NADPRĄDOWY 3P C32 10KA 3M | 18.4 | 1 | NR | 18.1 | 1 | NR | 1.657% | OFFICIAL | 2DN13G17F3060OE100 | 30 | 2DN | ENERGY | 13G | DIN RAIL MODULAR DEV | 17F | MCB | 2 | 8 | NR | 687.619 | CCM | 478.375 | 430.538 | G | 8011564058507 | 8011564378513 | 8011564378520 | 85362010
GW92001 | MCB 1P C1 6KA 1M | WYŁĄCZNIK NADPRĄDOWY 1P C1 6KA 1M | 12.4 | 1 | NR | 12.2 | 1 | NR | 1.639% | OFFICIAL | 2DN13G17F3040NO100 | 30 | 2DN | ENERGY | 13G | DIN RAIL MODULAR DEV | 17F | MCB | 6 | 24 | NR | 229.206 | CCM | 153.333 | 138 | G | 8011564056985 | 8011564375765 | 8011564375772 | 85362010
GW92605 | MCB 1P C6 10KA 1M | WYŁĄCZNIK NADPRĄDOWY 1P C6 10KA 1M | 12.4 | 1 | NR | 12.2 | 1 | NR | 1.639% | OFFICIAL | 2DN13G17F3060OE100 | 30 | 2DN | ENERGY | 13G | DIN RAIL MODULAR DEV | 17F | MCB | 6 | 24 | NR | 229.206 | CCM | 154.417 | 138.975 | G | 8011564058279 | 8011564378056 | 8011564378063 | 85362010
GW92805 | MCB 1P C6 25KA 1M | WYŁĄCZNIK NADPRĄDOWY 1P C6 25KA 1M | 18.6 | 1 | NR | 18.3 | 1 | NR | 1.639% | OFFICIAL | 2DN13G17F3070OU100 | 30 | 2DN | ENERGY | 13G | DIN RAIL MODULAR DEV | 17F | MCB | 6 | 24 | NR | 229.206 | CCM | 156.333 | 140.7 | G | 8011564058910 | 8011564379176 | 8011564379183 | 85362010
GW92806 | MCB 1P C10 25KA 1M | WYŁĄCZNIK NADPRĄDOWY 1P C10 25KA 1M | 18.6 | 1 | NR | 18.3 | 1 | NR | 1.639% | OFFICIAL | 2DN13G17F3070OU100 | 30 | 2DN | ENERGY | 13G | DIN RAIL MODULAR DEV | 17F | MCB | 6 | 24 | NR | 229.206 | CCM | 158.958 | 143.063 | G | 8011564058927 | 8011564379190 | 8011564379206 | 85362010
GW92807 | MCB 1P C16 25KA 1M | WYŁĄCZNIK NADPRĄDOWY 1P C16 25KA 1M | 18.6 | 1 | NR | 18.3 | 1 | NR | 1.639% | OFFICIAL | 2DN13G17F3070OU100 | 30 | 2DN | ENERGY | 13G | DIN RAIL MODULAR DEV | 17F | MCB | 6 | 24 | NR | 229.206 | CCM | 162.042 | 145.838 | G | 8011564058934 | 8011564379213 | 8011564379220 | 85362010
GW92808 | MCB 1P C20 25KA 1M | WYŁĄCZNIK NADPRĄDOWY 1P C20 25KA 1M | 18.6 | 1 | NR | 18.3 | 1 | NR | 1.639% | OFFICIAL | 2DN13G17F3070OU100 | 30 | 2DN | ENERGY | 13G | DIN RAIL MODULAR DEV | 17F | MCB | 6 | 24 | NR | 229.206 | CCM | 157.417 | 141.675 | G | 8011564058941 | 8011564379237 | 8011564379244 | 85362010
GW92809 | MCB 1P C25 25KA 1M | WYŁĄCZNIK NADPRĄDOWY 1P C25 25KA 1M | 18.6 | 1 | NR | 18.3 | 1 | NR | 1.639% | OFFICIAL | 2DN13G17F3070OU100 | 30 | 2DN | ENERGY | 13G | DIN RAIL MODULAR DEV | 17F | MCB | 6 | 24 | NR | 229.206 | CCM | 159.125 | 143.213 | G | 8011564058958 | 8011564379251 | 8011564379268 | 85362010
GW92810 | MCB 1P C32 25KA 1M | WYŁĄCZNIK NADPRĄDOWY 1P C32 25KA 1M | 18.6 | 1 | NR | 18.3 | 1 | NR | 1.639% | OFFICIAL | 2DN13G17F3070OU100 | 30 | 2DN | ENERGY | 13G | DIN RAIL MODULAR DEV | 17F | MCB | 6 | 24 | NR | 229.206 | CCM | 161.625 | 145.463 | G | 8011564058965 | 8011564379275 | 8011564379282 | 85362010
GW92745 | MCB 2P D6 10KA 2M | WYŁĄCZNIK NADPRĄDOWY 2P D6 10KA 2M | 125 | 1 | NR | 123 | 1 | NR | 1.626% | OFFICIAL | 2DN13G17F3060OM100 | 30 | 2DN | ENERGY | 13G | DIN RAIL MODULAR DEV | 17F | MCB | 3 | 12 | NR | 458.413 | CCM | 311.667 | 280.5 | G | 8011564058705 | 8011564378827 | 8011564378834 | 85362010
GW92746 | MCB 2P D10 10KA 2M | WYŁĄCZNIK NADPRĄDOWY 2P D10 10KA 2M | 125 | 1 | NR | 123 | 1 | NR | 1.626% | OFFICIAL | 2DN13G17F3060OM100 | 30 | 2DN | ENERGY | 13G | DIN RAIL MODULAR DEV | 17F | MCB | 3 | 12 | NR | 458.413 | CCM | 306.75 | 276.075 | G | 8011564058712 | 8011564378841 | 8011564378858 | 85362010
GW92747 | MCB 2P D16 10KA 2M | WYŁĄCZNIK NADPRĄDOWY 2P D16 10KA 2M | 125 | 1 | NR | 123 | 1 | NR | 1.626% | OFFICIAL | 2DN13G17F3060OM100 | 30 | 2DN | ENERGY | 13G | DIN RAIL MODULAR DEV | 17F | MCB | 3 | 12 | NR | 458.413 | CCM | 313.333 | 282 | G | 8011564058729 | 8011564378865 | 8011564378872 | 85362010
GW92748 | MCB 2P D20 10KA 2M | WYŁĄCZNIK NADPRĄDOWY 2P D20 10KA 2M | 125 | 1 | NR | 123 | 1 | NR | 1.626% | OFFICIAL | 2DN13G17F3060OM100 | 30 | 2DN | ENERGY | 13G | DIN RAIL MODULAR DEV | 17F | MCB | 3 | 12 | NR | 458.413 | CCM | 316.583 | 284.925 | G | 8011564058736 | 8011564378889 | 8011564378896 | 85362010
GW92749 | MCB 2P D25 10KA 2M | WYŁĄCZNIK NADPRĄDOWY 2P D25 10KA 2M | 125 | 1 | NR | 123 | 1 | NR | 1.626% | OFFICIAL | 2DN13G17F3060OM100 | 30 | 2DN | ENERGY | 13G | DIN RAIL MODULAR DEV | 17F | MCB | 3 | 12 | NR | 458.413 | CCM | 319.833 | 287.85 | G | 8011564058743 | 8011564378902 | 8011564378919 | 85362010
GW92750 | MCB 2P D32 10KA 2M | WYŁĄCZNIK NADPRĄDOWY 2P D32 10KA 2M | 125 | 1 | NR | 123 | 1 | NR | 1.626% | OFFICIAL | 2DN13G17F3060OM100 | 30 | 2DN | ENERGY | 13G | DIN RAIL MODULAR DEV | 17F | MCB | 3 | 12 | NR | 458.413 | CCM | 324.583 | 292.125 | G | 8011564058750 | 8011564378926 | 8011564378933 | 85362010
GW92754 | MCB 2P D13 10KA 2M | WYŁĄCZNIK NADPRĄDOWY 2P D13 10KA 2M | 125 | 1 | NR | 123 | 1 | NR | 1.626% | OFFICIAL | 2DN13G17F3060OM100 | 30 | 2DN | ENERGY | 13G | DIN RAIL MODULAR DEV | 17F | MCB | 3 | 12 | NR | 458.413 | CCM | 326.9 | 308.838 | G | 8011564225510 | 8011564580121 | 8011564580138 | 85362010
GW92266 | MCB 3P B10 6KA 3M | WYŁĄCZNIK NADPRĄDOWY 3P B10 6KA 3M | 25.1 | 1 | NR | 24.7 | 1 | NR | 1.619% | OFFICIAL | 2DN13G17F3040NY100 | 30 | 2DN | ENERGY | 13G | DIN RAIL MODULAR DEV | 17F | MCB | 2 | 8 | NR | 687.619 | CCM | 431.125 | 388.013 | G | 8011564057821 | 8011564377318 | 8011564377325 | 85362010
GW92012 | MCB 1P C50 6KA 1M | WYŁĄCZNIK NADPRĄDOWY 1P C50 6KA 1M | 12.6 | 1 | NR | 12.4 | 1 | NR | 1.613% | OFFICIAL | 2DN13G17F3040NO100 | 30 | 2DN | ENERGY | 13G | DIN RAIL MODULAR DEV | 17F | MCB | 6 | 24 | NR | 229.206 | CCM | 156.375 | 140.738 | G | 8011564057098 | 8011564375987 | 8011564375994 | 85362010
GW92046 | MCB 2P C10 6KA 2M | WYŁĄCZNIK NADPRĄDOWY 2P C10 6KA 2M | 19.1 | 1 | NR | 18.8 | 1 | NR | 1.596% | OFFICIAL | 2DN13G17F3040NO100 | 30 | 2DN | ENERGY | 13G | DIN RAIL MODULAR DEV | 17F | MCB | 3 | 12 | NR | 458.413 | CCM | 285.083 | 256.575 | G | 8011564057296 | 8011564376380 | 8011564376397 | 85362010
GW92210 | MCB 1P B32 6KA 1M | WYŁĄCZNIK NADPRĄDOWY 1P B32 6KA 1M | 6.4 | 1 | NR | 6.3 | 1 | NR | 1.587% | OFFICIAL | 2DN13G17F3040NY100 | 30 | 2DN | ENERGY | 13G | DIN RAIL MODULAR DEV | 17F | MCB | 6 | 24 | NR | 229.206 | CCM | 150.333 | 135.3 | G | 8011564057685 | 8011564377035 | 8011564377042 | 85362010
GW92405 | MCB 1P D6 6KA 1M | WYŁĄCZNIK NADPRĄDOWY 1P D6 6KA 1M | 12.9 | 1 | NR | 12.7 | 1 | NR | 1.575% | OFFICIAL | 2DN13G17F3040O6100 | 30 | 2DN | ENERGY | 13G | DIN RAIL MODULAR DEV | 17F | MCB | 6 | 24 | NR | 229.206 | CCM | 155.792 | 140.213 | G | 8011564057999 | 8011564377561 | 8011564377578 | 85362010
GW92406 | MCB 1P D10 6KA 1M | WYŁĄCZNIK NADPRĄDOWY 1P D10 6KA 1M | 12.9 | 1 | NR | 12.7 | 1 | NR | 1.575% | OFFICIAL | 2DN13G17F3040O6100 | 30 | 2DN | ENERGY | 13G | DIN RAIL MODULAR DEV | 17F | MCB | 6 | 24 | NR | 229.206 | CCM | 150.292 | 135.263 | G | 8011564058002 | 8011564377585 | 8011564377592 | 85362010
GW92407 | MCB 1P D16 6KA 1M | WYŁĄCZNIK NADPRĄDOWY 1P D16 6KA 1M | 12.9 | 1 | NR | 12.7 | 1 | NR | 1.575% | OFFICIAL | 2DN13G17F3040O6100 | 30 | 2DN | ENERGY | 13G | DIN RAIL MODULAR DEV | 17F | MCB | 6 | 24 | NR | 229.206 | CCM | 146.917 | 132.225 | G | 8011564058019 | 8011564377608 | 8011564377615 | 85362010
GW92408 | MCB 1P D20 6KA 1M | WYŁĄCZNIK NADPRĄDOWY 1P D20 6KA 1M | 12.9 | 1 | NR | 12.7 | 1 | NR | 1.575% | OFFICIAL | 2DN13G17F3040O6100 | 30 | 2DN | ENERGY | 13G | DIN RAIL MODULAR DEV | 17F | MCB | 6 | 24 | NR | 229.206 | CCM | 154.917 | 139.425 | G | 8011564058026 | 8011564377622 | 8011564377639 | 85362010
GW92409 | MCB 1P D25 6KA 1M | WYŁĄCZNIK NADPRĄDOWY 1P D25 6KA 1M | 12.9 | 1 | NR | 12.7 | 1 | NR | 1.575% | OFFICIAL | 2DN13G17F3040O6100 | 30 | 2DN | ENERGY | 13G | DIN RAIL MODULAR DEV | 17F | MCB | 6 | 24 | NR | 229.206 | CCM | 152.083 | 136.875 | G | 8011564058033 | 8011564377646 | 8011564377653 | 85362010
GW92410 | MCB 1P D32 6KA 1M | WYŁĄCZNIK NADPRĄDOWY 1P D32 6KA 1M | 12.9 | 1 | NR | 12.7 | 1 | NR | 1.575% | OFFICIAL | 2DN13G17F3040O6100 | 30 | 2DN | ENERGY | 13G | DIN RAIL MODULAR DEV | 17F | MCB | 6 | 24 | NR | 229.206 | CCM | 152.25 | 137.025 | G | 8011564058040 | 8011564377660 | 8011564377677 | 85362010
GW92414 | MCB 1P D13 6KA 1M | WYŁĄCZNIK NADPRĄDOWY 1P D13 6KA 1M | 12.9 | 1 | NR | 12.7 | 1 | NR | 1.575% | OFFICIAL | 2DN13G17F3040O6100 | 30 | 2DN | ENERGY | 13G | DIN RAIL MODULAR DEV | 17F | MCB | 6 | 24 | NR | 229.206 | CCM | 149.667 | 134.7 | G | 8011564225428 | 8011564579965 | 8011564579972 | 85362010
GW92606 | MCB 1P C10 10KA 1M | WYŁĄCZNIK NADPRĄDOWY 1P C10 10KA 1M | 12.9 | 1 | NR | 12.7 | 1 | NR | 1.575% | OFFICIAL | 2DN13G17F3060OE100 | 30 | 2DN | ENERGY | 13G | DIN RAIL MODULAR DEV | 17F | MCB | 6 | 24 | NR | 229.206 | CCM | 157.792 | 142.013 | G | 8011564058286 | 8011564378070 | 8011564378087 | 85362010
GW92614 | MCB 1P C13 10KA 1M | WYŁĄCZNIK NADPRĄDOWY 1P C13 10KA 1M | 12.9 | 1 | NR | 12.7 | 1 | NR | 1.575% | OFFICIAL | 2DN13G17F3060OE100 | 30 | 2DN | ENERGY | 13G | DIN RAIL MODULAR DEV | 17F | MCB | 6 | 24 | NR | 229.206 | CCM | 160.054 | 151.023 | G | 8011564225466 | 8011564580039 | 8011564580046 | 85362010
GW92513 | MCB 1P B50 10KA 1M | WYŁĄCZNIK NADPRĄDOWY 1P B50 10KA 1M | 9.8 | 1 | NR | 9.65 | 1 | NR | 1.554% | OFFICIAL | 2DN13G17F3060PQ100 | 30 | 2DN | ENERGY | 13G | DIN RAIL MODULAR DEV | 17F | MCB | 6 | 24 | NR | 229.206 | CCM | 164.75 | 148.275 | G | 8011564222397 | 8011564574977 | 8011564574984 | 85362010
GW92047 | MCB 2P C16 6KA 2M | WYŁĄCZNIK NADPRĄDOWY 2P C16 6KA 2M | 19.8 | 1 | NR | 19.5 | 1 | NR | 1.538% | OFFICIAL | 2DN13G17F3040NO100 | 30 | 2DN | ENERGY | 13G | DIN RAIL MODULAR DEV | 17F | MCB | 3 | 12 | NR | 458.413 | CCM | 288.25 | 259.425 | G | 8011564057302 | 8011564376403 | 8011564376410 | 85362010
GW92013 | MCB 1P C63 6KA 1M | WYŁĄCZNIK NADPRĄDOWY 1P C63 6KA 1M | 13.6 | 1 | NR | 13.4 | 1 | NR | 1.493% | OFFICIAL | 2DN13G17F3040NO100 | 30 | 2DN | ENERGY | 13G | DIN RAIL MODULAR DEV | 17F | MCB | 6 | 24 | NR | 229.206 | CCM | 156.875 | 141.188 | G | 8011564057104 | 8011564376007 | 8011564376014 | 85362010
GW92609 | MCB 1P C25 10KA 1M | WYŁĄCZNIK NADPRĄDOWY 1P C25 10KA 1M | 13.6 | 1 | NR | 13.4 | 1 | NR | 1.493% | OFFICIAL | 2DN13G17F3060OE100 | 30 | 2DN | ENERGY | 13G | DIN RAIL MODULAR DEV | 17F | MCB | 6 | 24 | NR | 229.206 | CCM | 158.333 | 142.5 | G | 8011564058316 | 8011564378131 | 8011564378148 | 85362010
GW92610 | MCB 1P C32 10KA 1M | WYŁĄCZNIK NADPRĄDOWY 1P C32 10KA 1M | 13.6 | 1 | NR | 13.4 | 1 | NR | 1.493% | OFFICIAL | 2DN13G17F3060OE100 | 30 | 2DN | ENERGY | 13G | DIN RAIL MODULAR DEV | 17F | MCB | 6 | 24 | NR | 229.206 | CCM | 160.333 | 144.3 | G | 8011564058323 | 8011564378155 | 8011564378162 | 85362010
GW92214 | MCB 1P B13 6KA 1M | WYŁĄCZNIK NADPRĄDOWY 1P B13 6KA 1M | 6.85 | 1 | NR | 6.75 | 1 | NR | 1.481% | OFFICIAL | 2DN13G17F3040NY100 | 30 | 2DN | ENERGY | 13G | DIN RAIL MODULAR DEV | 17F | MCB | 6 | 24 | NR | 229.206 | CCM | 150.792 | 135.713 | G | 8011564225381 | 8011564579897 | 8011564579903 | 85362010
GW92028 | MCB 1P+N C20 6KA 2M | WYŁĄCZNIK NADPRĄDOWY 1P+N C20 6KA 2M | 13.8 | 1 | NR | 13.6 | 1 | NR | 1.471% | OFFICIAL | 2DN13G17F3040NO100 | 30 | 2DN | ENERGY | 13G | DIN RAIL MODULAR DEV | 17F | MCB | 3 | 12 | NR | 458.413 | CCM | 299.083 | 269.175 | G | 8011564057180 | 8011564376168 | 8011564376175 | 85362010
GW92010 | MCB 1P C32 6KA 1M | WYŁĄCZNIK NADPRĄDOWY 1P C32 6KA 1M | 7.1 | 1 | NR | 7 | 1 | NR | 1.429% | OFFICIAL | 2DN13G17F3040NO100 | 30 | 2DN | ENERGY | 13G | DIN RAIL MODULAR DEV | 17F | MCB | 6 | 24 | NR | 229.206 | CCM | 150.083 | 135.075 | G | 8011564057074 | 8011564375949 | 8011564375956 | 85362010
GW92030 | MCB 1P+N C32 6KA 2M | WYŁĄCZNIK NADPRĄDOWY 1P+N C32 6KA 2M | 15.8 | 1 | NR | 15.6 | 1 | NR | 1.282% | OFFICIAL | 2DN13G17F3040NO100 | 30 | 2DN | ENERGY | 13G | DIN RAIL MODULAR DEV | 17F | MCB | 3 | 12 | NR | 458.413 | CCM | 305.917 | 275.325 | G | 8011564057203 | 8011564376205 | 8011564376212 | 85362010
GW92510 | MCB 1P B25 10KA 1M | WYŁĄCZNIK NADPRĄDOWY 1P B25 10KA 1M | 7.9 | 1 | NR | 7.8 | 1 | NR | 1.282% | OFFICIAL | 2DN13G17F3060PQ100 | 30 | 2DN | ENERGY | 13G | DIN RAIL MODULAR DEV | 17F | MCB | 6 | 24 | NR | 229.206 | CCM | 157.917 | 142.125 | G | 8011564222366 | 8011564574915 | 8011564574922 | 85362010
GW92207 | MCB 1P B16 6KA 1M | WYŁĄCZNIK NADPRĄDOWY 1P B16 6KA 1M | 4 | 1 | NR | 3.95 | 1 | NR | 1.266% | OFFICIAL | 2DN13G17F3040NY100 | 30 | 2DN | ENERGY | 13G | DIN RAIL MODULAR DEV | 17F | MCB | 6 | 24 | NR | 229.206 | CCM | 144.583 | 130.125 | G | 8011564057654 | 8011564376977 | 8011564376984 | 85362010
GW92003 | MCB 1P C3 6KA 1M | WYŁĄCZNIK NADPRĄDOWY 1P C3 6KA 1M | 16.4 | 1 | NR | 16.2 | 1 | NR | 1.235% | OFFICIAL | 2DN13G17F3040NO100 | 30 | 2DN | ENERGY | 13G | DIN RAIL MODULAR DEV | 17F | MCB | 6 | 24 | NR | 229.206 | CCM | 150.417 | 135.375 | G | 8011564057005 | 8011564375802 | 8011564375819 | 85362010
GW92411 | MCB 1P D40 6KA 1M | WYŁĄCZNIK NADPRĄDOWY 1P D40 6KA 1M | 16.4 | 1 | NR | 16.2 | 1 | NR | 1.235% | OFFICIAL | 2DN13G17F3040O6100 | 30 | 2DN | ENERGY | 13G | DIN RAIL MODULAR DEV | 17F | MCB | 6 | 24 | NR | 229.206 | CCM | 155.958 | 140.363 | G | 8011564058057 | 8011564377684 | 8011564377691 | 85362010
GW92891 | MCB 4P C40 25KA 4M | WYŁĄCZNIK NADPRĄDOWY 4P C40 25KA 4M | 104 | 1 | NR | 103 | 1 | NR | 0.9709% | OFFICIAL | 2DN13G17F3070OU100 | 30 | 2DN | ENERGY | 13G | DIN RAIL MODULAR DEV | 17F | MCB | 1 | 3 | NR | 1265.378 | CCM | 663 | 596.7 | G | 8011564059245 | 8011564059245 | 8011564379770 | 85362010
GW92892 | MCB 4P C50 25KA 4M | WYŁĄCZNIK NADPRĄDOWY 4P C50 25KA 4M | 104 | 1 | NR | 103 | 1 | NR | 0.9709% | OFFICIAL | 2DN13G17F3070OU100 | 30 | 2DN | ENERGY | 13G | DIN RAIL MODULAR DEV | 17F | MCB | 1 | 3 | NR | 1265.378 | CCM | 674 | 606.6 | G | 8011564059252 | 8011564059252 | 8011564952584 | 85362010
GW92893 | MCB 4P C63 25KA 4M | WYŁĄCZNIK NADPRĄDOWY 4P C63 25KA 4M | 104 | 1 | NR | 103 | 1 | NR | 0.9709% | OFFICIAL | 2DN13G17F3070OU100 | 30 | 2DN | ENERGY | 13G | DIN RAIL MODULAR DEV | 17F | MCB | 1 | 3 | NR | 1265.378 | CCM | 679.5 | 611.55 | G | 8011564059269 | 8011564059269 | 8011564952591 | 85362010
GW92673 | MCB 3P C63 10KA 3M | WYŁĄCZNIK NADPRĄDOWY 3P C63 10KA 3M | 31.2 | 1 | NR | 33.4 | 1 | NR | -6.587% | OFFICIAL | 2DN13G17F3060OE100 | 30 | 2DN | ENERGY | 13G | DIN RAIL MODULAR DEV | 17F | MCB | 2 | 8 | NR | 687.619 | CCM | 498.125 | 448.313 | G | 8011564058538 | 8011564378575 | 8011564378582 | 85362010
GW92553 | MCB 2P B50 10KA 2M | WYŁĄCZNIK NADPRĄDOWY 2P B50 10KA 2M | 62.6 | 1 | NR | 159 | 1 | NR | -60.63% | OFFICIAL | 2DN13G17F3060PQ100 | 30 | 2DN | ENERGY | 13G | DIN RAIL MODULAR DEV | 17F | MCB | 3 | 12 | NR | 458.413 | CCM | 326.417 | 293.775 | G | 8011564222496 | 8011564575172 | 8011564575189 | 85362010
GW92554 | MCB 2P B63 10KA 2M | WYŁĄCZNIK NADPRĄDOWY 2P B63 10KA 2M | 62.6 | 1 | NR | 159 | 1 | NR | -60.63% | OFFICIAL | 2DN13G17F3060PQ100 | 30 | 2DN | ENERGY | 13G | DIN RAIL MODULAR DEV | 17F | MCB | 3 | 12 | NR | 458.413 | CCM | 328.833 | 295.95 | G | 8011564222502 | 8011564575196 | 8011564575202 | 85362010
GW92652 | MCB 2P C50 10KA 2M | WYŁĄCZNIK NADPRĄDOWY 2P C50 10KA 2M | 62.6 | 1 | NR | 159 | 1 | NR | -60.63% | OFFICIAL | 2DN13G17F3060OE100 | 30 | 2DN | ENERGY | 13G | DIN RAIL MODULAR DEV | 17F | MCB | 3 | 12 | NR | 458.413 | CCM | 322.667 | 290.4 | G | 8011564058439 | 8011564378377 | 8011564378384 | 85362010
GW92653 | MCB 2P C63 10KA 2M | WYŁĄCZNIK NADPRĄDOWY 2P C63 10KA 2M | 62.6 | 1 | NR | 159 | 1 | NR | -60.63% | OFFICIAL | 2DN13G17F3060OE100 | 30 | 2DN | ENERGY | 13G | DIN RAIL MODULAR DEV | 17F | MCB | 3 | 12 | NR | 458.413 | CCM | 331.5 | 298.35 | G | 8011564058446 | 8011564378391 | 8011564378407 | 85362010
GW92545 | MCB 2P B6 10KA 2M | WYŁĄCZNIK NADPRĄDOWY 2P B6 10KA 2M | 43.5 | 1 | NR | 123 | 1 | NR | -64.63% | OFFICIAL | 2DN13G17F3060PQ100 | 30 | 2DN | ENERGY | 13G | DIN RAIL MODULAR DEV | 17F | MCB | 3 | 12 | NR | 458.413 | CCM | 316.25 | 298.188 | G | 8011564222410 | 8011564575011 | 8011564575028 | 85362010
GW92546 | MCB 2P B10 10KA 2M | WYŁĄCZNIK NADPRĄDOWY 2P B10 10KA 2M | 43.5 | 1 | NR | 123 | 1 | NR | -64.63% | OFFICIAL | 2DN13G17F3060PQ100 | 30 | 2DN | ENERGY | 13G | DIN RAIL MODULAR DEV | 17F | MCB | 3 | 12 | NR | 458.413 | CCM | 314.167 | 282.75 | G | 8011564222427 | 8011564575035 | 8011564575042 | 85362010
GW92547 | MCB 2P B13 10KA 2M | WYŁĄCZNIK NADPRĄDOWY 2P B13 10KA 2M | 43.5 | 1 | NR | 123 | 1 | NR | -64.63% | OFFICIAL | 2DN13G17F3060PQ100 | 30 | 2DN | ENERGY | 13G | DIN RAIL MODULAR DEV | 17F | MCB | 3 | 12 | NR | 458.413 | CCM | 316.75 | 285.075 | G | 8011564222434 | 8011564575059 | 8011564575066 | 85362010
GW92548 | MCB 2P B16 10KA 2M | WYŁĄCZNIK NADPRĄDOWY 2P B16 10KA 2M | 43.5 | 1 | NR | 123 | 1 | NR | -64.63% | OFFICIAL | 2DN13G17F3060PQ100 | 30 | 2DN | ENERGY | 13G | DIN RAIL MODULAR DEV | 17F | MCB | 3 | 12 | NR | 458.413 | CCM | 317.083 | 285.375 | G | 8011564222441 | 8011564575073 | 8011564575080 | 85362010
GW92549 | MCB 2P B20 10KA 2M | WYŁĄCZNIK NADPRĄDOWY 2P B20 10KA 2M | 43.5 | 1 | NR | 123 | 1 | NR | -64.63% | OFFICIAL | 2DN13G17F3060PQ100 | 30 | 2DN | ENERGY | 13G | DIN RAIL MODULAR DEV | 17F | MCB | 3 | 12 | NR | 458.413 | CCM | 310.083 | 279.075 | G | 8011564222458 | 8011564575097 | 8011564575103 | 85362010
GW92550 | MCB 2P B25 10KA 2M | WYŁĄCZNIK NADPRĄDOWY 2P B25 10KA 2M | 43.5 | 1 | NR | 123 | 1 | NR | -64.63% | OFFICIAL | 2DN13G17F3060PQ100 | 30 | 2DN | ENERGY | 13G | DIN RAIL MODULAR DEV | 17F | MCB | 3 | 12 | NR | 458.413 | CCM | 313.667 | 282.3 | G | 8011564222465 | 8011564575110 | 8011564575127 | 85362010
GW92551 | MCB 2P B32 10KA 2M | WYŁĄCZNIK NADPRĄDOWY 2P B32 10KA 2M | 43.5 | 1 | NR | 123 | 1 | NR | -64.63% | OFFICIAL | 2DN13G17F3060PQ100 | 30 | 2DN | ENERGY | 13G | DIN RAIL MODULAR DEV | 17F | MCB | 3 | 12 | NR | 458.413 | CCM | 317.25 | 285.525 | G | 8011564222472 | 8011564575134 | 8011564575141 | 85362010
GW92645 | MCB 2P C6 10KA 2M | WYŁĄCZNIK NADPRĄDOWY 2P C6 10KA 2M | 43.5 | 1 | NR | 123 | 1 | NR | -64.63% | OFFICIAL | 2DN13G17F3060OE100 | 30 | 2DN | ENERGY | 13G | DIN RAIL MODULAR DEV | 17F | MCB | 3 | 12 | NR | 458.413 | CCM | 317.083 | 285.375 | G | 8011564058361 | 8011564378230 | 8011564378247 | 85362010
GW92646 | MCB 2P C10 10KA 2M | WYŁĄCZNIK NADPRĄDOWY 2P C10 10KA 2M | 43.5 | 1 | NR | 123 | 1 | NR | -64.63% | OFFICIAL | 2DN13G17F3060OE100 | 30 | 2DN | ENERGY | 13G | DIN RAIL MODULAR DEV | 17F | MCB | 3 | 12 | NR | 458.413 | CCM | 311.333 | 280.2 | G | 8011564058378 | 8011564378254 | 8011564378261 | 85362010
GW92648 | MCB 2P C20 10KA 2M | WYŁĄCZNIK NADPRĄDOWY 2P C20 10KA 2M | 43.5 | 1 | NR | 123 | 1 | NR | -64.63% | OFFICIAL | 2DN13G17F3060OE100 | 30 | 2DN | ENERGY | 13G | DIN RAIL MODULAR DEV | 17F | MCB | 3 | 12 | NR | 458.413 | CCM | 307.167 | 276.45 | G | 8011564058392 | 8011564378292 | 8011564378308 | 85362010
GW92649 | MCB 2P C25 10KA 2M | WYŁĄCZNIK NADPRĄDOWY 2P C25 10KA 2M | 43.5 | 1 | NR | 123 | 1 | NR | -64.63% | OFFICIAL | 2DN13G17F3060OE100 | 30 | 2DN | ENERGY | 13G | DIN RAIL MODULAR DEV | 17F | MCB | 3 | 12 | NR | 458.413 | CCM | 315 | 283.5 | G | 8011564058408 | 8011564378315 | 8011564378322 | 85362010
GW92650 | MCB 2P C32 10KA 2M | WYŁĄCZNIK NADPRĄDOWY 2P C32 10KA 2M | 43.5 | 1 | NR | 123 | 1 | NR | -64.63% | OFFICIAL | 2DN13G17F3060OE100 | 30 | 2DN | ENERGY | 13G | DIN RAIL MODULAR DEV | 17F | MCB | 3 | 12 | NR | 458.413 | CCM | 317.5 | 285.75 | G | 8011564058415 | 8011564378339 | 8011564378346 | 85362010
GW92654 | MCB 2P C13 10KA 2M | WYŁĄCZNIK NADPRĄDOWY 2P C13 10KA 2M | 43.5 | 1 | NR | 123 | 1 | NR | -64.63% | OFFICIAL | 2DN13G17F3060OE100 | 30 | 2DN | ENERGY | 13G | DIN RAIL MODULAR DEV | 17F | MCB | 3 | 12 | NR | 458.413 | CCM | 318.2 | 300.138 | G | 8011564225473 | 8011564580053 | 8011564580060 | 85362010
GW92552 | MCB 2P B40 10KA 2M | WYŁĄCZNIK NADPRĄDOWY 2P B40 10KA 2M | 54.2 | 1 | NR | 159 | 1 | NR | -65.91% | OFFICIAL | 2DN13G17F3060PQ100 | 30 | 2DN | ENERGY | 13G | DIN RAIL MODULAR DEV | 17F | MCB | 3 | 12 | NR | 458.413 | CCM | 321.083 | 288.975 | G | 8011564222489 | 8011564575158 | 8011564575165 | 85362010
GW92651 | MCB 2P C40 10KA 2M | WYŁĄCZNIK NADPRĄDOWY 2P C40 10KA 2M | 54.2 | 1 | NR | 159 | 1 | NR | -65.91% | OFFICIAL | 2DN13G17F3060OE100 | 30 | 2DN | ENERGY | 13G | DIN RAIL MODULAR DEV | 17F | MCB | 3 | 12 | NR | 458.413 | CCM | 320.25 | 288.225 | G | 8011564058422 | 8011564378353 | 8011564378360 | 85362010
GW93201 | HIGH PERF. MCB 1P C20 25KA 1,5M | WYŁĄCZNIK NADPRĄDOWY HP 1P C20 25KA 1,5M | 204 | 1 | NR | 200 | 1 | NR | 2% | OFFICIAL | 2DN13G17H3090PI100 | 30 | 2DN | ENERGY | 13G | DIN RAIL MODULAR DEV | 17H | HIGH PERFORMANCE MCB | 1 | 12 | NR | 458.413 | CCM | 253 | 227.7 | G | 8011564115552 | 8011564115552 | 8011564488755 | 85362010
GW93202 | HIGH PERF. MCB 1P C25 25KA 1.5M | WYŁĄCZNIK NADPRĄDOWY HP 1P C25 25KA 1,5M | 204 | 1 | NR | 200 | 1 | NR | 2% | OFFICIAL | 2DN13G17H3090PI100 | 30 | 2DN | ENERGY | 13G | DIN RAIL MODULAR DEV | 17H | HIGH PERFORMANCE MCB | 1 | 12 | NR | 458.413 | CCM | 234.008 | 207.579 | G | 8011564115569 | 8011564115569 | 8011564488779 | 85362010
GW93203 | HIGH PERF. MCB 1P C32 25KA 1.5M | WYŁĄCZNIK NADPRĄDOWY HP 1P C32 25KA 1,5M | 204 | 1 | NR | 200 | 1 | NR | 2% | OFFICIAL | 2DN13G17H3090PI100 | 30 | 2DN | ENERGY | 13G | DIN RAIL MODULAR DEV | 17H | HIGH PERFORMANCE MCB | 1 | 12 | NR | 458.413 | CCM | 256.167 | 230.55 | G | 8011564115576 | 8011564115576 | 8011564488793 | 85362010
GW93349 | HIGH PERF. MCB 4P C125 16KA 6M | WYŁĄCZNIK NADPRĄDOWY HP 4P C125 16KA 6M | 1030 | 1 | NR | 1010 | 1 | NR | 1.98% | OFFICIAL | 2DN13G17H3080P2100 | 30 | 2DN | ENERGY | 13G | DIN RAIL MODULAR DEV | 17H | HIGH PERFORMANCE MCB | 1 | 4 | NR | 2398.56 | CCM | 1.154 | 1.039 | KG | 8011564196353 | 8011564196353 | 8011564552548 | 85362090
GW93307 | HIGH PERF. MCB 1P C80 16KA 1,5M | WYŁĄCZNIK NADPRĄDOWY HP 1P C80 16KA 1,5M | 207 | 1 | NR | 203 | 1 | NR | 1.97% | OFFICIAL | 2DN13G17H3080P2100 | 30 | 2DN | ENERGY | 13G | DIN RAIL MODULAR DEV | 17H | HIGH PERFORMANCE MCB | 1 | 12 | NR | 458.413 | CCM | 265.917 | 239.325 | G | 8011564196247 | 8011564196247 | 8011564552432 | 85362090
GW93357 | HIGH PERF. MCB 1P D80 16KA 1,5M | WYŁĄCZNIK NADPRĄDOWY HP 1P D80 16KA 1,5M | 207 | 1 | NR | 203 | 1 | NR | 1.97% | OFFICIAL | 2DN13G17H3080PA100 | 30 | 2DN | ENERGY | 13G | DIN RAIL MODULAR DEV | 17H | HIGH PERFORMANCE MCB | 1 | 12 | NR | 458.413 | CCM | 275.167 | 247.65 | G | 8011564196377 | 8011564196377 | 8011564552562 | 85362090
GW93309 | HIGH PERF. MCB 1P C125 16KA 1,5M | WYŁ. NADPRĄDOWY HP 1P C125 16KA 1,5M | 366 | 1 | NR | 359 | 1 | NR | 1.95% | OFFICIAL | 2DN13G17H3080P2100 | 30 | 2DN | ENERGY | 13G | DIN RAIL MODULAR DEV | 17H | HIGH PERFORMANCE MCB | 1 | 12 | NR | 458.413 | CCM | 283.333 | 255 | G | 8011564196261 | 8011564196261 | 8011564552456 | 85362090
GW93375 | HIGH PERF.MCB 2P D50 16KA 3M | WYŁĄCZNIK NADPRĄDOWY HP 2P D50 16KA 3M | 319 | 1 | NR | 313 | 1 | NR | 1.917% | OFFICIAL | 2DN13G17H3080PA100 | 30 | 2DN | ENERGY | 13G | DIN RAIL MODULAR DEV | 17H | HIGH PERFORMANCE MCB | 1 | 0 | NR | 1459.013 | CCM | 567.793 | 476.618 | G | 8011564756243 | 8011564756243 | 8011564945395 | 85362010
GW93385 | HIGH PERF.MCB 3P D50 16KA 4,5M | WYŁĄCZNIK NADPRĄDOWY HP 3P D50 16KA 4,5M | 426 | 1 | NR | 418 | 1 | NR | 1.914% | OFFICIAL | 2DN13G17H3080PA100 | 30 | 2DN | ENERGY | 13G | DIN RAIL MODULAR DEV | 17H | HIGH PERFORMANCE MCB | 1 | 4 | NR | 2040.714 | CCM | 339.363 | 228.533 | G | 8011564756250 | 8011564756250 | 8011564945418 | 85362010
GW93308 | HIGH PERF. MCB 1P C100 16KA 1,5M | WYŁ. NADPRĄDOWY HP 1P C100 16KA 1,5M | 220 | 1 | NR | 216 | 1 | NR | 1.852% | OFFICIAL | 2DN13G17H3080P2100 | 30 | 2DN | ENERGY | 13G | DIN RAIL MODULAR DEV | 17H | HIGH PERFORMANCE MCB | 1 | 12 | NR | 458.413 | CCM | 277 | 249.3 | G | 8011564196254 | 8011564196254 | 8011564552449 | 85362090
GW93358 | HIGH PERF. MCB 1P D100 16KA 1,5M | WYŁ. NADPRĄDOWY HP 1P D100 16KA 1,5M | 220 | 1 | NR | 216 | 1 | NR | 1.852% | OFFICIAL | 2DN13G17H3080PA100 | 30 | 2DN | ENERGY | 13G | DIN RAIL MODULAR DEV | 17H | HIGH PERFORMANCE MCB | 1 | 12 | NR | 458.413 | CCM | 277.167 | 249.45 | G | 8011564196384 | 8011564196384 | 8011564552579 | 85362090
GW93204 | HIGH PERF. MCB 1P C40 25KA 1.5M | WYŁĄCZNIK NADPRĄDOWY HP 1P C40 25KA 1,5M | 223 | 1 | NR | 219 | 1 | NR | 1.826% | OFFICIAL | 2DN13G17H3090PI100 | 30 | 2DN | ENERGY | 13G | DIN RAIL MODULAR DEV | 17H | HIGH PERFORMANCE MCB | 1 | 12 | NR | 458.413 | CCM | 264.083 | 237.675 | G | 8011564115583 | 8011564115583 | 8011564488816 | 85362010
GW93205 | HIGH PERF. MCB 1P C50 25KA 1.5M | WYŁĄCZNIK NADPRĄDOWY HP 1P C40 25KA 1,5M | 223 | 1 | NR | 219 | 1 | NR | 1.826% | OFFICIAL | 2DN13G17H3090PI100 | 30 | 2DN | ENERGY | 13G | DIN RAIL MODULAR DEV | 17H | HIGH PERFORMANCE MCB | 1 | 12 | NR | 458.413 | CCM | 265 | 238.5 | G | 8011564115590 | 8011564115590 | 8011564488830 | 85362010
GW93206 | HIGH PERF. MCB 1P C63 25KA 1.5M | WYŁĄCZNIK NADPRĄDOWY HP 1P C63 25KA 1,5M | 223 | 1 | NR | 219 | 1 | NR | 1.826% | OFFICIAL | 2DN13G17H3090PI100 | 30 | 2DN | ENERGY | 13G | DIN RAIL MODULAR DEV | 17H | HIGH PERFORMANCE MCB | 1 | 12 | NR | 458.413 | CCM | 266 | 239.4 | G | 8011564115606 | 8011564115606 | 8011564488854 | 85362010
GW93388 | HIGH PERF. MCB 3P D100 16KA 4,5 | WYŁĄCZNIK NADPRĄDOWY HP 3P D100 16KA 4,5 | 502 | 1 | NR | 493 | 1 | NR | 1.826% | OFFICIAL | 2DN13G17H3080PA100 | 30 | 2DN | ENERGY | 13G | DIN RAIL MODULAR DEV | 17H | HIGH PERFORMANCE MCB | 1 | 4 | NR | 2040.714 | CCM | 875.25 | 787.725 | G | 8011564196445 | 8011564196445 | 8011564552630 | 85362090
GW93376 | HIGH PERF. MCB 2P D63 16KA 3M | WYŁĄCZNIK NADPRĄDOWY HP 2P D63 16KA 3M | 335 | 1 | NR | 329 | 1 | NR | 1.824% | OFFICIAL | 2DN13G17H3080PA100 | 30 | 2DN | ENERGY | 13G | DIN RAIL MODULAR DEV | 17H | HIGH PERFORMANCE MCB | 1 | 4 | NR | 2725.125 | CCM | 540.75 | 486.675 | G | 8011564196391 | 8011564196391 | 8011564552586 | 85362010
GW93386 | HIGH PERF. MCB 3P D63 16KA 4,5M | WYŁĄCZNIK NADPRĄDOWY HP 3P D63 16KA 4,5M | 449 | 1 | NR | 441 | 1 | NR | 1.814% | OFFICIAL | 2DN13G17H3080PA100 | 30 | 2DN | ENERGY | 13G | DIN RAIL MODULAR DEV | 17H | HIGH PERFORMANCE MCB | 1 | 4 | NR | 2040.714 | CCM | 847.25 | 762.525 | G | 8011564196421 | 8011564196421 | 8011564552616 | 85362010
GW93398 | HIGH PERF. MCB 4P D100 16KA 6M | WYŁĄCZNIK NADPRĄDOWY HP 4P D100 16KA 6M | 625 | 1 | NR | 614 | 1 | NR | 1.792% | OFFICIAL | 2DN13G17H3080PA100 | 30 | 2DN | ENERGY | 13G | DIN RAIL MODULAR DEV | 17H | HIGH PERFORMANCE MCB | 1 | 4 | NR | 2398.56 | CCM | 1.137 | 1.023 | KG | 8011564196476 | 8011564196476 | 8011564552661 | 85362090
GW93329 | HIGH PERF. MCB 2P C125 16KA 3M | WYŁĄCZNIK NADPRĄDOWY HP 2P C125 16KA 3M | 630 | 1 | NR | 619 | 1 | NR | 1.777% | OFFICIAL | 2DN13G17H3080P2100 | 30 | 2DN | ENERGY | 13G | DIN RAIL MODULAR DEV | 17H | HIGH PERFORMANCE MCB | 1 | 4 | NR | 2725.125 | CCM | 605.75 | 545.175 | G | 8011564196292 | 8011564196292 | 8011564552487 | 85362090
GW93234 | HIGH PERF. MCB 3P C40 25KA 4.5M | WYŁĄCZNIK NADPRĄDOWY HP 3P C40 25KA 4,5M | 516 | 1 | NR | 507 | 1 | NR | 1.775% | OFFICIAL | 2DN13G17H3090PI100 | 30 | 2DN | ENERGY | 13G | DIN RAIL MODULAR DEV | 17H | HIGH PERFORMANCE MCB | 1 | 4 | NR | 2040.714 | CCM | 815 | 733.5 | G | 8011564115712 | 8011564115712 | 8011564489035 | 85362010
GW93235 | HIGH PERF. MCB 3P C50 25KA 4.5M | WYŁĄCZNIK NADPRĄDOWY HP 3P C50 25KA 4,5M | 516 | 1 | NR | 507 | 1 | NR | 1.775% | OFFICIAL | 2DN13G17H3090PI100 | 30 | 2DN | ENERGY | 13G | DIN RAIL MODULAR DEV | 17H | HIGH PERFORMANCE MCB | 1 | 4 | NR | 2040.714 | CCM | 826.25 | 743.625 | G | 8011564115729 | 8011564115729 | 8011564489042 | 85362010
GW93236 | HIGH PERF. MCB 3P C63 25KA 4.5M | WYŁĄCZNIK NADPRĄDOWY HP 3P C63 25KA 4,5M | 516 | 1 | NR | 507 | 1 | NR | 1.775% | OFFICIAL | 2DN13G17H3090PI100 | 30 | 2DN | ENERGY | 13G | DIN RAIL MODULAR DEV | 17H | HIGH PERFORMANCE MCB | 1 | 4 | NR | 2040.714 | CCM | 842.25 | 758.025 | G | 8011564115736 | 8011564115736 | 8011564489059 | 85362010
GW93347 | HIGH PERF. MCB 4P C80 16KA 6M | WYŁĄCZNIK NADPRĄDOWY HP 4P C80 16KA 6M | 574 | 1 | NR | 564 | 1 | NR | 1.773% | OFFICIAL | 2DN13G17H3080P2100 | 30 | 2DN | ENERGY | 13G | DIN RAIL MODULAR DEV | 17H | HIGH PERFORMANCE MCB | 1 | 4 | NR | 2398.56 | CCM | 1.116 | 1.005 | KG | 8011564196339 | 8011564196339 | 8011564552524 | 85362090
GW93241 | HIGH PERF. MCB 4P C20 25KA 6M | WYŁĄCZNIK NADPRĄDOWY HP 4P C20 25KA 6M | 578 | 1 | NR | 568 | 1 | NR | 1.761% | OFFICIAL | 2DN13G17H3090PI100 | 30 | 2DN | ENERGY | 13G | DIN RAIL MODULAR DEV | 17H | HIGH PERFORMANCE MCB | 1 | 4 | NR | 2398.56 | CCM | 1.039 | 0.935 | KG | 8011564115743 | 8011564115743 | 8011564489066 | 85362010
GW93242 | HIGH PERF. MCB 4P C25 25KA 6M | WYŁĄCZNIK NADPRĄDOWY HP 4P C25 25KA 6M | 578 | 1 | NR | 568 | 1 | NR | 1.761% | OFFICIAL | 2DN13G17H3090PI100 | 30 | 2DN | ENERGY | 13G | DIN RAIL MODULAR DEV | 17H | HIGH PERFORMANCE MCB | 1 | 4 | NR | 2398.56 | CCM | 1.054 | 0.948 | KG | 8011564115750 | 8011564115750 | 8011564489073 | 85362010
GW93243 | HIGH PERF. MCB 4P C32 25KA 6M | WYŁĄCZNIK NADPRĄDOWY HP 4P C32 25KA 6M | 578 | 1 | NR | 568 | 1 | NR | 1.761% | OFFICIAL | 2DN13G17H3090PI100 | 30 | 2DN | ENERGY | 13G | DIN RAIL MODULAR DEV | 17H | HIGH PERFORMANCE MCB | 1 | 4 | NR | 2398.56 | CCM | 1.061 | 0.955 | KG | 8011564115767 | 8011564115767 | 8011564489080 | 85362010
GW93221 | HIGH PERF. MCB 2P C20 25KA 3M | WYŁĄCZNIK NADPRĄDOWY HP 2P C20 25KA 3M | 347 | 1 | NR | 341 | 1 | NR | 1.76% | OFFICIAL | 2DN13G17H3090PI100 | 30 | 2DN | ENERGY | 13G | DIN RAIL MODULAR DEV | 17H | HIGH PERFORMANCE MCB | 1 | 8 | NR | 1459.013 | CCM | 578.75 | 520.875 | G | 8011564115613 | 8011564115613 | 8011564488878 | 85362010
GW93222 | HIGH PERF. MCB 2P C25 25KA 3M | WYŁĄCZNIK NADPRĄDOWY HP 2P C25 25KA 3M | 347 | 1 | NR | 341 | 1 | NR | 1.76% | OFFICIAL | 2DN13G17H3090PI100 | 30 | 2DN | ENERGY | 13G | DIN RAIL MODULAR DEV | 17H | HIGH PERFORMANCE MCB | 1 | 8 | NR | 1459.013 | CCM | 582.25 | 524.025 | G | 8011564115620 | 8011564115620 | 8011564488892 | 85362010
GW93223 | HIGH PERF. MCB 2P C32 25KA 3M | WYŁĄCZNIK NADPRĄDOWY HP 2P C32 25KA 3M | 347 | 1 | NR | 341 | 1 | NR | 1.76% | OFFICIAL | 2DN13G17H3090PI100 | 30 | 2DN | ENERGY | 13G | DIN RAIL MODULAR DEV | 17H | HIGH PERFORMANCE MCB | 1 | 8 | NR | 1459.013 | CCM | 555.5 | 499.95 | G | 8011564115637 | 8011564115637 | 8011564488915 | 85362010
GW93231 | HIGH PERF. MCB 3P C20 25KA 4.5M | WYŁĄCZNIK NADPRĄDOWY HP 3P C20 25KA 4,5M | 463 | 1 | NR | 455 | 1 | NR | 1.758% | OFFICIAL | 2DN13G17H3090PI100 | 30 | 2DN | ENERGY | 13G | DIN RAIL MODULAR DEV | 17H | HIGH PERFORMANCE MCB | 1 | 4 | NR | 2040.714 | CCM | 798.75 | 718.875 | G | 8011564115682 | 8011564115682 | 8011564489004 | 85362010
GW93232 | HIGH PERF. MCB 3P C25 25KA 4.5M | WYŁĄCZNIK NADPRĄDOWY HP 3P C25 25KA 4,5M | 463 | 1 | NR | 455 | 1 | NR | 1.758% | OFFICIAL | 2DN13G17H3090PI100 | 30 | 2DN | ENERGY | 13G | DIN RAIL MODULAR DEV | 17H | HIGH PERFORMANCE MCB | 1 | 4 | NR | 2040.714 | CCM | 802.5 | 722.25 | G | 8011564115699 | 8011564115699 | 8011564489011 | 85362010
GW93233 | HIGH PERF. MCB 3P C32 25KA 4.5M | WYŁĄCZNIK NADPRĄDOWY HP 3P C32 25KA 4,5M | 463 | 1 | NR | 455 | 1 | NR | 1.758% | OFFICIAL | 2DN13G17H3090PI100 | 30 | 2DN | ENERGY | 13G | DIN RAIL MODULAR DEV | 17H | HIGH PERFORMANCE MCB | 1 | 4 | NR | 2040.714 | CCM | 806.25 | 725.625 | G | 8011564115705 | 8011564115705 | 8011564489028 | 85362010
GW93244 | HIGH PERF. MCB 4P C40 25KA 6M | WYŁĄCZNIK NADPRĄDOWY HP 4P C40 25KA 6M | 639 | 1 | NR | 628 | 1 | NR | 1.752% | OFFICIAL | 2DN13G17H3090PI100 | 30 | 2DN | ENERGY | 13G | DIN RAIL MODULAR DEV | 17H | HIGH PERFORMANCE MCB | 1 | 4 | NR | 2398.56 | CCM | 1.075 | 0.968 | KG | 8011564115774 | 8011564115774 | 8011564489097 | 85362010
GW93245 | HIGH PERF. MCB 4P C50 25KA 6M | WYŁĄCZNIK NADPRĄDOWY HP 4P C50 25KA 6M | 639 | 1 | NR | 628 | 1 | NR | 1.752% | OFFICIAL | 2DN13G17H3090PI100 | 30 | 2DN | ENERGY | 13G | DIN RAIL MODULAR DEV | 17H | HIGH PERFORMANCE MCB | 1 | 4 | NR | 2398.56 | CCM | 1.055 | 0.95 | KG | 8011564115781 | 8011564115781 | 8011564489103 | 85362010
GW93246 | HIGH PERF. MCB 4P C63 25KA 6M | WYŁĄCZNIK NADPRĄDOWY HP 4P C63 25KA 6M | 639 | 1 | NR | 628 | 1 | NR | 1.752% | OFFICIAL | 2DN13G17H3090PI100 | 30 | 2DN | ENERGY | 13G | DIN RAIL MODULAR DEV | 17H | HIGH PERFORMANCE MCB | 1 | 4 | NR | 2398.56 | CCM | 1.102 | 0.992 | KG | 8011564115798 | 8011564115798 | 8011564489110 | 85362010
GW93327 | HIGH PERF. MCB 2P C80 16KA 3M | WYŁĄCZNIK NADPRĄDOWY HP 2P C80 16KA 3M | 349 | 1 | NR | 343 | 1 | NR | 1.749% | OFFICIAL | 2DN13G17H3080P2100 | 30 | 2DN | ENERGY | 13G | DIN RAIL MODULAR DEV | 17H | HIGH PERFORMANCE MCB | 1 | 4 | NR | 2725.125 | CCM | 582.375 | 524.138 | G | 8011564196278 | 8011564196278 | 8011564552463 | 85362090
GW93377 | HIGH PERF. MCB 2P D80 16KA 3M | WYŁĄCZNIK NADPRĄDOWY HP 2P D80 16KA 3M | 349 | 1 | NR | 343 | 1 | NR | 1.749% | OFFICIAL | 2DN13G17H3080PA100 | 30 | 2DN | ENERGY | 13G | DIN RAIL MODULAR DEV | 17H | HIGH PERFORMANCE MCB | 1 | 4 | NR | 2725.125 | CCM | 568.625 | 511.763 | G | 8011564196407 | 8011564196407 | 8011564552593 | 85362090
GW93387 | HIGH PERF. MCB 3P D80 16KA 4,5M | WYŁĄCZNIK NADPRĄDOWY HP 3P D80 16KA 4,5M | 468 | 1 | NR | 460 | 1 | NR | 1.739% | OFFICIAL | 2DN13G17H3080PA100 | 30 | 2DN | ENERGY | 13G | DIN RAIL MODULAR DEV | 17H | HIGH PERFORMANCE MCB | 1 | 4 | NR | 2040.714 | CCM | 857.75 | 771.975 | G | 8011564196438 | 8011564196438 | 8011564552623 | 85362090
GW93397 | HIGH PERF. MCB 4P D80 16KA 6M | WYŁĄCZNIK NADPRĄDOWY HP 4P D80 16KA 6M | 587 | 1 | NR | 577 | 1 | NR | 1.733% | OFFICIAL | 2DN13G17H3080PA100 | 30 | 2DN | ENERGY | 13G | DIN RAIL MODULAR DEV | 17H | HIGH PERFORMANCE MCB | 1 | 4 | NR | 2398.56 | CCM | 1.13 | 1.017 | KG | 8011564196469 | 8011564196469 | 8011564552654 | 85362090
GW93339 | HIGH PERF. MCB 3P C125 16KA 4,5M | WYŁĄCZNIK NADPRĄDOWY HP3P C125 16KA 4,5M | 829 | 1 | NR | 815 | 1 | NR | 1.718% | OFFICIAL | 2DN13G17H3080P2100 | 30 | 2DN | ENERGY | 13G | DIN RAIL MODULAR DEV | 17H | HIGH PERFORMANCE MCB | 1 | 4 | NR | 2040.714 | CCM | 886.75 | 798.075 | G | 8011564196322 | 8011564196322 | 8011564552517 | 85362090
GW93395 | HIGH PERF.MCB 4P D50 16KA 6M | WYŁĄCZNIK NADPRĄDOWY HP 4P D50 16KA 6M | 533 | 1 | NR | 524 | 1 | NR | 1.718% | OFFICIAL | 2DN13G17H3080PA100 | 30 | 2DN | ENERGY | 13G | DIN RAIL MODULAR DEV | 17H | HIGH PERFORMANCE MCB | 1 | 4 | NR | 2398.56 | CCM | 1.063 | 0.957 | KG | 8011564756267 | 8011564756267 | 8011564945425 | 85362010
GW93338 | HIGH PERF. MCB 3P C100 16KA 4,5M | WYŁĄCZNIK NADPRĄDOWY HP3P C100 16KA 4,5M | 489 | 1 | NR | 481 | 1 | NR | 1.663% | OFFICIAL | 2DN13G17H3080P2100 | 30 | 2DN | ENERGY | 13G | DIN RAIL MODULAR DEV | 17H | HIGH PERFORMANCE MCB | 1 | 4 | NR | 2040.714 | CCM | 868.25 | 781.425 | G | 8011564196315 | 8011564196315 | 8011564552500 | 85362090
GW93348 | HIGH PERF. MCB 4P C100 16KA 6M | WYŁĄCZNIK NADPRĄDOWY HP 4P C100 16KA 6M | 612 | 1 | NR | 602 | 1 | NR | 1.661% | OFFICIAL | 2DN13G17H3080P2100 | 30 | 2DN | ENERGY | 13G | DIN RAIL MODULAR DEV | 17H | HIGH PERFORMANCE MCB | 1 | 4 | NR | 2398.56 | CCM | 1.128 | 1.015 | KG | 8011564196346 | 8011564196346 | 8011564552531 | 85362090
GW93337 | HIGH PERF. MCB 3P C80 16KA 4,5M | WYŁĄCZNIK NADPRĄDOWY HP 3P C80 16KA 4,5M | 184 | 1 | NR | 181 | 1 | NR | 1.657% | OFFICIAL | 2DN13G17H3080P2100 | 30 | 2DN | ENERGY | 13G | DIN RAIL MODULAR DEV | 17H | HIGH PERFORMANCE MCB | 1 | 4 | NR | 2040.714 | CCM | 855.5 | 769.95 | G | 8011564196308 | 8011564196308 | 8011564552494 | 85362090
GW93355 | HIGH PERF.MCB 1P D50 16KA 1,5M | WYŁĄCZNIK NADPRĄDOWY HP 1P D50 16KA 1,5M | 187 | 1 | NR | 184 | 1 | NR | 1.63% | OFFICIAL | 2DN13G17H3080PA100 | 30 | 2DN | ENERGY | 13G | DIN RAIL MODULAR DEV | 17H | HIGH PERFORMANCE MCB | 1 | 12 | NR | 458.413 | CCM | 267.754 | 239.371 | G | 8011564756236 | 8011564756236 | 8011564945388 | 85362010
GW93396 | HIGH PERF. MCB 4P D63 16KA 6M | WYŁĄCZNIK NADPRĄDOWY HP 4P D63 16KA 6M | 562 | 1 | NR | 553 | 1 | NR | 1.627% | OFFICIAL | 2DN13G17H3080PA100 | 30 | 2DN | ENERGY | 13G | DIN RAIL MODULAR DEV | 17H | HIGH PERFORMANCE MCB | 1 | 4 | NR | 2398.56 | CCM | 0.402 | 0.402 | KG | 8011564196452 | 8011564196452 | 8011564552647 | 85362010
GW93328 | HIGH PERF. MCB 2P C100 16KA 3M | WYŁĄCZNIK NADPRĄDOWY HP 2P C100 16KA 3M | 377 | 1 | NR | 371 | 1 | NR | 1.617% | OFFICIAL | 2DN13G17H3080P2100 | 30 | 2DN | ENERGY | 13G | DIN RAIL MODULAR DEV | 17H | HIGH PERFORMANCE MCB | 1 | 4 | NR | 2725.125 | CCM | 591.625 | 532.463 | G | 8011564196285 | 8011564196285 | 8011564552470 | 85362090
GW93378 | HIGH PERF. MCB 2P D100 16KA 3M | WYŁĄCZNIK NADPRĄDOWY HP 2P D100 16KA 3M | 377 | 1 | NR | 371 | 1 | NR | 1.617% | OFFICIAL | 2DN13G17H3080PA100 | 30 | 2DN | ENERGY | 13G | DIN RAIL MODULAR DEV | 17H | HIGH PERFORMANCE MCB | 1 | 4 | NR | 2725.125 | CCM | 578.375 | 520.538 | G | 8011564196414 | 8011564196414 | 8011564552609 | 85362090
GW93224 | HIGH PERF. MCB 2P C40 25KA 3M | WYŁĄCZNIK NADPRĄDOWY HP 2P C40 25KA 3M | 383 | 1 | NR | 377 | 1 | NR | 1.592% | OFFICIAL | 2DN13G17H3090PI100 | 30 | 2DN | ENERGY | 13G | DIN RAIL MODULAR DEV | 17H | HIGH PERFORMANCE MCB | 1 | 8 | NR | 1459.013 | CCM | 559.5 | 503.55 | G | 8011564115644 | 8011564115644 | 8011564488939 | 85362010
GW93225 | HIGH PERF. MCB 2P C50 25KA 3M | WYŁĄCZNIK NADPRĄDOWY HP 2P C50 25KA 3M | 383 | 1 | NR | 377 | 1 | NR | 1.592% | OFFICIAL | 2DN13G17H3090PI100 | 30 | 2DN | ENERGY | 13G | DIN RAIL MODULAR DEV | 17H | HIGH PERFORMANCE MCB | 1 | 8 | NR | 1459.013 | CCM | 514.893 | 423.187 | G | 8011564115651 | 8011564115651 | 8011564488953 | 85362010
GW93226 | HIGH PERF. MCB 2P C63 25KA 3M | WYŁĄCZNIK NADPRĄDOWY HP 2P C63 25KA 3M | 383 | 1 | NR | 377 | 1 | NR | 1.592% | OFFICIAL | 2DN13G17H3090PI100 | 30 | 2DN | ENERGY | 13G | DIN RAIL MODULAR DEV | 17H | HIGH PERFORMANCE MCB | 1 | 8 | NR | 1459.013 | CCM | 570 | 513 | G | 8011564115668 | 8011564115668 | 8011564488977 | 85362010
GW93356 | HIGH PERF. MCB 1P D63 16KA 1,5M | WYŁĄCZNIK NADPRĄDOWY HP 1P D63 16KA 1,5M | 196 | 1 | NR | 193 | 1 | NR | 1.554% | OFFICIAL | 2DN13G17H3080PA100 | 30 | 2DN | ENERGY | 13G | DIN RAIL MODULAR DEV | 17H | HIGH PERFORMANCE MCB | 1 | 12 | NR | 458.413 | CCM | 276.583 | 248.925 | G | 8011564196360 | 8011564196360 | 8011564552555 | 85362010
GW94035 | COMPACT RCBO 2P C6 4.5KA AC/0.3 2M | WYŁ.RÓŻ-NADPR. 2P C6 4,5KA AC/0,3 2M | 228 | 1 | NR | 223 | 1 | NR | 2.242% | OFFICIAL | 2DN13G18F3110S2100 | 30 | 2DN | ENERGY | 13G | DIN RAIL MODULAR DEV | 18F | RCBO | 1 | 6 | NR | 632.689 | CCM | 260.5 | 234.45 | G | 8011564059559 | 8011564059559 | 8011564380318 | 85362010
GW94036 | COMPACT RCBO 2P C10 4.5KA AC/0.3 2M | WYŁ.RÓŻ-NADPR. 2P C10 4,5KA AC/0,3 2M | 228 | 1 | NR | 223 | 1 | NR | 2.242% | OFFICIAL | 2DN13G18F3110S2100 | 30 | 2DN | ENERGY | 13G | DIN RAIL MODULAR DEV | 18F | RCBO | 1 | 6 | NR | 632.689 | CCM | 266 | 239.4 | G | 8011564059566 | 8011564059566 | 8011564380332 | 85362010
GW94037 | COMPACT RCBO 2P C16 4.5KA AC/0.3 2M | WYŁ.RÓŻ-NADPR. 2P C16 4,5KA AC/0,3 2M | 228 | 1 | NR | 223 | 1 | NR | 2.242% | OFFICIAL | 2DN13G18F3110S2100 | 30 | 2DN | ENERGY | 13G | DIN RAIL MODULAR DEV | 18F | RCBO | 1 | 6 | NR | 632.689 | CCM | 264.333 | 237.9 | G | 8011564059573 | 8011564059573 | 8011564380356 | 85362010
GW94038 | COMPACT RCBO 2P C20 4.5KA AC/0.3 2M | WYŁ.RÓŻ-NADPR. 2P C20 4,5KA AC/0,3 2M | 228 | 1 | NR | 223 | 1 | NR | 2.242% | OFFICIAL | 2DN13G18F3110S2100 | 30 | 2DN | ENERGY | 13G | DIN RAIL MODULAR DEV | 18F | RCBO | 1 | 6 | NR | 632.689 | CCM | 267.833 | 241.05 | G | 8011564059580 | 8011564059580 | 8011564380370 | 85362010
GW94039 | COMPACT RCBO 2P C25 4.5KA AC/0.3 2M | WYŁ.RÓŻ-NADPR. 2P C25 4,5KA AC/0,3 2M | 228 | 1 | NR | 223 | 1 | NR | 2.242% | OFFICIAL | 2DN13G18F3110S2100 | 30 | 2DN | ENERGY | 13G | DIN RAIL MODULAR DEV | 18F | RCBO | 1 | 6 | NR | 632.689 | CCM | 266.167 | 239.55 | G | 8011564059597 | 8011564059597 | 8011564380394 | 85362010
GW94040 | COMPACT RCBO 2P C32 4.5KA AC/0.3 2M | WYŁ.RÓŻ-NADPR. 2P C32 4,5KA AC/0,3 2M | 228 | 1 | NR | 223 | 1 | NR | 2.242% | OFFICIAL | 2DN13G18F3110S2100 | 30 | 2DN | ENERGY | 13G | DIN RAIL MODULAR DEV | 18F | RCBO | 1 | 6 | NR | 632.689 | CCM | 264 | 237.6 | G | 8011564059603 | 8011564059603 | 8011564380417 | 85362010
GW95035 | COMPACT RCBO 2P C6 10KA AC/0.3 2M | WYŁ. RÓŻN-PR.KOMP.2P C6 10KA AC/0,3 2M | 340 | 1 | NR | 333 | 1 | NR | 2.102% | OFFICIAL | 2DN13G18F3150TJ100 | 30 | 2DN | ENERGY | 13G | DIN RAIL MODULAR DEV | 18F | RCBO | 1 | 6 | NR | 632.689 | CCM | 260.333 | 234.3 | G | 8011564074972 | 8011564074972 | 8011564401877 | 85362010
GW95036 | COMPACT RCBO 2P C10 10KA AC/0.3 2M | WYŁ. RÓŻN-PR.KOMP.2P C10 10KA AC/0,3 2M | 340 | 1 | NR | 333 | 1 | NR | 2.102% | OFFICIAL | 2DN13G18F3150TJ100 | 30 | 2DN | ENERGY | 13G | DIN RAIL MODULAR DEV | 18F | RCBO | 1 | 6 | NR | 632.689 | CCM | 258.5 | 232.65 | G | 8011564074989 | 8011564074989 | 8011564401891 | 85362010
GW95037 | COMPACT RCBO 2P C16 10KA AC/0.3 2M | WYŁ. RÓŻN-PR.KOMP.2P C16 10KA AC/0,3 2M | 340 | 1 | NR | 333 | 1 | NR | 2.102% | OFFICIAL | 2DN13G18F3150TJ100 | 30 | 2DN | ENERGY | 13G | DIN RAIL MODULAR DEV | 18F | RCBO | 1 | 6 | NR | 632.689 | CCM | 264.333 | 237.9 | G | 8011564074996 | 8011564074996 | 8011564401914 | 85362010
GW95038 | COMPACT RCBO 2P C20 10KA AC/0.3 2M | WYŁ. RÓŻN-PR.KOMP.2P C20 10KA AC/0,3 2M | 340 | 1 | NR | 333 | 1 | NR | 2.102% | OFFICIAL | 2DN13G18F3150TJ100 | 30 | 2DN | ENERGY | 13G | DIN RAIL MODULAR DEV | 18F | RCBO | 1 | 6 | NR | 632.689 | CCM | 377.167 | 339.45 | G | 8011564075009 | 8011564075009 | 8011564401938 | 85362010
GW95039 | COMPACT RCBO 2P C25 10KA AC/0.3 2M | WYŁ. RÓŻN-PR.KOMP.2P C25 10KA AC/0,3 2M | 340 | 1 | NR | 333 | 1 | NR | 2.102% | OFFICIAL | 2DN13G18F3150TJ100 | 30 | 2DN | ENERGY | 13G | DIN RAIL MODULAR DEV | 18F | RCBO | 1 | 6 | NR | 632.689 | CCM | 264.833 | 238.35 | G | 8011564075016 | 8011564075016 | 8011564401952 | 85362010
GW95040 | COMPACT RCBO 2P C32 10KA AC/0.3 2M | WYŁ. RÓŻN-PR.KOMP.2P C32 10KA AC/0,3 2M | 340 | 1 | NR | 333 | 1 | NR | 2.102% | OFFICIAL | 2DN13G18F3150TJ100 | 30 | 2DN | ENERGY | 13G | DIN RAIL MODULAR DEV | 18F | RCBO | 1 | 6 | NR | 632.689 | CCM | 266.333 | 239.7 | G | 8011564075023 | 8011564075023 | 8011564401976 | 85362010
GW94215 | COMPACT RCBO 1P+N C6 4.5KA A/0.3 2M | WYŁ. RÓŻN-PR.KOMP.1P+N C6 4,5KA A/0,3 2M | 250 | 1 | NR | 245 | 1 | NR | 2.041% | OFFICIAL | 2DN13G18F3110SI100 | 30 | 2DN | ENERGY | 13G | DIN RAIL MODULAR DEV | 18F | RCBO | 1 | 6 | NR | 632.689 | CCM | 256.667 | 231 | G | 8011564060395 | 8011564060395 | 8011564381759 | 85362010
GW94216 | COMPACT RCBO 1P+N C10 4.5KA A/0.3 2M | WYŁ.RÓŻ-PR.KOMP.1P+N C10 4,5KA A/0,3 2M | 250 | 1 | NR | 245 | 1 | NR | 2.041% | OFFICIAL | 2DN13G18F3110SI100 | 30 | 2DN | ENERGY | 13G | DIN RAIL MODULAR DEV | 18F | RCBO | 1 | 6 | NR | 632.689 | CCM | 254.333 | 228.9 | G | 8011564060401 | 8011564060401 | 8011564381773 | 85362010
GW94217 | COMPACT RCBO 1P+N C16 4.5KA A/0.3 2M | WYŁ.RÓŻ-PR.KOMP.1P+N C16 4,5KA A/0,3 2M | 250 | 1 | NR | 245 | 1 | NR | 2.041% | OFFICIAL | 2DN13G18F3110SI100 | 30 | 2DN | ENERGY | 13G | DIN RAIL MODULAR DEV | 18F | RCBO | 1 | 6 | NR | 632.689 | CCM | 258.833 | 232.95 | G | 8011564060418 | 8011564060418 | 8011564381797 | 85362010
GW94218 | COMPACT RCBO 1P+N C20 4.5KA A/0.3 2M | WYŁ.RÓŻ-PR.KOMP.1P+N C20 4,5KA A/0,3 2M | 250 | 1 | NR | 245 | 1 | NR | 2.041% | OFFICIAL | 2DN13G18F3110SI100 | 30 | 2DN | ENERGY | 13G | DIN RAIL MODULAR DEV | 18F | RCBO | 1 | 6 | NR | 632.689 | CCM | 259 | 233.1 | G | 8011564060425 | 8011564060425 | 8011564381810 | 85362010
GW94219 | COMPACT RCBO 1P+N C25 4.5KA A/0.3 2M | WYŁ.RÓŻ-PR.KOMP.1P+N C25 4,5KA A/0,3 2M | 250 | 1 | NR | 245 | 1 | NR | 2.041% | OFFICIAL | 2DN13G18F3110SI100 | 30 | 2DN | ENERGY | 13G | DIN RAIL MODULAR DEV | 18F | RCBO | 1 | 6 | NR | 632.689 | CCM | 259 | 233.1 | G | 8011564060432 | 8011564060432 | 8011564381834 | 85362010
GW94220 | COMPACT RCBO 1P+N C32 4.5KA A/0.3 2M | WYŁ.RÓŻ-PR.KOMP.1P+N C32 4,5KA A/0,3 2M | 250 | 1 | NR | 245 | 1 | NR | 2.041% | OFFICIAL | 2DN13G18F3110SI100 | 30 | 2DN | ENERGY | 13G | DIN RAIL MODULAR DEV | 18F | RCBO | 1 | 6 | NR | 632.689 | CCM | 260.833 | 234.75 | G | 8011564060449 | 8011564060449 | 8011564381858 | 85362010
GW94255 | COMPACT RCBO 3P C6 4.5KA A/0.3 3M | WYŁ. RÓŻN-PR.KOMP.3P C6 4,5KA A/0,3 3M | 503 | 1 | NR | 493 | 1 | NR | 2.028% | OFFICIAL | 2DN13G18F3110SI100 | 30 | 2DN | ENERGY | 13G | DIN RAIL MODULAR DEV | 18F | RCBO | 1 | 4 | NR | 949.033 | CCM | 362.75 | 326.475 | G | 8011564060630 | 8011564060630 | 8011564382237 | 85362010
GW94256 | COMPACT RCBO 3P C10 4.5KA A/0.3 3M | WYŁ. RÓŻN-PR.KOMP.3P C10 4,5KA A/0,3 3M | 503 | 1 | NR | 493 | 1 | NR | 2.028% | OFFICIAL | 2DN13G18F3110SI100 | 30 | 2DN | ENERGY | 13G | DIN RAIL MODULAR DEV | 18F | RCBO | 1 | 4 | NR | 949.033 | CCM | 361 | 324.9 | G | 8011564060647 | 8011564060647 | 8011564382251 | 85362010
GW94257 | COMPACT RCBO 3P C16 4.5KA A/0.3 3M | WYŁ. RÓŻN-PR.KOMP.3P C16 4,5KA A/0,3 3M | 503 | 1 | NR | 493 | 1 | NR | 2.028% | OFFICIAL | 2DN13G18F3110SI100 | 30 | 2DN | ENERGY | 13G | DIN RAIL MODULAR DEV | 18F | RCBO | 1 | 4 | NR | 949.033 | CCM | 360 | 324 | G | 8011564060654 | 8011564060654 | 8011564382275 | 85362010
GW94258 | COMPACT RCBO 3P C20 4.5KA A/0.3 3M | WYŁ. RÓŻN-PR.KOMP.3P C20 4,5KA A/0,3 3M | 503 | 1 | NR | 493 | 1 | NR | 2.028% | OFFICIAL | 2DN13G18F3110SI100 | 30 | 2DN | ENERGY | 13G | DIN RAIL MODULAR DEV | 18F | RCBO | 1 | 4 | NR | 949.033 | CCM | 364.5 | 328.05 | G | 8011564060661 | 8011564060661 | 8011564382299 | 85362010
GW94259 | COMPACT RCBO 3P C25 4.5KA A/0.3 3M | WYŁ. RÓŻN-PR.KOMP.3P C25 4,5KA A/0,3 3M | 503 | 1 | NR | 493 | 1 | NR | 2.028% | OFFICIAL | 2DN13G18F3110SI100 | 30 | 2DN | ENERGY | 13G | DIN RAIL MODULAR DEV | 18F | RCBO | 1 | 4 | NR | 949.033 | CCM | 368.75 | 331.875 | G | 8011564060678 | 8011564060678 | 8011564382312 | 85362010
GW94260 | COMPACT RCBO 3P C32 4.5KA A/0.3 3M | WYŁ. RÓŻN-PR.KOMP.3P C32 4,5KA A/0,3 3M | 503 | 1 | NR | 493 | 1 | NR | 2.028% | OFFICIAL | 2DN13G18F3110SI100 | 30 | 2DN | ENERGY | 13G | DIN RAIL MODULAR DEV | 18F | RCBO | 1 | 4 | NR | 949.033 | CCM | 375.75 | 338.175 | G | 8011564060685 | 8011564060685 | 8011564382336 | 85362010
GW95106 | COMPACT RCBO 1P+N B10 6KA A/0,03 2M | WYŁ.RÓŻ-PR.KOMP.1P+N B10 6KA A/0,03 2M | 72.3 | 1 | NR | 70.9 | 1 | NR | 1.975% | OFFICIAL | 2DN13G18F3130TA100 | 30 | 2DN | ENERGY | 13G | DIN RAIL MODULAR DEV | 18F | RCBO | 1 | 6 | NR | 632.689 | CCM | 253.333 | 228 | G | 8011564298903 | 8011564298903 | 8011564644588 | 85362010
GW95107 | COMPACT RCBO 1P+N B16 6KA A/0,03 2M | WYŁ.RÓŻ-PR.KOMP.1P+N B16 6KA A/0,03 2M | 72.3 | 1 | NR | 70.9 | 1 | NR | 1.975% | OFFICIAL | 2DN13G18F3130TA100 | 30 | 2DN | ENERGY | 13G | DIN RAIL MODULAR DEV | 18F | RCBO | 1 | 6 | NR | 632.689 | CCM | 255.833 | 230.25 | G | 8011564298910 | 8011564298910 | 8011564644595 | 85362010
GW95025 | COMPACT RCBO 2P C6 10KA AC/0.03 2M | WYŁ. RÓŻN-PR.KOMP.2P C6 10KA AC/0,03 2M | 362 | 1 | NR | 355 | 1 | NR | 1.972% | OFFICIAL | 2DN13G18F3150TJ100 | 30 | 2DN | ENERGY | 13G | DIN RAIL MODULAR DEV | 18F | RCBO | 1 | 6 | NR | 632.689 | CCM | 262.667 | 236.4 | G | 8011564074910 | 8011564074910 | 8011564401754 | 85362010
GW95025MA | COMPACT RCBO 2P C6 10KA AC/0.03 2M MA | WYŁ.RÓŻ-PR.KOMP.2P C6 10KA AC/0,03 2M MA | 362 | 1 | NR | 355 | 1 | NR | 1.972% | OFFICIAL | 2DN13G18F3150TJ100 | 30 | 2DN | ENERGY | 13G | DIN RAIL MODULAR DEV | 18F | RCBO | 1 | 6 | NR | 632.689 | CCM | 285.201 | 253.851 | G | 8011564290112 | 8011564290112 | 8011564634510 | 85362010
GW95026 | COMPACT RCBO 2P C10 10KA AC/0.03 2M | WYŁ. RÓŻN-PR.KOMP.2P C10 10KA AC/0,03 2M | 362 | 1 | NR | 355 | 1 | NR | 1.972% | OFFICIAL | 2DN13G18F3150TJ100 | 30 | 2DN | ENERGY | 13G | DIN RAIL MODULAR DEV | 18F | RCBO | 1 | 6 | NR | 632.689 | CCM | 264.333 | 237.9 | G | 8011564074927 | 8011564074927 | 8011564401778 | 85362010
GW95026MA | COMPACT RCBO 2P C10 10KA AC/0.03 2M MA | WYŁ.RÓŻ-PR.KOM.2P C10 10KA AC/0,03 2M MA | 362 | 1 | NR | 355 | 1 | NR | 1.972% | OFFICIAL | 2DN13G18F3150TJ100 | 30 | 2DN | ENERGY | 13G | DIN RAIL MODULAR DEV | 18F | RCBO | 1 | 6 | NR | 632.689 | CCM | 250 | 225 | G | 8011564290129 | 8011564290129 | 8011564634527 | 85362010
GW95027 | COMPACT RCBO 2P C16 10KA AC/0.03 2M | WYŁ. RÓŻN-PR.KOMP.2P C16 10KA AC/0,03 2M | 362 | 1 | NR | 355 | 1 | NR | 1.972% | OFFICIAL | 2DN13G18F3150TJ100 | 30 | 2DN | ENERGY | 13G | DIN RAIL MODULAR DEV | 18F | RCBO | 1 | 6 | NR | 632.689 | CCM | 266.5 | 239.85 | G | 8011564074934 | 8011564074934 | 8011564401792 | 85362010
GW95027MA | COMPACT RCBO 2P C16 10KA AC/0.03 2M MA | WYŁ.RÓŻ-PR.KOM.2P C16 10KA AC/0,03 2M MA | 362 | 1 | NR | 355 | 1 | NR | 1.972% | OFFICIAL | 2DN13G18F3150TJ100 | 30 | 2DN | ENERGY | 13G | DIN RAIL MODULAR DEV | 18F | RCBO | 1 | 6 | NR | 632.689 | CCM | 253.333 | 228 | G | 8011564290136 | 8011564290136 | 8011564634534 | 85362010
GW95028 | COMPACT RCBO 2P C20 10KA AC/0.03 2M | WYŁ. RÓŻN-PR.KOMP.2P C20 10KA AC/0,03 2M | 362 | 1 | NR | 355 | 1 | NR | 1.972% | OFFICIAL | 2DN13G18F3150TJ100 | 30 | 2DN | ENERGY | 13G | DIN RAIL MODULAR DEV | 18F | RCBO | 1 | 6 | NR | 632.689 | CCM | 272.667 | 245.4 | G | 8011564074941 | 8011564074941 | 8011564401815 | 85362010
GW95028MA | COMPACT RCBO 2P C20 10KA AC/0.03 2M MA | WYŁ.RÓŻ-PR.KOM.2P C20 10KA AC/0,03 2M MA | 362 | 1 | NR | 355 | 1 | NR | 1.972% | OFFICIAL | 2DN13G18F3150TJ100 | 30 | 2DN | ENERGY | 13G | DIN RAIL MODULAR DEV | 18F | RCBO | 1 | 6 | NR | 632.689 | CCM | 32.058 | 0.708 | G | 8011564290143 | 8011564290143 | 8011564634541 | 85362010
GW95029 | COMPACT RCBO 2P C25 10KA AC/0.03 2M | WYŁ. RÓŻN-PR.KOMP.2P C25 10KA AC/0,03 2M | 362 | 1 | NR | 355 | 1 | NR | 1.972% | OFFICIAL | 2DN13G18F3150TJ100 | 30 | 2DN | ENERGY | 13G | DIN RAIL MODULAR DEV | 18F | RCBO | 1 | 6 | NR | 632.689 | CCM | 270.333 | 241.54 | G | 8011564074958 | 8011564074958 | 8011564401839 | 85362010
GW95029MA | COMPACT RCBO 2P C25 10KA AC/0.03 2M MA | WYŁ.RÓŻ-PR.KOM.2P C25 10KA AC/0,03 2M MA | 362 | 1 | NR | 355 | 1 | NR | 1.972% | OFFICIAL | 2DN13G18F3150TJ100 | 30 | 2DN | ENERGY | 13G | DIN RAIL MODULAR DEV | 18F | RCBO | 1 | 6 | NR | 632.689 | CCM | 32.058 | 0.708 | G | 8011564290150 | 8011564290150 | 8011564634558 | 85362010
GW95030 | COMPACT RCBO 2P C32 10KA AC/0.03 2M | WYŁ. RÓŻN-PR.KOMP.2P C32 10KA AC/0,03 2M | 362 | 1 | NR | 355 | 1 | NR | 1.972% | OFFICIAL | 2DN13G18F3150TJ100 | 30 | 2DN | ENERGY | 13G | DIN RAIL MODULAR DEV | 18F | RCBO | 1 | 6 | NR | 632.689 | CCM | 271.833 | 244.65 | G | 8011564074965 | 8011564074965 | 8011564401853 | 85362010
GW95030MA | COMPACT RCBO 2P C32 10KA AC/0.03 2M MA | WYŁ.RÓŻ-PR.KOM.2P C32 10KA AC/0,03 2M MA | 362 | 1 | NR | 355 | 1 | NR | 1.972% | OFFICIAL | 2DN13G18F3150TJ100 | 30 | 2DN | ENERGY | 13G | DIN RAIL MODULAR DEV | 18F | RCBO | 1 | 6 | NR | 632.689 | CCM | 32.058 | 0.708 | G | 8011564290167 | 8011564290167 | 8011564634565 | 85362010
GW95031 | COMPACT RCBO 2P C13 10KA AC/0.03 2M | WYŁ. RÓŻN-PR.KOMP.2P C13 10KA AC/0,03 2M | 362 | 1 | NR | 355 | 1 | NR | 1.972% | OFFICIAL | 2DN13G18F3150TJ100 | 30 | 2DN | ENERGY | 13G | DIN RAIL MODULAR DEV | 18F | RCBO | 1 | 6 | NR | 632.689 | CCM | 265 | 238.5 | G | 8011564225718 | 8011564225718 | 8011564580343 | 85362010
GW95031MA | COMPACT RCBO 2P C13 10KA AC/0.03 2M MA | WYŁ.RÓŻ-PR.KOM.2P C13 10KA AC/0,03 2M MA | 362 | 1 | NR | 355 | 1 | NR | 1.972% | OFFICIAL | 2DN13G18F3150TJ100 | 30 | 2DN | ENERGY | 13G | DIN RAIL MODULAR DEV | 18F | RCBO | 1 | 6 | NR | 632.689 | CCM | 255.833 | 230.25 | G | 8011564290181 | 8011564290181 | 8011564634589 | 85362010
GW94145 | COMPACT RCBO 3P C6 6KA AC/0.03 3M | WYŁ. RÓŻN-PR.KOMP.3P C6 6KA AC/0,03 3M | 569 | 1 | NR | 558 | 1 | NR | 1.971% | OFFICIAL | 2DN13G18F3130SV100 | 30 | 2DN | ENERGY | 13G | DIN RAIL MODULAR DEV | 18F | RCBO | 1 | 4 | NR | 949.033 | CCM | 370.75 | 333.675 | G | 8011564060098 | 8011564060098 | 8011564381278 | 85362010
GW94146 | COMPACT RCBO 3P C10 6KA AC/0.03 3M | WYŁ. RÓŻN-PR.KOMP.3P C10 6KA AC/0,03 3M | 569 | 1 | NR | 558 | 1 | NR | 1.971% | OFFICIAL | 2DN13G18F3130SV100 | 30 | 2DN | ENERGY | 13G | DIN RAIL MODULAR DEV | 18F | RCBO | 1 | 4 | NR | 949.033 | CCM | 370 | 333 | G | 8011564060104 | 8011564060104 | 8011564381292 | 85362010
GW94147 | COMPACT RCBO 3P C16 6KA AC/0.03 3M | WYŁ. RÓŻN-PR.KOMP.3P C16 6KA AC/0,03 3M | 569 | 1 | NR | 558 | 1 | NR | 1.971% | OFFICIAL | 2DN13G18F3130SV100 | 30 | 2DN | ENERGY | 13G | DIN RAIL MODULAR DEV | 18F | RCBO | 1 | 4 | NR | 949.033 | CCM | 381.25 | 343.125 | G | 8011564060111 | 8011564060111 | 8011564381315 | 85362010
GW94148 | COMPACT RCBO 3P C20 6KA AC/0.03 3M | WYŁ. RÓŻN-PR.KOMP.3P C20 6KA AC/0,03 3M | 569 | 1 | NR | 558 | 1 | NR | 1.971% | OFFICIAL | 2DN13G18F3130SV100 | 30 | 2DN | ENERGY | 13G | DIN RAIL MODULAR DEV | 18F | RCBO | 1 | 4 | NR | 949.033 | CCM | 382 | 343.8 | G | 8011564060128 | 8011564060128 | 8011564381339 | 85362010
GW94149 | COMPACT RCBO 3P C25 6KA AC/0.03 3M | WYŁ. RÓŻN-PR.KOMP.3P C25 6KA AC/0,03 3M | 569 | 1 | NR | 558 | 1 | NR | 1.971% | OFFICIAL | 2DN13G18F3130SV100 | 30 | 2DN | ENERGY | 13G | DIN RAIL MODULAR DEV | 18F | RCBO | 1 | 4 | NR | 949.033 | CCM | 378.25 | 340.425 | G | 8011564060135 | 8011564060135 | 8011564381353 | 85362010
GW94150 | COMPACT RCBO 3P C32 6KA AC/0.03 3M | WYŁ. RÓŻN-PR.KOMP.3P C32 6KA AC/0,03 3M | 569 | 1 | NR | 558 | 1 | NR | 1.971% | OFFICIAL | 2DN13G18F3130SV100 | 30 | 2DN | ENERGY | 13G | DIN RAIL MODULAR DEV | 18F | RCBO | 1 | 4 | NR | 949.033 | CCM | 378 | 340.2 | G | 8011564060142 | 8011564060142 | 8011564381377 | 85362010
GW94151 | COMPACT RCBO 3P C13 6KA AC/0.03 3M | WYŁ. RÓŻN-PR.KOMP.3P C13 6KA AC/0,03 3M | 569 | 1 | NR | 558 | 1 | NR | 1.971% | OFFICIAL | 2DN13G18F3130SV100 | 30 | 2DN | ENERGY | 13G | DIN RAIL MODULAR DEV | 18F | RCBO | 1 | 4 | NR | 949.033 | CCM | 357.226 | 316.495 | G | 8011564225602 | 8011564225602 | 8011564580237 | 85362010
GW95847 | COMPACT RCBO 2P C16 6KA AS/0,3 2M | WYŁ. RÓŻN-PR.KOMP.2P C16 6KA AS/0,3 2M | 469 | 1 | NR | 460 | 1 | NR | 1.957% | OFFICIAL | 2DN13G18F3130TL100 | 30 | 2DN | ENERGY | 13G | DIN RAIL MODULAR DEV | 18F | RCBO | 1 | 6 | NR | 632.689 | CCM | 294.276 | 251.529 | G | 8011564762008 | 8011564762008 | 8011564905290 | 85362010
GW95848 | COMPACT RCBO 2P C20 6KA AS/0,3 2M | WYŁ. RÓŻN-PR.KOMP.2P C20 6KA AS/0,3 2M | 469 | 1 | NR | 460 | 1 | NR | 1.957% | OFFICIAL | 2DN13G18F3130TL100 | 30 | 2DN | ENERGY | 13G | DIN RAIL MODULAR DEV | 18F | RCBO | 1 | 6 | NR | 632.689 | CCM | 299.186 | 256.439 | G | 8011564762015 | 8011564762015 | 8011564905306 | 85362010
GW95849 | COMPACT RCBO 2P C25 6KA AS/0,3 2M | WYŁ. RÓŻN-PR.KOMP.2P C25 6KA AS/0,3 2M | 469 | 1 | NR | 460 | 1 | NR | 1.957% | OFFICIAL | 2DN13G18F3130TL100 | 30 | 2DN | ENERGY | 13G | DIN RAIL MODULAR DEV | 18F | RCBO | 1 | 6 | NR | 632.689 | CCM | 270.255 | 240.155 | G | 8011564762022 | 8011564762022 | 8011564905313 | 85362010
GW95850 | COMPACT RCBO 2P C32 6KA AS/0,3 2M | WYŁ. RÓŻN-PR.KOMP.2P C32 6KA AS/0,3 2M | 469 | 1 | NR | 460 | 1 | NR | 1.957% | OFFICIAL | 2DN13G18F3130TL100 | 30 | 2DN | ENERGY | 13G | DIN RAIL MODULAR DEV | 18F | RCBO | 1 | 6 | NR | 632.689 | CCM | 270.827 | 240.727 | G | 8011564762039 | 8011564762039 | 8011564905320 | 85362010
GW94175 | COMPACT RCBO 4P C6 6KA AC/0.3 4M | WYŁ. RÓŻN-PR.KOMP.4P C6 6KA AC/0,3 4M | 626 | 1 | NR | 614 | 1 | NR | 1.954% | OFFICIAL | 2DN13G18F3130SV100 | 30 | 2DN | ENERGY | 13G | DIN RAIL MODULAR DEV | 18F | RCBO | 1 | 3 | NR | 1265.378 | CCM | 487.5 | 438.75 | G | 8011564060272 | 8011564060272 | 8011564952805 | 85362010
GW94176 | COMPACT RCBO 4P C10 6KA AC/0.3 4M | WYŁ. RÓŻN-PR.KOMP.4P C10 6KA AC/0,3 4M | 626 | 1 | NR | 614 | 1 | NR | 1.954% | OFFICIAL | 2DN13G18F3130SV100 | 30 | 2DN | ENERGY | 13G | DIN RAIL MODULAR DEV | 18F | RCBO | 1 | 3 | NR | 1265.378 | CCM | 484.5 | 436.05 | G | 8011564060289 | 8011564060289 | 8011564952812 | 85362010
GW94177 | COMPACT RCBO 4P C16 6KA AC/0.3 4M | WYŁ. RÓŻN-PR.KOMP.4P C16 6KA AC/0,3 4M | 626 | 1 | NR | 614 | 1 | NR | 1.954% | OFFICIAL | 2DN13G18F3130SV100 | 30 | 2DN | ENERGY | 13G | DIN RAIL MODULAR DEV | 18F | RCBO | 1 | 3 | NR | 965.042 | CCM | 496 | 446.4 | G | 8011564060296 | 8011564060296 | 8011564952829 | 85362010
GW94178 | COMPACT RCBO 4P C20 6KA AC/0.3 4M | WYŁ. RÓŻN-PR.KOMP.4P C20 6KA AC/0,3 4M | 626 | 1 | NR | 614 | 1 | NR | 1.954% | OFFICIAL | 2DN13G18F3130SV100 | 30 | 2DN | ENERGY | 13G | DIN RAIL MODULAR DEV | 18F | RCBO | 1 | 3 | NR | 1265.378 | CCM | 504 | 453.6 | G | 8011564060302 | 8011564060302 | 8011564952836 | 85362010
GW94179 | COMPACT RCBO 4P C25 6KA AC/0.3 4M | WYŁ. RÓŻN-PR.KOMP.4P C25 6KA AC/0,3 4M | 626 | 1 | NR | 614 | 1 | NR | 1.954% | OFFICIAL | 2DN13G18F3130SV100 | 30 | 2DN | ENERGY | 13G | DIN RAIL MODULAR DEV | 18F | RCBO | 1 | 3 | NR | 1265.378 | CCM | 498 | 448.2 | G | 8011564060319 | 8011564060319 | 8011564952843 | 85362010
GW94180 | COMPACT RCBO 4P C32 6KA AC/0.3 4M | WYŁ. RÓŻN-PR.KOMP.4P C32 6KA AC/0,3 4M | 626 | 1 | NR | 614 | 1 | NR | 1.954% | OFFICIAL | 2DN13G18F3130SV100 | 30 | 2DN | ENERGY | 13G | DIN RAIL MODULAR DEV | 18F | RCBO | 1 | 3 | NR | 1265.378 | CCM | 500 | 450 | G | 8011564060326 | 8011564060326 | 8011564952850 | 85362010
GW95225 | COMPACT RCBO 2P C6 10KA A/0.03 2M | WYŁ. RÓŻN-PR.KOMP.2P C6 10KA A/0,03 2M | 62.6 | 1 | NR | 61.4 | 1 | NR | 1.954% | OFFICIAL | 2DN13G18F3150TT100 | 30 | 2DN | ENERGY | 13G | DIN RAIL MODULAR DEV | 18F | RCBO | 1 | 6 | NR | 632.689 | CCM | 258.833 | 232.95 | G | 8011564075153 | 8011564075153 | 8011564402232 | 85362010
GW94015 | COMPACT RCBO 1P+N C6 4.5KA AC/0.3 2M | WYŁ.RÓŻ-NADPR. 1P+N C6 4,5KA AC/0,3 2M | 209 | 1 | NR | 205 | 1 | NR | 1.951% | OFFICIAL | 2DN13G18F3110S2100 | 30 | 2DN | ENERGY | 13G | DIN RAIL MODULAR DEV | 18F | RCBO | 1 | 6 | NR | 632.689 | CCM | 267.5 | 240.75 | G | 8011564059436 | 8011564059436 | 8011564380073 | 85362010
GW94016 | COMPACT RCBO 1P+N C10 4.5KA AC/0.3 2M | WYŁ.RÓŻ-NADPR. 1P+N C10 4,5KA AC/0,3 2M | 209 | 1 | NR | 205 | 1 | NR | 1.951% | OFFICIAL | 2DN13G18F3110S2100 | 30 | 2DN | ENERGY | 13G | DIN RAIL MODULAR DEV | 18F | RCBO | 1 | 6 | NR | 632.689 | CCM | 266.167 | 239.55 | G | 8011564059443 | 8011564059443 | 8011564380097 | 85362010
GW94017 | COMPACT RCBO 1P+N C16 4.5KA AC/0.3 2M | WYŁ.RÓŻ-NADPR. 1P+N C16 4,5KA AC/0,3 2M | 209 | 1 | NR | 205 | 1 | NR | 1.951% | OFFICIAL | 2DN13G18F3110S2100 | 30 | 2DN | ENERGY | 13G | DIN RAIL MODULAR DEV | 18F | RCBO | 1 | 6 | NR | 632.689 | CCM | 268 | 241.2 | G | 8011564059450 | 8011564059450 | 8011564380110 | 85362010
GW94018 | COMPACT RCBO 1P+N C20 4.5KA AC/0.3 2M | WYŁ.RÓŻ-NADPR. 1P+N C20 4,5KA AC/0,3 2M | 209 | 1 | NR | 205 | 1 | NR | 1.951% | OFFICIAL | 2DN13G18F3110S2100 | 30 | 2DN | ENERGY | 13G | DIN RAIL MODULAR DEV | 18F | RCBO | 1 | 6 | NR | 632.689 | CCM | 265.5 | 238.95 | G | 8011564059467 | 8011564059467 | 8011564380134 | 85362010
GW94019 | COMPACT RCBO 1P+N C25 4.5KA AC/0.3 2M | WYŁ.RÓŻ-NADPR. 1P+N C25 4,5KA AC/0,3 2M | 209 | 1 | NR | 205 | 1 | NR | 1.951% | OFFICIAL | 2DN13G18F3110S2100 | 30 | 2DN | ENERGY | 13G | DIN RAIL MODULAR DEV | 18F | RCBO | 1 | 6 | NR | 632.689 | CCM | 263.667 | 237.3 | G | 8011564059474 | 8011564059474 | 8011564380158 | 85362010
GW94020 | COMPACT RCBO 1P+N C32 4.5KA AC/0.3 2M | WYŁ.RÓŻ-NADPR. 1P+N C32 4,5KA AC/0,3 2M | 209 | 1 | NR | 205 | 1 | NR | 1.951% | OFFICIAL | 2DN13G18F3110S2100 | 30 | 2DN | ENERGY | 13G | DIN RAIL MODULAR DEV | 18F | RCBO | 1 | 6 | NR | 632.689 | CCM | 264.333 | 237.9 | G | 8011564059481 | 8011564059481 | 8011564380172 | 85362010
GW95805 | COMPACT RCBO 2P C6 6KA AIR/0,03 2M | WYŁ. RÓŻN-PR.KOMP.2P C6 6KA AIR/0,03 2M | 419 | 1 | NR | 411 | 1 | NR | 1.946% | OFFICIAL | 2DN13G18F3130TA100 | 30 | 2DN | ENERGY | 13G | DIN RAIL MODULAR DEV | 18F | RCBO | 1 | 6 | NR | 632.689 | CCM | 266.288 | 236.188 | G | 8011564762220 | 8011564762220 | 8011564905481 | 85362010
GW95806 | COMPACT RCBO 2P C10 6KA AIR/0,03 2M | WYŁ. RÓŻN-PR.KOMP.2P C10 6KA AIR/0,03 2M | 419 | 1 | NR | 411 | 1 | NR | 1.946% | OFFICIAL | 2DN13G18F3130TA100 | 30 | 2DN | ENERGY | 13G | DIN RAIL MODULAR DEV | 18F | RCBO | 1 | 6 | NR | 632.689 | CCM | 265.68 | 235.58 | G | 8011564762237 | 8011564762237 | 8011564905498 | 85362010
GW95807 | COMPACT RCBO 2P C16 6KA AIR/0,03 2M | WYŁ. RÓŻN-PR.KOMP.2P C16 6KA AIR/0,03 2M | 419 | 1 | NR | 411 | 1 | NR | 1.946% | OFFICIAL | 2DN13G18F3130TA100 | 30 | 2DN | ENERGY | 13G | DIN RAIL MODULAR DEV | 18F | RCBO | 1 | 6 | NR | 632.689 | CCM | 269.04 | 238.94 | G | 8011564762251 | 8011564762251 | 8011564905511 | 85362010
GW95808 | COMPACT RCBO 2P C20 6KA AIR/0,03 2M | WYŁ. RÓŻN-PR.KOMP.2P C20 6KA AIR/0,03 2M | 419 | 1 | NR | 411 | 1 | NR | 1.946% | OFFICIAL | 2DN13G18F3130TA100 | 30 | 2DN | ENERGY | 13G | DIN RAIL MODULAR DEV | 18F | RCBO | 1 | 6 | NR | 632.689 | CCM | 272.75 | 242.65 | G | 8011564762268 | 8011564762268 | 8011564905528 | 85362010
GW95809 | COMPACT RCBO 2P C25 6KA AIR/0,03 2M | WYŁ. RÓŻN-PR.KOMP.2P C25 6KA AIR/0,03 2M | 419 | 1 | NR | 411 | 1 | NR | 1.946% | OFFICIAL | 2DN13G18F3130TA100 | 30 | 2DN | ENERGY | 13G | DIN RAIL MODULAR DEV | 18F | RCBO | 1 | 6 | NR | 632.689 | CCM | 272.12 | 242.02 | G | 8011564762275 | 8011564762275 | 8011564905535 | 85362010
GW95810 | COMPACT RCBO 2P C32 6KA AIR/0,03 2M | WYŁ. RÓŻN-PR.KOMP.2P C32 6KA AIR/0,03 2M | 419 | 1 | NR | 411 | 1 | NR | 1.946% | OFFICIAL | 2DN13G18F3130TA100 | 30 | 2DN | ENERGY | 13G | DIN RAIL MODULAR DEV | 18F | RCBO | 1 | 6 | NR | 632.689 | CCM | 272.692 | 242.592 | G | 8011564762282 | 8011564762282 | 8011564905542 | 85362010
GW95811 | COMPACT RCBO 2P C13 6KA AIR/0,03 2M | WYŁ. RÓŻN-PR.KOMP.2P C13 6KA AIR/0,03 2M | 419 | 1 | NR | 411 | 1 | NR | 1.946% | OFFICIAL | 2DN13G18F3130TA100 | 30 | 2DN | ENERGY | 13G | DIN RAIL MODULAR DEV | 18F | RCBO | 1 | 6 | NR | 632.689 | CCM | 267.912 | 237.812 | G | 8011564762244 | 8011564762244 | 8011564905504 | 85362010
GW94205 | COMPACT RCBO 1P+N C6 4.5KA A/0.03 2M | WYŁ.RÓŻ-PR.KOMP.1P+N C6 4,5KA A/0,03 2M | 262 | 1 | NR | 257 | 1 | NR | 1.946% | OFFICIAL | 2DN13G18F3110SI100 | 30 | 2DN | ENERGY | 13G | DIN RAIL MODULAR DEV | 18F | RCBO | 1 | 6 | NR | 632.689 | CCM | 258.833 | 232.95 | G | 8011564060333 | 8011564060333 | 8011564381636 | 85362010
GW94206 | COMPACT RCBO 1P+N C10 4.5KA A/0.03 2M | WYŁ.RÓŻ-PR.KOMP.1P+N C10 4,5KA A/0,03 2M | 262 | 1 | NR | 257 | 1 | NR | 1.946% | OFFICIAL | 2DN13G18F3110SI100 | 30 | 2DN | ENERGY | 13G | DIN RAIL MODULAR DEV | 18F | RCBO | 1 | 6 | NR | 632.689 | CCM | 261.5 | 235.35 | G | 8011564060340 | 8011564060340 | 8011564381650 | 85362010
GW94207 | COMPACT RCBO 1P+N C16 4.5KA A/0.03 2M | WYŁ.RÓŻ-PR.KOMP.1P+N C16 4,5KA A/0,03 2M | 262 | 1 | NR | 257 | 1 | NR | 1.946% | OFFICIAL | 2DN13G18F3110SI100 | 30 | 2DN | ENERGY | 13G | DIN RAIL MODULAR DEV | 18F | RCBO | 1 | 6 | NR | 632.689 | CCM | 260.833 | 234.75 | G | 8011564060357 | 8011564060357 | 8011564381674 | 85362010
GW94208 | COMPACT RCBO 1P+N C20 4.5KA A/0.03 2M | WYŁ.RÓŻ-PR.KOMP.1P+N C20 4,5KA A/0,03 2M | 262 | 1 | NR | 257 | 1 | NR | 1.946% | OFFICIAL | 2DN13G18F3110SI100 | 30 | 2DN | ENERGY | 13G | DIN RAIL MODULAR DEV | 18F | RCBO | 1 | 6 | NR | 632.689 | CCM | 266.5 | 239.85 | G | 8011564060364 | 8011564060364 | 8011564381698 | 85362010
GW94209 | COMPACT RCBO 1P+N C25 4.5KA A/0.03 2M | WYŁ.RÓŻ-PR.KOMP.1P+N C25 4,5KA A/0,03 2M | 262 | 1 | NR | 257 | 1 | NR | 1.946% | OFFICIAL | 2DN13G18F3110SI100 | 30 | 2DN | ENERGY | 13G | DIN RAIL MODULAR DEV | 18F | RCBO | 1 | 6 | NR | 632.689 | CCM | 262.333 | 236.1 | G | 8011564060371 | 8011564060371 | 8011564381711 | 85362010
GW94210 | COMPACT RCBO 1P+N C32 4.5KA A/0.03 2M | WYŁ.RÓŻ-PR.KOMP.1P+N C32 4,5KA A/0,03 2M | 262 | 1 | NR | 257 | 1 | NR | 1.946% | OFFICIAL | 2DN13G18F3110SI100 | 30 | 2DN | ENERGY | 13G | DIN RAIL MODULAR DEV | 18F | RCBO | 1 | 6 | NR | 632.689 | CCM | 265.167 | 238.65 | G | 8011564060388 | 8011564060388 | 8011564381735 | 85362010
GW94211 | COMPACT RCBO 1P+N C13 4.5KA A/0.03 2M | WYŁ.RÓŻ-PR.KOMP.1P+N C13 4,5KA A/0,03 2M | 262 | 1 | NR | 257 | 1 | NR | 1.946% | OFFICIAL | 2DN13G18F3110SI100 | 30 | 2DN | ENERGY | 13G | DIN RAIL MODULAR DEV | 18F | RCBO | 1 | 6 | NR | 632.689 | CCM | 343.56 | 314.66 | G | 8011564225626 | 8011564225626 | 8011564580251 | 85362010
GW94365 | COMPACT RCBO 4P C6 6KA A/0.03 4M | WYŁ. RÓŻN-PR.KOMP.4P C6 6KA A/0,03 4M | 788 | 1 | NR | 773 | 1 | NR | 1.94% | OFFICIAL | 2DN13G18F3130TA100 | 30 | 2DN | ENERGY | 13G | DIN RAIL MODULAR DEV | 18F | RCBO | 1 | 3 | NR | 1265.378 | CCM | 483 | 434.7 | G | 8011564061170 | 8011564061170 | 8011564952997 | 85362010
GW94366 | COMPACT RCBO 4P C10 6KA A/0.03 4M | WYŁ. RÓŻN-PR.KOMP.4P C10 6KA A/0,03 4M | 788 | 1 | NR | 773 | 1 | NR | 1.94% | OFFICIAL | 2DN13G18F3130TA100 | 30 | 2DN | ENERGY | 13G | DIN RAIL MODULAR DEV | 18F | RCBO | 1 | 3 | NR | 1265.378 | CCM | 483.5 | 435.15 | G | 8011564061187 | 8011564061187 | 8011564953000 | 85362010
GW94367 | COMPACT RCBO 4P C16 6KA A/0.03 4M | WYŁ. RÓŻN-PR.KOMP.4P C16 6KA A/0,03 4M | 788 | 1 | NR | 773 | 1 | NR | 1.94% | OFFICIAL | 2DN13G18F3130TA100 | 30 | 2DN | ENERGY | 13G | DIN RAIL MODULAR DEV | 18F | RCBO | 1 | 3 | NR | 1265.378 | CCM | 495.5 | 445.95 | G | 8011564061194 | 8011564061194 | 8011564953017 | 85362010
GW94368 | COMPACT RCBO 4P C20 6KA A/0.03 4M | WYŁ. RÓŻN-PR.KOMP.4P C20 6KA A/0,03 4M | 788 | 1 | NR | 773 | 1 | NR | 1.94% | OFFICIAL | 2DN13G18F3130TA100 | 30 | 2DN | ENERGY | 13G | DIN RAIL MODULAR DEV | 18F | RCBO | 1 | 3 | NR | 1265.378 | CCM | 501 | 450.9 | G | 8011564061200 | 8011564061200 | 8011564953024 | 85362010
GW94369 | COMPACT RCBO 4P C25 6KA A/0.03 4M | WYŁ. RÓŻN-PR.KOMP.4P C25 6KA A/0,03 4M | 788 | 1 | NR | 773 | 1 | NR | 1.94% | OFFICIAL | 2DN13G18F3130TA100 | 30 | 2DN | ENERGY | 13G | DIN RAIL MODULAR DEV | 18F | RCBO | 1 | 3 | NR | 1265.378 | CCM | 497.5 | 447.75 | G | 8011564061217 | 8011564061217 | 8011564953031 | 85362010
GW94370 | COMPACT RCBO 4P C32 6KA A/0.03 4M | WYŁ. RÓŻN-PR.KOMP.4P C32 6KA A/0,03 4M | 788 | 1 | NR | 773 | 1 | NR | 1.94% | OFFICIAL | 2DN13G18F3130TA100 | 30 | 2DN | ENERGY | 13G | DIN RAIL MODULAR DEV | 18F | RCBO | 1 | 3 | NR | 1265.378 | CCM | 498 | 448.2 | G | 8011564061224 | 8011564061224 | 8011564953048 | 85362010
GW94371 | COMPACT RCBO 4P C13 6KA A/0.03 4M | WYŁ. RÓŻN-PR.KOMP.4P C13 6KA A/0,03 4M | 788 | 1 | NR | 773 | 1 | NR | 1.94% | OFFICIAL | 2DN13G18F3130TA100 | 30 | 2DN | ENERGY | 13G | DIN RAIL MODULAR DEV | 18F | RCBO | 1 | 3 | NR | 1265.378 | CCM | 550.443 | 486.993 | G | 8011564225695 | 8011564225695 | 8011564953055 | 85362010
GW95165 | COMPACT RCBO 4P B6 6KA A/0,03 4M | WYŁ. RÓŻN-PR.KOMP.4P B6 6KA A/0,03 4M | 788 | 1 | NR | 773 | 1 | NR | 1.94% | OFFICIAL | 2DN13G18F3130TA100 | 30 | 2DN | ENERGY | 13G | DIN RAIL MODULAR DEV | 18F | RCBO | 1 | 3 | NR | 1265.378 | CCM | 550.785 | 477.335 | G | 8011564299344 | 8011564299344 | 8011564953680 | 85362010
GW95166 | COMPACT RCBO 4P B10 6KA A/0,03 4M | WYŁ. RÓŻN-PR.KOMP.4P B10 6KA A/0,03 4M | 788 | 1 | NR | 773 | 1 | NR | 1.94% | OFFICIAL | 2DN13G18F3130TA100 | 30 | 2DN | ENERGY | 13G | DIN RAIL MODULAR DEV | 18F | RCBO | 1 | 3 | NR | 1265.378 | CCM | 485 | 436.5 | G | 8011564299351 | 8011564299351 | 8011564953697 | 85362010
GW95168 | COMPACT RCBO 4P B20 6KA A/0,03 4M | WYŁ. RÓŻN-PR.KOMP.4P B20 6KA A/0,03 4M | 788 | 1 | NR | 773 | 1 | NR | 1.94% | OFFICIAL | 2DN13G18F3130TA100 | 30 | 2DN | ENERGY | 13G | DIN RAIL MODULAR DEV | 18F | RCBO | 1 | 3 | NR | 1265.378 | CCM | 500 | 450 | G | 8011564299375 | 8011564299375 | 8011564953710 | 85362010
GW95169 | COMPACT RCBO 4P B25 6KA A/0,03 4M | WYŁ. RÓŻN-PR.KOMP.4P B25 6KA A/0,03 4M | 788 | 1 | NR | 773 | 1 | NR | 1.94% | OFFICIAL | 2DN13G18F3130TA100 | 30 | 2DN | ENERGY | 13G | DIN RAIL MODULAR DEV | 18F | RCBO | 1 | 3 | NR | 1265.378 | CCM | 502.5 | 452.25 | G | 8011564299382 | 8011564299382 | 8011564953727 | 85362010
GW95170 | COMPACT RCBO 4P B32 6KA A/0,03 4M | WYŁ. RÓŻN-PR.KOMP.4P B32 6KA A/0,03 4M | 788 | 1 | NR | 773 | 1 | NR | 1.94% | OFFICIAL | 2DN13G18F3130TA100 | 30 | 2DN | ENERGY | 13G | DIN RAIL MODULAR DEV | 18F | RCBO | 1 | 3 | NR | 1265.378 | CCM | 502.5 | 452.25 | G | 8011564299399 | 8011564299399 | 8011564953734 | 85362010
GW95171 | COMPACT RCBO 4P B13 6KA A/0,03 4M | WYŁ. RÓŻN-PR.KOMP.4P B13 6KA A/0,03 4M | 788 | 1 | NR | 773 | 1 | NR | 1.94% | OFFICIAL | 2DN13G18F3130TA100 | 30 | 2DN | ENERGY | 13G | DIN RAIL MODULAR DEV | 18F | RCBO | 1 | 3 | NR | 1265.378 | CCM | 573.965 | 500.515 | G | 8011564299405 | 8011564299405 | 8011564953741 | 85362010
GW95245 | COMPACT RCBO 3P C6 10KA A/0,03 3M 230V | WYŁ.RÓŻ-PR.KOMP.3P C6 10KA A/0,03 3M | 788 | 1 | NR | 773 | 1 | NR | 1.94% | OFFICIAL | 2DN13G18F3150TT100 | 30 | 2DN | ENERGY | 13G | DIN RAIL MODULAR DEV | 18F | RCBO | 1 | 4 | NR | 949.033 | CCM | 352.826 | 312.095 | G | 8011564825116 | 8011564825116 | 8011564966703 | 85362010
GW95246 | COMPACT RCBO 3P C10 10KA A/0,03 3M 230V | WYŁ.RÓŻ-PR.KOMP.3P C10 10KA A/0,03 3M | 788 | 1 | NR | 773 | 1 | NR | 1.94% | OFFICIAL | 2DN13G18F3150TT100 | 30 | 2DN | ENERGY | 13G | DIN RAIL MODULAR DEV | 18F | RCBO | 1 | 4 | NR | 949.033 | CCM | 351.914 | 311.183 | G | 8011564825123 | 8011564825123 | 8011564966710 | 85362010
GW95247 | COMPACT RCBO 3P C16 10KA A/0,03 3M 230V | WYŁ.RÓŻ-PR.KOMP.3P C16 10KA A/0,03 3M | 788 | 1 | NR | 773 | 1 | NR | 1.94% | OFFICIAL | 2DN13G18F3150TT100 | 30 | 2DN | ENERGY | 13G | DIN RAIL MODULAR DEV | 18F | RCBO | 1 | 4 | NR | 949.033 | CCM | 357.257 | 316.526 | G | 8011564825130 | 8011564825130 | 8011564966727 | 85362010
GW95248 | COMPACT RCBO 3P C20 10KA A/0,03 3M 230V | WYŁ.RÓŻ-PR.KOMP.3P C20 10KA A/0,03 3M | 788 | 1 | NR | 773 | 1 | NR | 1.94% | OFFICIAL | 2DN13G18F3150TT100 | 30 | 2DN | ENERGY | 13G | DIN RAIL MODULAR DEV | 18F | RCBO | 1 | 4 | NR | 949.033 | CCM | 366.071 | 325.34 | G | 8011564825147 | 8011564825147 | 8011564966734 | 85362010
GW95249 | COMPACT RCBO 3P C25 10KA A/0,03 3M 230V | WYŁ.RÓŻ-PR.KOMP.3P C25 10KA A/0,03 3M | 788 | 1 | NR | 773 | 1 | NR | 1.94% | OFFICIAL | 2DN13G18F3150TT100 | 30 | 2DN | ENERGY | 13G | DIN RAIL MODULAR DEV | 18F | RCBO | 1 | 4 | NR | 949.033 | CCM | 365.126 | 324.395 | G | 8011564825154 | 8011564825154 | 8011564966741 | 85362010
GW95250 | COMPACT RCBO 3P C32 10KA A/0,03 3M 230V | WYŁ.RÓŻ-PR.KOMP.3P C32 10KA A/0,03 3M | 788 | 1 | NR | 773 | 1 | NR | 1.94% | OFFICIAL | 2DN13G18F3150TT100 | 30 | 2DN | ENERGY | 13G | DIN RAIL MODULAR DEV | 18F | RCBO | 1 | 4 | NR | 949.033 | CCM | 365.984 | 325.253 | G | 8011564825161 | 8011564825161 | 8011564966758 | 85362010
GW94308 | COMPACT RCBO 1P+N C20 6KA A/0.03 2M | WYŁ.RÓŻ-PR.KOMP.1P+N C20 6KA A/0,03 2M | 84.1 | 1 | NR | 82.5 | 1 | NR | 1.939% | OFFICIAL | 2DN13G18F3130TA100 | 30 | 2DN | ENERGY | 13G | DIN RAIL MODULAR DEV | 18F | RCBO | 1 | 6 | NR | 632.689 | CCM | 266.5 | 239.85 | G | 8011564060845 | 8011564060845 | 8011564382534 | 85362010
GW95108 | COMPACT RCBO 1P+N B20 6KA A/0,03 2M | WYŁ.RÓŻ-PR.KOMP.1P+N B20 6KA A/0,03 2M | 84.1 | 1 | NR | 82.5 | 1 | NR | 1.939% | OFFICIAL | 2DN13G18F3130TA100 | 30 | 2DN | ENERGY | 13G | DIN RAIL MODULAR DEV | 18F | RCBO | 1 | 6 | NR | 632.689 | CCM | 258.333 | 232.5 | G | 8011564298927 | 8011564298927 | 8011564644601 | 85362010
GW95111 | COMPACT RCBO 1P+N B13 6KA A/0,03 2M | WYŁ.RÓŻ-PR.KOMP.1P+N B13 6KA A/0,03 2M | 73.7 | 1 | NR | 72.3 | 1 | NR | 1.936% | OFFICIAL | 2DN13G18F3130TA100 | 30 | 2DN | ENERGY | 13G | DIN RAIL MODULAR DEV | 18F | RCBO | 1 | 6 | NR | 632.689 | CCM | 315.913 | 286.763 | G | 8011564298958 | 8011564298958 | 8011564644632 | 85362010
GW94105 | COMPACT RCBO 1P+N C6 6KA AC/0.03 2M | WYŁ. RÓŻN-PR.KOMP.1P+N C6 6KA AC/0,03 2M | 63.6 | 1 | NR | 62.4 | 1 | NR | 1.923% | OFFICIAL | 2DN13G18F3130SV100 | 30 | 2DN | ENERGY | 13G | DIN RAIL MODULAR DEV | 18F | RCBO | 1 | 6 | NR | 632.689 | CCM | 266.833 | 240.15 | G | 8011564059856 | 8011564059856 | 8011564380790 | 85362010
GW94075 | COMPACT RCBO 4P C6 4.5KA AC/0.3 4M | WYŁ. RÓŻN-PR.KOMP.4P C6 4,5KA AC/0,3 4M | 477 | 1 | NR | 468 | 1 | NR | 1.923% | OFFICIAL | 2DN13G18F3110S2100 | 30 | 2DN | ENERGY | 13G | DIN RAIL MODULAR DEV | 18F | RCBO | 1 | 3 | NR | 1265.378 | CCM | 489 | 440.1 | G | 8011564059795 | 8011564059795 | 8011564952676 | 85362010
GW94076 | COMPACT RCBO 4P C10 4.5KA AC/0.3 4M | WYŁ. RÓŻN-PR.KOMP.4P C10 4,5KA AC/0,3 4M | 477 | 1 | NR | 468 | 1 | NR | 1.923% | OFFICIAL | 2DN13G18F3110S2100 | 30 | 2DN | ENERGY | 13G | DIN RAIL MODULAR DEV | 18F | RCBO | 1 | 3 | NR | 1265.378 | CCM | 486 | 437.4 | G | 8011564059801 | 8011564059801 | 8011564952683 | 85362010
GW94077 | COMPACT RCBO 4P C16 4.5KA AC/0.3 4M | WYŁ. RÓŻN-PR.KOMP.4P C16 4,5KA AC/0,3 4M | 477 | 1 | NR | 468 | 1 | NR | 1.923% | OFFICIAL | 2DN13G18F3110S2100 | 30 | 2DN | ENERGY | 13G | DIN RAIL MODULAR DEV | 18F | RCBO | 1 | 3 | NR | 990.242 | CCM | 494 | 444.6 | G | 8011564059818 | 8011564059818 | 8011564952690 | 85362010
GW94078 | COMPACT RCBO 4P C20 4.5KA AC/0.3 4M | WYŁ. RÓŻN-PR.KOMP.4P C20 4,5KA AC/0,3 4M | 477 | 1 | NR | 468 | 1 | NR | 1.923% | OFFICIAL | 2DN13G18F3110S2100 | 30 | 2DN | ENERGY | 13G | DIN RAIL MODULAR DEV | 18F | RCBO | 1 | 3 | NR | 1265.378 | CCM | 506 | 455.4 | G | 8011564059825 | 8011564059825 | 8011564952706 | 85362010
GW94079 | COMPACT RCBO 4P C25 4.5KA AC/0.3 4M | WYŁ. RÓŻN-PR.KOMP.4P C25 4,5KA AC/0,3 4M | 477 | 1 | NR | 468 | 1 | NR | 1.923% | OFFICIAL | 2DN13G18F3110S2100 | 30 | 2DN | ENERGY | 13G | DIN RAIL MODULAR DEV | 18F | RCBO | 1 | 3 | NR | 1265.378 | CCM | 495.5 | 445.95 | G | 8011564059832 | 8011564059832 | 8011564952713 | 85362010
GW94080 | COMPACT RCBO 4P C32 4.5KA AC/0.3 4M | WYŁ. RÓŻN-PR.KOMP.4P C32 4,5KA AC/0,3 4M | 477 | 1 | NR | 468 | 1 | NR | 1.923% | OFFICIAL | 2DN13G18F3110S2100 | 30 | 2DN | ENERGY | 13G | DIN RAIL MODULAR DEV | 18F | RCBO | 1 | 3 | NR | 1265.378 | CCM | 496 | 446.4 | G | 8011564059849 | 8011564059849 | 8011564952720 | 85362010
GW94309 | COMPACT RCBO 1P+N C25 6KA A/0.03 2M | WYŁ.RÓŻ-PR.KOMP.1P+N C25 6KA A/0,03 2M | 85.2 | 1 | NR | 83.6 | 1 | NR | 1.914% | OFFICIAL | 2DN13G18F3130TA100 | 30 | 2DN | ENERGY | 13G | DIN RAIL MODULAR DEV | 18F | RCBO | 1 | 6 | NR | 632.689 | CCM | 263.167 | 236.85 | G | 8011564060852 | 8011564060852 | 8011564382558 | 85362010
GW94310 | COMPACT RCBO 1P+N C32 6KA A/0.03 2M | WYŁ.RÓŻ-PR.KOMP.1P+N C32 6KA A/0,03 2M | 85.2 | 1 | NR | 83.6 | 1 | NR | 1.914% | OFFICIAL | 2DN13G18F3130TA100 | 30 | 2DN | ENERGY | 13G | DIN RAIL MODULAR DEV | 18F | RCBO | 1 | 6 | NR | 632.689 | CCM | 264.833 | 238.35 | G | 8011564060869 | 8011564060869 | 8011564382572 | 85362010
GW95109 | COMPACT RCBO 1P+N B25 6KA A/0,03 2M | WYŁ.RÓŻ-PR.KOMP.1P+N B25 6KA A/0,03 2M | 85.2 | 1 | NR | 83.6 | 1 | NR | 1.914% | OFFICIAL | 2DN13G18F3130TA100 | 30 | 2DN | ENERGY | 13G | DIN RAIL MODULAR DEV | 18F | RCBO | 1 | 6 | NR | 632.689 | CCM | 257.5 | 231.75 | G | 8011564298934 | 8011564298934 | 8011564644618 | 85362010
GW95110 | COMPACT RCBO 1P+N B32 6KA A/0,03 2M | WYŁ.RÓŻ-PR.KOMP.1P+N B32 6KA A/0,03 2M | 85.2 | 1 | NR | 83.6 | 1 | NR | 1.914% | OFFICIAL | 2DN13G18F3130TA100 | 30 | 2DN | ENERGY | 13G | DIN RAIL MODULAR DEV | 18F | RCBO | 1 | 6 | NR | 632.689 | CCM | 276.115 | 246.965 | G | 8011564298941 | 8011564298941 | 8011564644625 | 85362010
GW94106 | COMPACT RCBO 1P+N C10 6KA AC/0.03 2M | WYŁ.RÓŻ-PR.KOMP.1P+N C10 6KA AC/0,03 2M | 58.7 | 1 | NR | 57.6 | 1 | NR | 1.91% | OFFICIAL | 2DN13G18F3130SV100 | 30 | 2DN | ENERGY | 13G | DIN RAIL MODULAR DEV | 18F | RCBO | 1 | 6 | NR | 632.689 | CCM | 264.667 | 238.2 | G | 8011564059863 | 8011564059863 | 8011564380813 | 85362010
GW94108 | COMPACT RCBO 1P+N C20 6KA AC/0.03 2M | WYŁ.RÓŻ-PR.KOMP.1P+N C20 6KA AC/0,03 2M | 58.7 | 1 | NR | 57.6 | 1 | NR | 1.91% | OFFICIAL | 2DN13G18F3130SV100 | 30 | 2DN | ENERGY | 13G | DIN RAIL MODULAR DEV | 18F | RCBO | 1 | 6 | NR | 632.689 | CCM | 273.5 | 246.15 | G | 8011564059887 | 8011564059887 | 8011564380851 | 85362010
GW94111 | COMPACT RCBO 1P+N C13 6KA AC/0.03 2M | WYŁ.RÓŻ-PR.KOMP.1P+N C13 6KA AC/0,03 2M | 58.7 | 1 | NR | 57.6 | 1 | NR | 1.91% | OFFICIAL | 2DN13G18F3130SV100 | 30 | 2DN | ENERGY | 13G | DIN RAIL MODULAR DEV | 18F | RCBO | 1 | 6 | NR | 632.689 | CCM | 267.5 | 240.75 | G | 8011564225589 | 8011564225589 | 8011564580213 | 85362010
GW94155 | COMPACT RCBO 3P C6 6KA AC/0.3 3M | WYŁ. RÓŻN-PR.KOMP.3P C6 6KA AC/0,3 3M | 535 | 1 | NR | 525 | 1 | NR | 1.905% | OFFICIAL | 2DN13G18F3130SV100 | 30 | 2DN | ENERGY | 13G | DIN RAIL MODULAR DEV | 18F | RCBO | 1 | 4 | NR | 949.033 | CCM | 366 | 329.4 | G | 8011564060159 | 8011564060159 | 8011564381391 | 85362010
GW94156 | COMPACT RCBO 3P C10 6KA AC/0.3 3M | WYŁ. RÓŻN-PR.KOMP.3P C10 6KA AC/0,3 3M | 535 | 1 | NR | 525 | 1 | NR | 1.905% | OFFICIAL | 2DN13G18F3130SV100 | 30 | 2DN | ENERGY | 13G | DIN RAIL MODULAR DEV | 18F | RCBO | 1 | 4 | NR | 949.033 | CCM | 362.5 | 326.25 | G | 8011564060166 | 8011564060166 | 8011564381414 | 85362010
GW94157 | COMPACT RCBO 3P C16 6KA AC/0.3 3M | WYŁ. RÓŻN-PR.KOMP.3P C16 6KA AC/0,3 3M | 535 | 1 | NR | 525 | 1 | NR | 1.905% | OFFICIAL | 2DN13G18F3130SV100 | 30 | 2DN | ENERGY | 13G | DIN RAIL MODULAR DEV | 18F | RCBO | 1 | 4 | NR | 949.033 | CCM | 369.5 | 332.55 | G | 8011564060173 | 8011564060173 | 8011564381438 | 85362010
GW94158 | COMPACT RCBO 3P C20 6KA AC/0.3 3M | WYŁ. RÓŻN-PR.KOMP.3P C20 6KA AC/0,3 3M | 535 | 1 | NR | 525 | 1 | NR | 1.905% | OFFICIAL | 2DN13G18F3130SV100 | 30 | 2DN | ENERGY | 13G | DIN RAIL MODULAR DEV | 18F | RCBO | 1 | 4 | NR | 949.033 | CCM | 368 | 331.2 | G | 8011564060180 | 8011564060180 | 8011564381452 | 85362010
GW94159 | COMPACT RCBO 3P C25 6KA AC/0.3 3M | WYŁ. RÓŻN-PR.KOMP.3P C25 6KA AC/0,3 3M | 535 | 1 | NR | 525 | 1 | NR | 1.905% | OFFICIAL | 2DN13G18F3130SV100 | 30 | 2DN | ENERGY | 13G | DIN RAIL MODULAR DEV | 18F | RCBO | 1 | 4 | NR | 949.033 | CCM | 370.75 | 333.675 | G | 8011564060197 | 8011564060197 | 8011564381476 | 85362010
GW94160 | COMPACT RCBO 3P C32 6KA AC/0.3 3M | WYŁ. RÓŻN-PR.KOMP.3P C32 6KA AC/0,3 3M | 535 | 1 | NR | 525 | 1 | NR | 1.905% | OFFICIAL | 2DN13G18F3130SV100 | 30 | 2DN | ENERGY | 13G | DIN RAIL MODULAR DEV | 18F | RCBO | 1 | 4 | NR | 949.033 | CCM | 375.5 | 337.95 | G | 8011564060203 | 8011564060203 | 8011564381490 | 85362010
GW94325 | COMPACT RCBO 2P C6 6KA A/0.03 2M | WYŁ. RÓŻN-PR.KOMP.2P C6 6KA A/0,03 2M | 375 | 1 | NR | 368 | 1 | NR | 1.902% | OFFICIAL | 2DN13G18F3130TA100 | 30 | 2DN | ENERGY | 13G | DIN RAIL MODULAR DEV | 18F | RCBO | 1 | 6 | NR | 632.689 | CCM | 259.333 | 233.4 | G | 8011564060937 | 8011564060937 | 8011564382718 | 85362010
GW94326 | COMPACT RCBO 2P C10 6KA A/0.03 2M | WYŁ. RÓŻN-PR.KOMP.2P C10 6KA A/0,03 2M | 375 | 1 | NR | 368 | 1 | NR | 1.902% | OFFICIAL | 2DN13G18F3130TA100 | 30 | 2DN | ENERGY | 13G | DIN RAIL MODULAR DEV | 18F | RCBO | 1 | 6 | NR | 632.689 | CCM | 255.667 | 230.1 | G | 8011564060944 | 8011564060944 | 8011564382732 | 85362010
GW94327 | COMPACT RCBO 2P C16 6KA A/0.03 2M | WYŁ. RÓŻN-PR.KOMP.2P C16 6KA A/0,03 2M | 375 | 1 | NR | 368 | 1 | NR | 1.902% | OFFICIAL | 2DN13G18F3130TA100 | 30 | 2DN | ENERGY | 13G | DIN RAIL MODULAR DEV | 18F | RCBO | 1 | 6 | NR | 632.689 | CCM | 260 | 234 | G | 8011564060951 | 8011564060951 | 8011564382756 | 85362010
GW94328 | COMPACT RCBO 2P C20 6KA A/0.03 2M | WYŁ. RÓŻN-PR.KOMP.2P C20 6KA A/0,03 2M | 375 | 1 | NR | 368 | 1 | NR | 1.902% | OFFICIAL | 2DN13G18F3130TA100 | 30 | 2DN | ENERGY | 13G | DIN RAIL MODULAR DEV | 18F | RCBO | 1 | 6 | NR | 632.689 | CCM | 266.667 | 240 | G | 8011564060968 | 8011564060968 | 8011564382770 | 85362010
GW94329 | COMPACT RCBO 2P C25 6KA A/0.03 2M | WYŁ. RÓŻN-PR.KOMP.2P C25 6KA A/0,03 2M | 375 | 1 | NR | 368 | 1 | NR | 1.902% | OFFICIAL | 2DN13G18F3130TA100 | 30 | 2DN | ENERGY | 13G | DIN RAIL MODULAR DEV | 18F | RCBO | 1 | 6 | NR | 632.689 | CCM | 262.5 | 236.25 | G | 8011564060975 | 8011564060975 | 8011564382794 | 85362010
GW94330 | COMPACT RCBO 2P C32 6KA A/0.03 2M | WYŁ. RÓŻN-PR.KOMP.2P C32 6KA A/0,03 2M | 375 | 1 | NR | 368 | 1 | NR | 1.902% | OFFICIAL | 2DN13G18F3130TA100 | 30 | 2DN | ENERGY | 13G | DIN RAIL MODULAR DEV | 18F | RCBO | 1 | 6 | NR | 632.689 | CCM | 262.5 | 236.25 | G | 8011564060982 | 8011564060982 | 8011564382817 | 85362010
GW94331 | COMPACT RCBO 2P C13 6KA A/0.03 2M | WYŁ. RÓŻN-PR.KOMP.2P C13 6KA A/0,03 2M | 375 | 1 | NR | 368 | 1 | NR | 1.902% | OFFICIAL | 2DN13G18F3130TA100 | 30 | 2DN | ENERGY | 13G | DIN RAIL MODULAR DEV | 18F | RCBO | 1 | 6 | NR | 632.689 | CCM | 260.5 | 234.45 | G | 8011564225671 | 8011564225671 | 8011564580305 | 85362010
GW95125 | COMPACT RCBO 2P B6 6KA A/0,03 2M | WYŁ. RÓŻN-PR.KOMP.2P B6 6KA A/0,03 2M | 375 | 1 | NR | 368 | 1 | NR | 1.902% | OFFICIAL | 2DN13G18F3130TA100 | 30 | 2DN | ENERGY | 13G | DIN RAIL MODULAR DEV | 18F | RCBO | 1 | 6 | NR | 632.689 | CCM | 260.833 | 234.75 | G | 8011564299023 | 8011564299023 | 8011564644700 | 85362010
GW95126 | COMPACT RCBO 2P B10 6KA A/0,03 2M | WYŁ. RÓŻN-PR.KOMP.2P B10 6KA A/0,03 2M | 375 | 1 | NR | 368 | 1 | NR | 1.902% | OFFICIAL | 2DN13G18F3130TA100 | 30 | 2DN | ENERGY | 13G | DIN RAIL MODULAR DEV | 18F | RCBO | 1 | 6 | NR | 632.689 | CCM | 250.833 | 225.75 | G | 8011564299030 | 8011564299030 | 8011564644717 | 85362010
GW95127 | COMPACT RCBO 2P B16 6KA A/0,03 2M | WYŁ. RÓŻN-PR.KOMP.2P B16 6KA A/0,03 2M | 375 | 1 | NR | 368 | 1 | NR | 1.902% | OFFICIAL | 2DN13G18F3130TA100 | 30 | 2DN | ENERGY | 13G | DIN RAIL MODULAR DEV | 18F | RCBO | 1 | 6 | NR | 632.689 | CCM | 318.477 | 285.777 | G | 8011564299047 | 8011564299047 | 8011564644724 | 85362010
GW95128 | COMPACT RCBO 2P B20 6KA A/0,03 2M | WYŁ. RÓŻN-PR.KOMP.2P B20 6KA A/0,03 2M | 375 | 1 | NR | 368 | 1 | NR | 1.902% | OFFICIAL | 2DN13G18F3130TA100 | 30 | 2DN | ENERGY | 13G | DIN RAIL MODULAR DEV | 18F | RCBO | 1 | 6 | NR | 632.689 | CCM | 282.227 | 253.077 | G | 8011564299054 | 8011564299054 | 8011564644731 | 85362010
GW95129 | COMPACT RCBO 2P B25 6KA A/0,03 2M | WYŁ. RÓŻN-PR.KOMP.2P B25 6KA A/0,03 2M | 375 | 1 | NR | 368 | 1 | NR | 1.902% | OFFICIAL | 2DN13G18F3130TA100 | 30 | 2DN | ENERGY | 13G | DIN RAIL MODULAR DEV | 18F | RCBO | 1 | 6 | NR | 632.689 | CCM | 281.137 | 251.987 | G | 8011564299061 | 8011564299061 | 8011564644748 | 85362010
GW95130 | COMPACT RCBO 2P B32 6KA A/0,03 2M | WYŁ. RÓŻN-PR.KOMP.2P B32 6KA A/0,03 2M | 375 | 1 | NR | 368 | 1 | NR | 1.902% | OFFICIAL | 2DN13G18F3130TA100 | 30 | 2DN | ENERGY | 13G | DIN RAIL MODULAR DEV | 18F | RCBO | 1 | 6 | NR | 632.689 | CCM | 258.333 | 232.5 | G | 8011564299078 | 8011564299078 | 8011564644755 | 85362010
GW95131 | COMPACT RCBO 2P B13 6KA A/0,03 2M | WYŁ. RÓŻN-PR.KOMP.2P B13 6KA A/0,03 2M | 375 | 1 | NR | 368 | 1 | NR | 1.902% | OFFICIAL | 2DN13G18F3130TA100 | 30 | 2DN | ENERGY | 13G | DIN RAIL MODULAR DEV | 18F | RCBO | 1 | 6 | NR | 632.689 | CCM | 248.333 | 223.5 | G | 8011564299085 | 8011564299085 | 8011564644762 | 85362010
GW94115 | COMPACT RCBO 1P+N C6 6KA AC/0.3 2M | WYŁ. RÓŻN-PR.KOMP.1P+N C6 6KA AC/0,3 2M | 268 | 1 | NR | 263 | 1 | NR | 1.901% | OFFICIAL | 2DN13G18F3130SV100 | 30 | 2DN | ENERGY | 13G | DIN RAIL MODULAR DEV | 18F | RCBO | 1 | 6 | NR | 632.689 | CCM | 260.667 | 234.6 | G | 8011564059917 | 8011564059917 | 8011564380912 | 85362010
GW94116 | COMPACT RCBO 1P+N C10 6KA AC/0.3 2M | WYŁ.RÓŻ-PR.KOMP.1P+N C10 6KA AC/0,3 2M | 268 | 1 | NR | 263 | 1 | NR | 1.901% | OFFICIAL | 2DN13G18F3130SV100 | 30 | 2DN | ENERGY | 13G | DIN RAIL MODULAR DEV | 18F | RCBO | 1 | 6 | NR | 632.689 | CCM | 260.333 | 234.3 | G | 8011564059924 | 8011564059924 | 8011564380936 | 85362010
GW94117 | COMPACT RCBO 1P+N C16 6KA AC/0.3 2M | WYŁ.RÓŻ-PR.KOMP.1P+N C16 6KA AC/0,3 2M | 268 | 1 | NR | 263 | 1 | NR | 1.901% | OFFICIAL | 2DN13G18F3130SV100 | 30 | 2DN | ENERGY | 13G | DIN RAIL MODULAR DEV | 18F | RCBO | 1 | 6 | NR | 632.689 | CCM | 262.667 | 236.4 | G | 8011564059931 | 8011564059931 | 8011564380950 | 85362010
GW94118 | COMPACT RCBO 1P+N C20 6KA AC/0.3 2M | WYŁ.RÓŻ-PR.KOMP.1P+N C20 6KA AC/0,3 2M | 268 | 1 | NR | 263 | 1 | NR | 1.901% | OFFICIAL | 2DN13G18F3130SV100 | 30 | 2DN | ENERGY | 13G | DIN RAIL MODULAR DEV | 18F | RCBO | 1 | 6 | NR | 632.689 | CCM | 266.333 | 239.7 | G | 8011564059948 | 8011564059948 | 8011564380974 | 85362010
GW94119 | COMPACT RCBO 1P+N C25 6KA AC/0.3 2M | WYŁ.RÓŻ-PR.KOMP.1P+N C25 6KA AC/0,3 2M | 268 | 1 | NR | 263 | 1 | NR | 1.901% | OFFICIAL | 2DN13G18F3130SV100 | 30 | 2DN | ENERGY | 13G | DIN RAIL MODULAR DEV | 18F | RCBO | 1 | 6 | NR | 632.689 | CCM | 265 | 238.5 | G | 8011564059955 | 8011564059955 | 8011564380998 | 85362010
GW94120 | COMPACT RCBO 1P+N C32 6KA AC/0.3 2M | WYŁ.RÓŻ-PR.KOMP.1P+N C32 6KA AC/0,3 2M | 268 | 1 | NR | 263 | 1 | NR | 1.901% | OFFICIAL | 2DN13G18F3130SV100 | 30 | 2DN | ENERGY | 13G | DIN RAIL MODULAR DEV | 18F | RCBO | 1 | 6 | NR | 632.689 | CCM | 268.333 | 241.5 | G | 8011564059962 | 8011564059962 | 8011564381018 | 85362010
GW94355 | COMPACT RCBO 3P C6 6KA A/0.3 3M | WYŁ. RÓŻN-PR.KOMP.3P C6 6KA A/0,3 3M | 647 | 1 | NR | 635 | 1 | NR | 1.89% | OFFICIAL | 2DN13G18F3130TA100 | 30 | 2DN | ENERGY | 13G | DIN RAIL MODULAR DEV | 18F | RCBO | 1 | 4 | NR | 949.033 | CCM | 361.5 | 325.35 | G | 8011564061118 | 8011564061118 | 8011564383074 | 85362010
GW94356 | COMPACT RCBO 3P C10 6KA A/0.3 3M | WYŁ. RÓŻN-PR.KOMP.3P C10 6KA A/0,3 3M | 647 | 1 | NR | 635 | 1 | NR | 1.89% | OFFICIAL | 2DN13G18F3130TA100 | 30 | 2DN | ENERGY | 13G | DIN RAIL MODULAR DEV | 18F | RCBO | 1 | 4 | NR | 949.033 | CCM | 360 | 324 | G | 8011564061125 | 8011564061125 | 8011564383098 | 85362010
GW94357 | COMPACT RCBO 3P C16 6KA A/0.3 3M | WYŁ. RÓŻN-PR.KOMP.3P C16 6KA A/0,3 3M | 647 | 1 | NR | 635 | 1 | NR | 1.89% | OFFICIAL | 2DN13G18F3130TA100 | 30 | 2DN | ENERGY | 13G | DIN RAIL MODULAR DEV | 18F | RCBO | 1 | 4 | NR | 949.033 | CCM | 366.75 | 330.075 | G | 8011564061132 | 8011564061132 | 8011564383111 | 85362010
GW94358 | COMPACT RCBO 3P C20 6KA A/0.3 3M | WYŁ. RÓŻN-PR.KOMP.3P C20 6KA A/0,3 3M | 647 | 1 | NR | 635 | 1 | NR | 1.89% | OFFICIAL | 2DN13G18F3130TA100 | 30 | 2DN | ENERGY | 13G | DIN RAIL MODULAR DEV | 18F | RCBO | 1 | 4 | NR | 949.033 | CCM | 372.5 | 335.25 | G | 8011564061149 | 8011564061149 | 8011564383135 | 85362010
GW94359 | COMPACT RCBO 3P C25 6KA A/0.3 3M | WYŁ. RÓŻN-PR.KOMP.3P C25 6KA A/0,3 3M | 647 | 1 | NR | 635 | 1 | NR | 1.89% | OFFICIAL | 2DN13G18F3130TA100 | 30 | 2DN | ENERGY | 13G | DIN RAIL MODULAR DEV | 18F | RCBO | 1 | 4 | NR | 949.033 | CCM | 366.75 | 330.075 | G | 8011564061156 | 8011564061156 | 8011564383159 | 85362010
GW94360 | COMPACT RCBO 3P C32 6KA A/0.3 3M | WYŁ. RÓŻN-PR.KOMP.3P C32 6KA A/0,3 3M | 647 | 1 | NR | 635 | 1 | NR | 1.89% | OFFICIAL | 2DN13G18F3130TA100 | 30 | 2DN | ENERGY | 13G | DIN RAIL MODULAR DEV | 18F | RCBO | 1 | 4 | NR | 949.033 | CCM | 368.75 | 331.875 | G | 8011564061163 | 8011564061163 | 8011564383173 | 85362010
GW95155 | COMPACT RCBO 3P B6 6KA A/0,3 3M | WYŁ. RÓŻN-PR.KOMP.3P B6 6KA A/0,3 3M | 647 | 1 | NR | 635 | 1 | NR | 1.89% | OFFICIAL | 2DN13G18F3130TA100 | 30 | 2DN | ENERGY | 13G | DIN RAIL MODULAR DEV | 18F | RCBO | 1 | 4 | NR | 949.033 | CCM | 393.764 | 352.039 | G | 8011564420076 | 8011564420076 | 8011564645387 | 85362010
GW95156 | COMPACT RCBO 3P B10 6KA A/0,3 3M | WYŁ. RÓŻN-PR.KOMP.3P B10 6KA A/0,3 3M | 647 | 1 | NR | 635 | 1 | NR | 1.89% | OFFICIAL | 2DN13G18F3130TA100 | 30 | 2DN | ENERGY | 13G | DIN RAIL MODULAR DEV | 18F | RCBO | 1 | 4 | NR | 949.033 | CCM | 367.5 | 330.75 | G | 8011564420083 | 8011564420083 | 8011564645394 | 85362010
GW95157 | COMPACT RCBO 3P B16 6KA A/0,3 3M | WYŁ. RÓŻN-PR.KOMP.3P B16 6KA A/0,3 3M | 647 | 1 | NR | 635 | 1 | NR | 1.89% | OFFICIAL | 2DN13G18F3130TA100 | 30 | 2DN | ENERGY | 13G | DIN RAIL MODULAR DEV | 18F | RCBO | 1 | 4 | NR | 949.033 | CCM | 411.404 | 369.679 | G | 8011564420090 | 8011564420090 | 8011564645400 | 85362010
GW95158 | COMPACT RCBO 3P B20 6KA A/0,3 3M | WYŁ. RÓŻN-PR.KOMP.3P B20 6KA A/0,3 3M | 647 | 1 | NR | 635 | 1 | NR | 1.89% | OFFICIAL | 2DN13G18F3130TA100 | 30 | 2DN | ENERGY | 13G | DIN RAIL MODULAR DEV | 18F | RCBO | 1 | 4 | NR | 949.033 | CCM | 411.739 | 370.014 | G | 8011564420106 | 8011564420106 | 8011564645417 | 85362010
GW95159 | COMPACT RCBO 3P B25 6KA A/0,3 3M | WYŁ. RÓŻN-PR.KOMP.3P B25 6KA A/0,3 3M | 647 | 1 | NR | 635 | 1 | NR | 1.89% | OFFICIAL | 2DN13G18F3130TA100 | 30 | 2DN | ENERGY | 13G | DIN RAIL MODULAR DEV | 18F | RCBO | 1 | 4 | NR | 949.033 | CCM | 410.104 | 368.379 | G | 8011564420113 | 8011564420113 | 8011564645424 | 85362010
GW95160 | COMPACT RCBO 3P B32 6KA A/0,3 3M | WYŁ. RÓŻN-PR.KOMP.3P B32 6KA A/0,3 3M | 647 | 1 | NR | 635 | 1 | NR | 1.89% | OFFICIAL | 2DN13G18F3130TA100 | 30 | 2DN | ENERGY | 13G | DIN RAIL MODULAR DEV | 18F | RCBO | 1 | 4 | NR | 949.033 | CCM | 410.386 | 368.661 | G | 8011564420120 | 8011564420120 | 8011564645431 | 85362010
GW94235 | COMPACT RCBO 2P C6 4.5KA A/0.3 2M | WYŁ. RÓŻN-PR.KOMP.2P C6 4,5KA A/0,3 2M | 270 | 1 | NR | 265 | 1 | NR | 1.887% | OFFICIAL | 2DN13G18F3110SI100 | 30 | 2DN | ENERGY | 13G | DIN RAIL MODULAR DEV | 18F | RCBO | 1 | 6 | NR | 632.689 | CCM | 253.5 | 228.15 | G | 8011564060517 | 8011564060517 | 8011564381995 | 85362010
GW94236 | COMPACT RCBO 2P C10 4.5KA A/0.3 2M | WYŁ. RÓŻN-PR.KOMP.2P C10 4,5KA A/0,3 2M | 270 | 1 | NR | 265 | 1 | NR | 1.887% | OFFICIAL | 2DN13G18F3110SI100 | 30 | 2DN | ENERGY | 13G | DIN RAIL MODULAR DEV | 18F | RCBO | 1 | 6 | NR | 632.689 | CCM | 253.833 | 228.45 | G | 8011564060524 | 8011564060524 | 8011564382015 | 85362010
GW94237 | COMPACT RCBO 2P C16 4.5KA A/0.3 2M | WYŁ. RÓŻN-PR.KOMP.2P C16 4,5KA A/0,3 2M | 270 | 1 | NR | 265 | 1 | NR | 1.887% | OFFICIAL | 2DN13G18F3110SI100 | 30 | 2DN | ENERGY | 13G | DIN RAIL MODULAR DEV | 18F | RCBO | 1 | 6 | NR | 632.689 | CCM | 258.333 | 232.5 | G | 8011564060531 | 8011564060531 | 8011564382039 | 85362010
GW94238 | COMPACT RCBO 2P C20 4.5KA A/0.3 2M | WYŁ. RÓŻN-PR.KOMP.2P C20 4,5KA A/0,3 2M | 270 | 1 | NR | 265 | 1 | NR | 1.887% | OFFICIAL | 2DN13G18F3110SI100 | 30 | 2DN | ENERGY | 13G | DIN RAIL MODULAR DEV | 18F | RCBO | 1 | 6 | NR | 632.689 | CCM | 257.5 | 231.75 | G | 8011564060548 | 8011564060548 | 8011564382053 | 85362010
GW94239 | COMPACT RCBO 2P C25 4.5KA A/0.3 2M | WYŁ. RÓŻN-PR.KOMP.2P C25 4,5KA A/0,3 2M | 270 | 1 | NR | 265 | 1 | NR | 1.887% | OFFICIAL | 2DN13G18F3110SI100 | 30 | 2DN | ENERGY | 13G | DIN RAIL MODULAR DEV | 18F | RCBO | 1 | 6 | NR | 632.689 | CCM | 259.5 | 233.55 | G | 8011564060555 | 8011564060555 | 8011564382077 | 85362010
GW94240 | COMPACT RCBO 2P C32 4.5KA A/0.3 2M | WYŁ. RÓŻN-PR.KOMP.2P C32 4,5KA A/0,3 2M | 270 | 1 | NR | 265 | 1 | NR | 1.887% | OFFICIAL | 2DN13G18F3110SI100 | 30 | 2DN | ENERGY | 13G | DIN RAIL MODULAR DEV | 18F | RCBO | 1 | 6 | NR | 632.689 | CCM | 261.333 | 235.2 | G | 8011564060562 | 8011564060562 | 8011564382091 | 85362010
GW95167 | COMPACT RCBO 4P B16 6KA A/0,03 4M | WYŁ. RÓŻN-PR.KOMP.4P B16 6KA A/0,03 4M | 594 | 1 | NR | 583 | 1 | NR | 1.887% | OFFICIAL | 2DN13G18F3130TA100 | 30 | 2DN | ENERGY | 13G | DIN RAIL MODULAR DEV | 18F | RCBO | 1 | 3 | NR | 1265.378 | CCM | 574.305 | 500.855 | G | 8011564299368 | 8011564299368 | 8011564953703 | 85362010
GW95225MA | COMPACT RCBO 2P C6 10KA A/0.03 2M MA | WYŁ.RÓŻ-PR.KOMP.2P C6 10KA A/0,03 2M MA | 432 | 1 | NR | 424 | 1 | NR | 1.887% | OFFICIAL | 2DN13G18F3150TT100 | 30 | 2DN | ENERGY | 13G | DIN RAIL MODULAR DEV | 18F | RCBO | 1 | 6 | NR | 632.689 | CCM | 32.058 | 0.708 | G | 8011564290259 | 8011564290259 | 8011564634657 | 85362010
GW95226 | COMPACT RCBO 2P C10 10KA A/0.03 2M | WYŁ. RÓŻN-PR.KOMP.2P C10 10KA A/0,03 2M | 432 | 1 | NR | 424 | 1 | NR | 1.887% | OFFICIAL | 2DN13G18F3150TT100 | 30 | 2DN | ENERGY | 13G | DIN RAIL MODULAR DEV | 18F | RCBO | 1 | 6 | NR | 632.689 | CCM | 255.833 | 230.25 | G | 8011564075160 | 8011564075160 | 8011564402256 | 85362010
GW95226MA | COMPACT RCBO 2P C10 10KA A/0.03 2M MA | WYŁ.RÓŻ-PR.KOMP.2P C10 10KA A/0,03 2M MA | 432 | 1 | NR | 424 | 1 | NR | 1.887% | OFFICIAL | 2DN13G18F3150TT100 | 30 | 2DN | ENERGY | 13G | DIN RAIL MODULAR DEV | 18F | RCBO | 1 | 6 | NR | 632.689 | CCM | 375 | 337.5 | G | 8011564290266 | 8011564290266 | 8011564634664 | 85362010
GW95227MA | COMPACT RCBO 2P C16 10KA A/0.03 2M MA | WYŁ.RÓŻ-PR.KOMP.2P C16 10KA A/0,03 2M MA | 432 | 1 | NR | 424 | 1 | NR | 1.887% | OFFICIAL | 2DN13G18F3150TT100 | 30 | 2DN | ENERGY | 13G | DIN RAIL MODULAR DEV | 18F | RCBO | 1 | 6 | NR | 632.689 | CCM | 254.167 | 228.75 | G | 8011564290273 | 8011564290273 | 8011564634671 | 85362010
GW95228 | COMPACT RCBO 2P C20 10KA A/0.03 2M | WYŁ. RÓŻN-PR.KOMP.2P C20 10KA A/0,03 2M | 432 | 1 | NR | 424 | 1 | NR | 1.887% | OFFICIAL | 2DN13G18F3150TT100 | 30 | 2DN | ENERGY | 13G | DIN RAIL MODULAR DEV | 18F | RCBO | 1 | 6 | NR | 632.689 | CCM | 266.667 | 240 | G | 8011564075184 | 8011564075184 | 8011564402294 | 85362010
GW95228MA | COMPACT RCBO 2P C20 10KA A/0.03 2M MA | WYŁ.RÓŻ-PR.KOMP.2P C20 10KA A/0,03 2M MA | 432 | 1 | NR | 424 | 1 | NR | 1.887% | OFFICIAL | 2DN13G18F3150TT100 | 30 | 2DN | ENERGY | 13G | DIN RAIL MODULAR DEV | 18F | RCBO | 1 | 6 | NR | 632.689 | CCM | 32.058 | 0.708 | G | 8011564290280 | 8011564290280 | 8011564634688 | 85362010
GW95229 | COMPACT RCBO 2P C25 10KA A/0.03 2M | WYŁ. RÓŻN-PR.KOMP.2P C25 10KA A/0,03 2M | 432 | 1 | NR | 424 | 1 | NR | 1.887% | OFFICIAL | 2DN13G18F3150TT100 | 30 | 2DN | ENERGY | 13G | DIN RAIL MODULAR DEV | 18F | RCBO | 1 | 6 | NR | 632.689 | CCM | 261.667 | 235.5 | G | 8011564075191 | 8011564075191 | 8011564402317 | 85362010
GW95229MA | COMPACT RCBO 2P C25 10KA A/0.03 2M MA | WYŁ.RÓŻ-PR.KOMP.2P C25 10KA A/0,03 2M MA | 432 | 1 | NR | 424 | 1 | NR | 1.887% | OFFICIAL | 2DN13G18F3150TT100 | 30 | 2DN | ENERGY | 13G | DIN RAIL MODULAR DEV | 18F | RCBO | 1 | 6 | NR | 632.689 | CCM | 32.058 | 0.708 | G | 8011564290297 | 8011564290297 | 8011564634695 | 85362010
GW95230 | COMPACT RCBO 2P C32 10KA A/0.03 2M | WYŁ. RÓŻN-PR.KOMP.2P C32 10KA A/0,03 2M | 432 | 1 | NR | 424 | 1 | NR | 1.887% | OFFICIAL | 2DN13G18F3150TT100 | 30 | 2DN | ENERGY | 13G | DIN RAIL MODULAR DEV | 18F | RCBO | 1 | 6 | NR | 632.689 | CCM | 263.5 | 237.15 | G | 8011564075207 | 8011564075207 | 8011564402331 | 85362010
GW95230MA | COMPACT RCBO 2P C32 10KA A/0.03 2M MA | WYŁ.RÓŻ-PR.KOMP.2P C32 10KA A/0,03 2M MA | 432 | 1 | NR | 424 | 1 | NR | 1.887% | OFFICIAL | 2DN13G18F3150TT100 | 30 | 2DN | ENERGY | 13G | DIN RAIL MODULAR DEV | 18F | RCBO | 1 | 6 | NR | 632.689 | CCM | 32.058 | 0.708 | G | 8011564290303 | 8011564290303 | 8011564634701 | 85362010
GW95231 | COMPACT RCBO 2P C13 10KA A/0.03 2M | WYŁ. RÓŻN-PR.KOMP.2P C13 10KA A/0,03 2M | 432 | 1 | NR | 424 | 1 | NR | 1.887% | OFFICIAL | 2DN13G18F3150TT100 | 30 | 2DN | ENERGY | 13G | DIN RAIL MODULAR DEV | 18F | RCBO | 1 | 6 | NR | 632.689 | CCM | 259.5 | 233.555 | G | 8011564225732 | 8011564225732 | 8011564580367 | 85362010
GW95231MA | COMPACT RCBO 2P C13 10KA A/0.03 2M MA | WYŁ.RÓŻ-PR.KOMP.2P C13 10KA A/0,03 2M MA | 432 | 1 | NR | 424 | 1 | NR | 1.887% | OFFICIAL | 2DN13G18F3150TT100 | 30 | 2DN | ENERGY | 13G | DIN RAIL MODULAR DEV | 18F | RCBO | 1 | 6 | NR | 632.689 | CCM | 32.058 | 0.708 | G | 8011564290310 | 8011564290310 | 8011564634718 | 85362010
GW95325 | COMPACT RCBO 2P B6 10KA A/0,03 2M | WYŁ. RÓŻN-PR.KOMP.2P B6 10KA A/0,03 2M | 432 | 1 | NR | 424 | 1 | NR | 1.887% | OFFICIAL | 2DN13G18F3150TT100 | 30 | 2DN | ENERGY | 13G | DIN RAIL MODULAR DEV | 18F | RCBO | 1 | 6 | NR | 632.689 | CCM | 249.167 | 224.25 | G | 8011564299214 | 8011564299214 | 8011564644946 | 85362010
GW95328 | COMPACT RCBO 2P B20 10KA A/0,03 2M | WYŁ. RÓŻN-PR.KOMP.2P B20 10KA A/0,03 2M | 432 | 1 | NR | 424 | 1 | NR | 1.887% | OFFICIAL | 2DN13G18F3150TT100 | 30 | 2DN | ENERGY | 13G | DIN RAIL MODULAR DEV | 18F | RCBO | 1 | 6 | NR | 632.689 | CCM | 258.333 | 232.5 | G | 8011564299245 | 8011564299245 | 8011564644977 | 85362010
GW95329 | COMPACT RCBO 2P B25 10KA A/0,03 2M | WYŁ. RÓŻN-PR.KOMP.2P B25 10KA A/0,03 2M | 432 | 1 | NR | 424 | 1 | NR | 1.887% | OFFICIAL | 2DN13G18F3150TT100 | 30 | 2DN | ENERGY | 13G | DIN RAIL MODULAR DEV | 18F | RCBO | 1 | 6 | NR | 632.689 | CCM | 281.137 | 251.987 | G | 8011564299252 | 8011564299252 | 8011564644984 | 85362010
GW95330 | COMPACT RCBO 2P B32 10KA A/0,03 2M | WYŁ. RÓŻN-PR.KOMP.2P B32 10KA A/0,03 2M | 432 | 1 | NR | 424 | 1 | NR | 1.887% | OFFICIAL | 2DN13G18F3150TT100 | 30 | 2DN | ENERGY | 13G | DIN RAIL MODULAR DEV | 18F | RCBO | 1 | 6 | NR | 632.689 | CCM | 281.325 | 252.175 | G | 8011564299269 | 8011564299269 | 8011564644991 | 85362010
GW95331 | COMPACT RCBO 2P B13 10KA A/0,03 2M | WYŁ. RÓŻN-PR.KOMP.2P B13 10KA A/0,03 2M | 432 | 1 | NR | 424 | 1 | NR | 1.887% | OFFICIAL | 2DN13G18F3150TT100 | 30 | 2DN | ENERGY | 13G | DIN RAIL MODULAR DEV | 18F | RCBO | 1 | 6 | NR | 632.689 | CCM | 248.333 | 223.5 | G | 8011564299276 | 8011564299276 | 8011564645004 | 85362010
GW95332 | COMPACT RCBO 2P B15 10KA A/0.03 2M | WYŁ RÓŻN. MAGN.C.2P B15 10KA A/0,03 2M | 432 | 1 | NR | 424 | 1 | NR | 1.887% | OFFICIAL | 2DN13G18F3150TT100 | 30 | 2DN | ENERGY | 13G | DIN RAIL MODULAR DEV | 18F | RCBO | 1 | 6 | NR | 468.798 | CCM | 315.881 | 285.681 | G
GW95785 | COMPACT RCBO 2P C6 10KA A/0.1 2M | WYŁ. RÓŻN-PR.KOMP.2P C6 10KA A/0,1 2M | 432 | 1 | NR | 424 | 1 | NR | 1.887% | OFFICIAL | 2DN13G18F3150TT100 | 30 | 2DN | ENERGY | 13G | DIN RAIL MODULAR DEV | 18F | RCBO | 1 | 6 | NR | 632.689 | CCM | 4.024 | 3.991 | KG | 8011564761766 | 8011564761766 | 8011564905122 | 85362010
GW95786 | COMPACT RCBO 2P C10 10KA A/0,1 2M | WYŁ. RÓŻN-PR.KOMP.2P C10 10KA A/0,1 2M | 432 | 1 | NR | 424 | 1 | NR | 1.887% | OFFICIAL | 2DN13G18F3150TT100 | 30 | 2DN | ENERGY | 13G | DIN RAIL MODULAR DEV | 18F | RCBO | 1 | 6 | NR | 632.689 | CCM | 245 | 214.538 | G | 8011564761773 | 8011564761773 | 8011564905139 | 85362010
GW95787 | COMPACT RCBO 2P C16 10KA A/0,1 2M | WYŁ. RÓŻN-PR.KOMP.2P C16 10KA A/0,1 2M | 432 | 1 | NR | 424 | 1 | NR | 1.887% | OFFICIAL | 2DN13G18F3150TT100 | 30 | 2DN | ENERGY | 13G | DIN RAIL MODULAR DEV | 18F | RCBO | 1 | 6 | NR | 632.689 | CCM | 248.5 | 248.5 | G | 8011564761803 | 8011564761803 | 8011564905160 | 85362010
GW95788 | COMPACT RCBO 2P C20 10KA A/0,1 2M | WYŁ. RÓŻN-PR.KOMP.2P C20 10KA A/0,1 2M | 432 | 1 | NR | 424 | 1 | NR | 1.887% | OFFICIAL | 2DN13G18F3150TT100 | 30 | 2DN | ENERGY | 13G | DIN RAIL MODULAR DEV | 18F | RCBO | 1 | 6 | NR | 632.689 | CCM | 253.5 | 223.304 | G | 8011564762114 | 8011564762114 | 8011564905177 | 85362010
GW95789 | COMPACT RCBO 2P C25 10KA A/0,1 2M | WYŁ. RÓŻN-PR.KOMP.2P C25 10KA A/0,1 2M | 432 | 1 | NR | 424 | 1 | NR | 1.887% | OFFICIAL | 2DN13G18F3150TT100 | 30 | 2DN | ENERGY | 13G | DIN RAIL MODULAR DEV | 18F | RCBO | 1 | 6 | NR | 632.689 | CCM | 253 | 222.674 | G | 8011564762121 | 8011564762121 | 8011564905184 | 85362010
GW95790 | COMPACT RCBO 2P C32 10KA A/0,1 2M | WYŁ. RÓŻN-PR.KOMP.2P C32 10KA A/0,1 2M | 432 | 1 | NR | 424 | 1 | NR | 1.887% | OFFICIAL | 2DN13G18F3150TT100 | 30 | 2DN | ENERGY | 13G | DIN RAIL MODULAR DEV | 18F | RCBO | 1 | 6 | NR | 632.689 | CCM | 254 | 223.246 | G | 8011564762138 | 8011564762138 | 8011564905191 | 85362010
GW95791 | COMPACT RCBO 2P C13 10KA A/0,1 2M | WYŁ. RÓŻN-PR.KOMP.2P C13 10KA A/0,1 2M | 432 | 1 | NR | 424 | 1 | NR | 1.887% | OFFICIAL | 2DN13G18F3150TT100 | 30 | 2DN | ENERGY | 13G | DIN RAIL MODULAR DEV | 18F | RCBO | 1 | 6 | NR | 632.689 | CCM | 245.33 | 214.48 | G | 8011564761780 | 8011564761780 | 8011564905146 | 85362010
GW95795 | COMPACT RCBO 2P B6 10KA A/0,1 2M | WYŁ. RÓŻN-PR.KOMP.2P B6 10KA A/0,1 2M | 432 | 1 | NR | 424 | 1 | NR | 1.887% | OFFICIAL | 2DN13G18F3150TT100 | 30 | 2DN | ENERGY | 13G | DIN RAIL MODULAR DEV | 18F | RCBO | 1 | 6 | NR | 632.689 | CCM | 4.024 | 3.991 | KG | 8011564762145 | 8011564762145 | 8011564905405 | 85362010
GW95796 | COMPACT RCBO 2P B10 10KA A/0,1 2M | WYŁ. RÓŻN-PR.KOMP.2P B10 10KA A/0,1 2M | 432 | 1 | NR | 424 | 1 | NR | 1.887% | OFFICIAL | 2DN13G18F3150TT100 | 30 | 2DN | ENERGY | 13G | DIN RAIL MODULAR DEV | 18F | RCBO | 1 | 6 | NR | 632.689 | CCM | 274.453 | 234.323 | G | 8011564762152 | 8011564762152 | 8011564905412 | 85362010
GW95797 | COMPACT RCBO 2P B16 10KA A/0,1 2M | WYŁ. RÓŻN-PR.KOMP.2P B16 10KA A/0,1 2M | 432 | 1 | NR | 424 | 1 | NR | 1.887% | OFFICIAL | 2DN13G18F3150TT100 | 30 | 2DN | ENERGY | 13G | DIN RAIL MODULAR DEV | 18F | RCBO | 1 | 6 | NR | 632.689 | CCM | 4.036 | 4.003 | KG | 8011564762183 | 8011564762183 | 8011564905443 | 85362010
GW95798 | COMPACT RCBO 2P B20 10KA A/0,1 2M | WYŁ. RÓŻN-PR.KOMP.2P B20 10KA A/0,1 2M | 432 | 1 | NR | 424 | 1 | NR | 1.887% | OFFICIAL | 2DN13G18F3150TT100 | 30 | 2DN | ENERGY | 13G | DIN RAIL MODULAR DEV | 18F | RCBO | 1 | 6 | NR | 632.689 | CCM | 4.03 | 3.998 | KG | 8011564762190 | 8011564762190 | 8011564905450 | 85362010
GW95799 | COMPACT RCBO 2P B25 10KA A/0,1 2M | WYŁ. RÓŻN-PR.KOMP.2P B25 10KA A/0,1 2M | 432 | 1 | NR | 424 | 1 | NR | 1.887% | OFFICIAL | 2DN13G18F3150TT100 | 30 | 2DN | ENERGY | 13G | DIN RAIL MODULAR DEV | 18F | RCBO | 1 | 6 | NR | 632.689 | CCM | 4.03 | 3.997 | KG | 8011564762206 | 8011564762206 | 8011564905467 | 85362010
GW95800 | COMPACT RCBO 2P B32 10KA A/0,1 2M | WYŁ. RÓŻN-PR.KOMP.2P B32 10KA A/0,1 2M | 432 | 1 | NR | 424 | 1 | NR | 1.887% | OFFICIAL | 2DN13G18F3150TT100 | 30 | 2DN | ENERGY | 13G | DIN RAIL MODULAR DEV | 18F | RCBO | 1 | 6 | NR | 632.689 | CCM | 4.03 | 3.998 | KG | 8011564762213 | 8011564762213 | 8011564905474 | 85362010
GW95801 | COMPACT RCBO 2P B13 10KA A/0,1 2M | WYŁ. RÓŻN-PR.KOMP.2P B13 10KA A/0,1 2M | 432 | 1 | NR | 424 | 1 | NR | 1.887% | OFFICIAL | 2DN13G18F3150TT100 | 30 | 2DN | ENERGY | 13G | DIN RAIL MODULAR DEV | 18F | RCBO | 1 | 6 | NR | 632.689 | CCM | 4.023 | 3.991 | KG | 8011564762169 | 8011564762169 | 8011564905429 | 85362010
GW95326 | COMPACT RCBO 2P B10 10KA A/0,03 2M | WYŁ. RÓŻN-PR.KOMP.2P B10 10KA A/0,03 2M | 97.4 | 1 | NR | 95.6 | 1 | NR | 1.883% | OFFICIAL | 2DN13G18F3150TT100 | 30 | 2DN | ENERGY | 13G | DIN RAIL MODULAR DEV | 18F | RCBO | 1 | 6 | NR | 632.689 | CCM | 248.333 | 223.5 | G | 8011564299221 | 8011564299221 | 8011564644953 | 85362010
GW94109 | COMPACT RCBO 1P+N C25 6KA AC/0.03 2M | WYŁ.RÓŻ-PR.KOMP.1P+N C25 6KA AC/0,03 2M | 59.6 | 1 | NR | 58.5 | 1 | NR | 1.88% | OFFICIAL | 2DN13G18F3130SV100 | 30 | 2DN | ENERGY | 13G | DIN RAIL MODULAR DEV | 18F | RCBO | 1 | 6 | NR | 632.689 | CCM | 268.5 | 241.65 | G | 8011564059894 | 8011564059894 | 8011564380875 | 85362010
GW94110 | COMPACT RCBO 1P+N C32 6KA AC/0.03 2M | WYŁ.RÓŻ-PR.KOMP.1P+N C32 6KA AC/0,03 2M | 59.6 | 1 | NR | 58.5 | 1 | NR | 1.88% | OFFICIAL | 2DN13G18F3130SV100 | 30 | 2DN | ENERGY | 13G | DIN RAIL MODULAR DEV | 18F | RCBO | 1 | 6 | NR | 632.689 | CCM | 269.333 | 242.4 | G | 8011564059900 | 8011564059900 | 8011564380899 | 85362010
GW94307 | COMPACT RCBO 1P+N C16 6KA A/0.03 2M | WYŁ.RÓŻ-PR.KOMP.1P+N C16 6KA A/0,03 2M | 75.9 | 1 | NR | 74.5 | 1 | NR | 1.879% | OFFICIAL | 2DN13G18F3130TA100 | 30 | 2DN | ENERGY | 13G | DIN RAIL MODULAR DEV | 18F | RCBO | 1 | 6 | NR | 632.689 | CCM | 262.5 | 236.25 | G | 8011564060838 | 8011564060838 | 8011564382510 | 85362010
GW94165 | COMPACT RCBO 4P C6 6KA AC/0.03 4M | WYŁ. RÓŻN-PR.KOMP.4P C6 6KA AC/0,03 4M | 653 | 1 | NR | 641 | 1 | NR | 1.872% | OFFICIAL | 2DN13G18F3130SV100 | 30 | 2DN | ENERGY | 13G | DIN RAIL MODULAR DEV | 18F | RCBO | 1 | 3 | NR | 1265.378 | CCM | 494 | 444.6 | G | 8011564060210 | 8011564060210 | 8011564952737 | 85362010
GW94166 | COMPACT RCBO 4P C10 6KA AC/0.03 4M | WYŁ. RÓŻN-PR.KOMP.4P C10 6KA AC/0,03 4M | 653 | 1 | NR | 641 | 1 | NR | 1.872% | OFFICIAL | 2DN13G18F3130SV100 | 30 | 2DN | ENERGY | 13G | DIN RAIL MODULAR DEV | 18F | RCBO | 1 | 3 | NR | 1265.378 | CCM | 485 | 436.5 | G | 8011564060227 | 8011564060227 | 8011564952744 | 85362010
GW94167 | COMPACT RCBO 4P C16 6KA AC/0.03 4M | WYŁ. RÓŻN-PR.KOMP.4P C16 6KA AC/0,03 4M | 653 | 1 | NR | 641 | 1 | NR | 1.872% | OFFICIAL | 2DN13G18F3130SV100 | 30 | 2DN | ENERGY | 13G | DIN RAIL MODULAR DEV | 18F | RCBO | 1 | 3 | NR | 1265.378 | CCM | 497 | 447.3 | G | 8011564060234 | 8011564060234 | 8011564952751 | 85362010
GW94168 | COMPACT RCBO 4P C20 6KA AC/0.03 4M | WYŁ. RÓŻN-PR.KOMP.4P C20 6KA AC/0,03 4M | 653 | 1 | NR | 641 | 1 | NR | 1.872% | OFFICIAL | 2DN13G18F3130SV100 | 30 | 2DN | ENERGY | 13G | DIN RAIL MODULAR DEV | 18F | RCBO | 1 | 3 | NR | 1265.378 | CCM | 505 | 454.5 | G | 8011564060241 | 8011564060241 | 8011564952768 | 85362010
GW94169 | COMPACT RCBO 4P C25 6KA AC/0.03 4M | WYŁ. RÓŻN-PR.KOMP.4P C25 6KA AC/0,03 4M | 653 | 1 | NR | 641 | 1 | NR | 1.872% | OFFICIAL | 2DN13G18F3130SV100 | 30 | 2DN | ENERGY | 13G | DIN RAIL MODULAR DEV | 18F | RCBO | 1 | 3 | NR | 1265.378 | CCM | 505 | 454.5 | G | 8011564060258 | 8011564060258 | 8011564952775 | 85362010
GW94170 | COMPACT RCBO 4P C32 6KA AC/0.03 4M | WYŁ. RÓŻN-PR.KOMP.4P C32 6KA AC/0,03 4M | 653 | 1 | NR | 641 | 1 | NR | 1.872% | OFFICIAL | 2DN13G18F3130SV100 | 30 | 2DN | ENERGY | 13G | DIN RAIL MODULAR DEV | 18F | RCBO | 1 | 3 | NR | 1265.378 | CCM | 501.5 | 451.35 | G | 8011564060265 | 8011564060265 | 8011564952782 | 85362010
GW94171 | COMPACT RCBO 4P C13 6KA AC/0.03 4M | WYŁ. RÓŻN-PR.KOMP.4P C13 6KA AC/0,03 4M | 653 | 1 | NR | 641 | 1 | NR | 1.872% | OFFICIAL | 2DN13G18F3130SV100 | 30 | 2DN | ENERGY | 13G | DIN RAIL MODULAR DEV | 18F | RCBO | 1 | 3 | NR | 1265.378 | CCM | 497 | 447.3 | G | 8011564225619 | 8011564225619 | 8011564952799 | 85362010
GW94045 | COMPACT RCBO 3P C6 4.5KA AC/0.03 3M | WYŁ.RÓŻ-NADPR. 3P C6 4,5KA AC/0,03 3M | 436 | 1 | NR | 428 | 1 | NR | 1.869% | OFFICIAL | 2DN13G18F3110S2100 | 30 | 2DN | ENERGY | 13G | DIN RAIL MODULAR DEV | 18F | RCBO | 1 | 4 | NR | 949.033 | CCM | 373.75 | 336.375 | G | 8011564059610 | 8011564059610 | 8011564380431 | 85362010
GW94046 | COMPACT RCBO 3P C10 4.5KA AC/0.03 3M | WYŁ.RÓŻ-NADPR. 3P C10 4,5KA AC/0,03 3M | 436 | 1 | NR | 428 | 1 | NR | 1.869% | OFFICIAL | 2DN13G18F3110S2100 | 30 | 2DN | ENERGY | 13G | DIN RAIL MODULAR DEV | 18F | RCBO | 1 | 4 | NR | 949.033 | CCM | 369 | 332.1 | G | 8011564059627 | 8011564059627 | 8011564380455 | 85362010
GW94047 | COMPACT RCBO 3P C16 4.5KA AC/0.03 3M | WYŁ.RÓŻ-NADPR. 3P C16 4,5KA AC/0,03 3M | 436 | 1 | NR | 428 | 1 | NR | 1.869% | OFFICIAL | 2DN13G18F3110S2100 | 30 | 2DN | ENERGY | 13G | DIN RAIL MODULAR DEV | 18F | RCBO | 1 | 4 | NR | 949.033 | CCM | 378.5 | 340.65 | G | 8011564059634 | 8011564059634 | 8011564380479 | 85362010
GW94048 | COMPACT RCBO 3P C20 4.5KA AC/0.03 3M | WYŁ.RÓŻ-NADPR. 3P C20 4,5KA AC/0,03 3M | 436 | 1 | NR | 428 | 1 | NR | 1.869% | OFFICIAL | 2DN13G18F3110S2100 | 30 | 2DN | ENERGY | 13G | DIN RAIL MODULAR DEV | 18F | RCBO | 1 | 4 | NR | 949.033 | CCM | 384.25 | 345.825 | G | 8011564059641 | 8011564059641 | 8011564380493 | 85362010
GW94049 | COMPACT RCBO 3P C25 4.5KA AC/0.03 3M | WYŁ.RÓŻ-NADPR. 3P C25 4,5KA AC/0,03 3M | 436 | 1 | NR | 428 | 1 | NR | 1.869% | OFFICIAL | 2DN13G18F3110S2100 | 30 | 2DN | ENERGY | 13G | DIN RAIL MODULAR DEV | 18F | RCBO | 1 | 4 | NR | 949.033 | CCM | 377.25 | 339.525 | G | 8011564059658 | 8011564059658 | 8011564380516 | 85362010
GW94050 | COMPACT RCBO 3P C32 4.5KA AC/0.03 3M | WYŁ.RÓŻ-NADPR. 3P C32 4,5KA AC/0,03 3M | 436 | 1 | NR | 428 | 1 | NR | 1.869% | OFFICIAL | 2DN13G18F3110S2100 | 30 | 2DN | ENERGY | 13G | DIN RAIL MODULAR DEV | 18F | RCBO | 1 | 4 | NR | 949.033 | CCM | 380.75 | 342.675 | G | 8011564059665 | 8011564059665 | 8011564380530 | 85362010
GW94051 | COMPACT RCBO 3P C13 4.5KA AC/0.03 3M | WYŁ.RÓŻ-NADPR. 3P C13 4,5KA AC/0,03 3M | 436 | 1 | NR | 428 | 1 | NR | 1.869% | OFFICIAL | 2DN13G18F3110S2100 | 30 | 2DN | ENERGY | 13G | DIN RAIL MODULAR DEV | 18F | RCBO | 1 | 4 | NR | 949.033 | CCM | 377.5 | 339.75 | G | 8011564225565 | 8011564225565 | 8011564580190 | 85362010
GW94315 | COMPACT RCBO 1P+N C6 6KA A/0.3 2M | WYŁ. RÓŻN-PR.KOMP.1P+N C6 6KA A/0,3 2M | 327 | 1 | NR | 321 | 1 | NR | 1.869% | OFFICIAL | 2DN13G18F3130TA100 | 30 | 2DN | ENERGY | 13G | DIN RAIL MODULAR DEV | 18F | RCBO | 1 | 6 | NR | 632.689 | CCM | 256.333 | 230.7 | G | 8011564060876 | 8011564060876 | 8011564382596 | 85362010
GW94316 | COMPACT RCBO 1P+N C10 6KA A/0.3 2M | WYŁ.RÓŻ-PR.KOMP.1P+N C10 6KA A/0,3 2M | 327 | 1 | NR | 321 | 1 | NR | 1.869% | OFFICIAL | 2DN13G18F3130TA100 | 30 | 2DN | ENERGY | 13G | DIN RAIL MODULAR DEV | 18F | RCBO | 1 | 6 | NR | 632.689 | CCM | 257.667 | 231.9 | G | 8011564060883 | 8011564060883 | 8011564382619 | 85362010
GW94317 | COMPACT RCBO 1P+N C16 6KA A/0.3 2M | WYŁ.RÓŻ-PR.KOMP.1P+N C16 6KA A/0,3 2M | 327 | 1 | NR | 321 | 1 | NR | 1.869% | OFFICIAL | 2DN13G18F3130TA100 | 30 | 2DN | ENERGY | 13G | DIN RAIL MODULAR DEV | 18F | RCBO | 1 | 6 | NR | 632.689 | CCM | 260 | 234 | G | 8011564060890 | 8011564060890 | 8011564382633 | 85362010
GW94318 | COMPACT RCBO 1P+N C20 6KA A/0.3 2M | WYŁ.RÓŻ-PR.KOMP.1P+N C20 6KA A/0,3 2M | 327 | 1 | NR | 321 | 1 | NR | 1.869% | OFFICIAL | 2DN13G18F3130TA100 | 30 | 2DN | ENERGY | 13G | DIN RAIL MODULAR DEV | 18F | RCBO | 1 | 6 | NR | 632.689 | CCM | 262 | 235.8 | G | 8011564060906 | 8011564060906 | 8011564382657 | 85362010
GW94319 | COMPACT RCBO 1P+N C25 6KA A/0.3 2M | WYŁ.RÓŻ-PR.KOMP.1P+N C25 6KA A/0,3 2M | 327 | 1 | NR | 321 | 1 | NR | 1.869% | OFFICIAL | 2DN13G18F3130TA100 | 30 | 2DN | ENERGY | 13G | DIN RAIL MODULAR DEV | 18F | RCBO | 1 | 6 | NR | 632.689 | CCM | 260.167 | 234.15 | G | 8011564060913 | 8011564060913 | 8011564382671 | 85362010
GW94320 | COMPACT RCBO 1P+N C32 6KA A/0.3 2M | WYŁ.RÓŻ-PR.KOMP.1P+N C32 6KA A/0,3 2M | 327 | 1 | NR | 321 | 1 | NR | 1.869% | OFFICIAL | 2DN13G18F3130TA100 | 30 | 2DN | ENERGY | 13G | DIN RAIL MODULAR DEV | 18F | RCBO | 1 | 6 | NR | 632.689 | CCM | 260 | 234 | G | 8011564060920 | 8011564060920 | 8011564382695 | 85362010
GW95115 | COMPACT RCBO 1P+N B6 6KA A/0,3 2M | WYŁ. RÓŻN-PR.KOMP.1P+N B6 6KA A/0,3 2M | 327 | 1 | NR | 321 | 1 | NR | 1.869% | OFFICIAL | 2DN13G18F3130TA100 | 30 | 2DN | ENERGY | 13G | DIN RAIL MODULAR DEV | 18F | RCBO | 1 | 6 | NR | 632.689 | CCM | 261.667 | 235.5 | G | 8011564298965 | 8011564298965 | 8011564644649 | 85362010
GW95116 | COMPACT RCBO 1P+N B10 6KA A/0,3 2M | WYŁ.RÓŻ-PR.KOMP.1P+N B10 6KA A/0,3 2M | 327 | 1 | NR | 321 | 1 | NR | 1.869% | OFFICIAL | 2DN13G18F3130TA100 | 30 | 2DN | ENERGY | 13G | DIN RAIL MODULAR DEV | 18F | RCBO | 1 | 6 | NR | 632.689 | CCM | 278.53 | 249.38 | G | 8011564298972 | 8011564298972 | 8011564644656 | 85362010
GW95117 | COMPACT RCBO 1P+N B16 6KA A/0,3 2M | WYŁ.RÓŻ-PR.KOMP.1P+N B16 6KA A/0,3 2M | 327 | 1 | NR | 321 | 1 | NR | 1.869% | OFFICIAL | 2DN13G18F3130TA100 | 30 | 2DN | ENERGY | 13G | DIN RAIL MODULAR DEV | 18F | RCBO | 1 | 6 | NR | 632.689 | CCM | 261.667 | 235.5 | G | 8011564298989 | 8011564298989 | 8011564644663 | 85362010
GW95118 | COMPACT RCBO 1P+N B20 6KA A/0,3 2M | WYŁ.RÓŻ-PR.KOMP.1P+N B20 6KA A/0,3 2M | 327 | 1 | NR | 321 | 1 | NR | 1.869% | OFFICIAL | 2DN13G18F3130TA100 | 30 | 2DN | ENERGY | 13G | DIN RAIL MODULAR DEV | 18F | RCBO | 1 | 6 | NR | 632.689 | CCM | 279.506 | 250.356 | G | 8011564298996 | 8011564298996 | 8011564644670 | 85362010
GW95119 | COMPACT RCBO 1P+N B25 6KA A/0,3 2M | WYŁ.RÓŻ-PR.KOMP.1P+N B25 6KA A/0,3 2M | 327 | 1 | NR | 321 | 1 | NR | 1.869% | OFFICIAL | 2DN13G18F3130TA100 | 30 | 2DN | ENERGY | 13G | DIN RAIL MODULAR DEV | 18F | RCBO | 1 | 6 | NR | 632.689 | CCM | 278.961 | 249.811 | G | 8011564299009 | 8011564299009 | 8011564644687 | 85362010
GW95120 | COMPACT RCBO 1P+N B32 6KA A/0,3 2M | WYŁ.RÓŻ-PR.KOMP.1P+N B32 6KA A/0,3 2M | 327 | 1 | NR | 321 | 1 | NR | 1.869% | OFFICIAL | 2DN13G18F3130TA100 | 30 | 2DN | ENERGY | 13G | DIN RAIL MODULAR DEV | 18F | RCBO | 1 | 6 | NR | 632.689 | CCM | 279.055 | 249.905 | G | 8011564299016 | 8011564299016 | 8011564644694 | 85362010
GW95857 | COMPACT RCBO 4P C16 6KA AS/0,3 4M | WYŁ. RÓŻN-PR.KOMP.4P C16 6KA AS/0,3 4M | 985 | 1 | NR | 967 | 1 | NR | 1.861% | OFFICIAL | 2DN13G18F3130TL100 | 30 | 2DN | ENERGY | 13G | DIN RAIL MODULAR DEV | 18F | RCBO | 1 | 3 | NR | 1265.378 | CCM | 503.81 | 440.75 | G | 8011564762046 | 8011564762046 | 8011564953963 | 85362010
GW95858 | COMPACT RCBO 4P C20 6KA AS/0,3 4M | WYŁ. RÓŻN-PR.KOMP.4P C20 6KA AS/0,3 4M | 985 | 1 | NR | 967 | 1 | NR | 1.861% | OFFICIAL | 2DN13G18F3130TL100 | 30 | 2DN | ENERGY | 13G | DIN RAIL MODULAR DEV | 18F | RCBO | 1 | 3 | NR | 1265.378 | CCM | 518.35 | 455.29 | G | 8011564762053 | 8011564762053 | 8011564953970 | 85362010
GW95859 | COMPACT RCBO 4P C25 6KA AS/0,3 4M | WYŁ. RÓŻN-PR.KOMP.4P C25 6KA AS/0,3 4M | 985 | 1 | NR | 967 | 1 | NR | 1.861% | OFFICIAL | 2DN13G18F3130TL100 | 30 | 2DN | ENERGY | 13G | DIN RAIL MODULAR DEV | 18F | RCBO | 1 | 3 | NR | 1265.378 | CCM | 517.09 | 454.03 | G | 8011564762060 | 8011564762060 | 8011564953987 | 85362010
GW95860 | COMPACT RCBO 4P C32 6KA AS/0,3 4M | WYŁ. RÓŻN-PR.KOMP.4P C32 6KA AS/0,3 4M | 985 | 1 | NR | 967 | 1 | NR | 1.861% | OFFICIAL | 2DN13G18F3130TL100 | 30 | 2DN | ENERGY | 13G | DIN RAIL MODULAR DEV | 18F | RCBO | 1 | 3 | NR | 1265.378 | CCM | 518.234 | 455.174 | G | 8011564762077 | 8011564762077 | 8011564953994 | 85362010
GW94005 | COMPACT RCBO 1P+N C6 4.5KA AC/0.03 2M | WYŁ.RÓŻ-NADPR. 1P+N C6 4,5KA AC/0,03 2M | 220 | 1 | NR | 216 | 1 | NR | 1.852% | OFFICIAL | 2DN13G18F3110S2100 | 30 | 2DN | ENERGY | 13G | DIN RAIL MODULAR DEV | 18F | RCBO | 1 | 6 | NR | 632.689 | CCM | 266.167 | 239.55 | G | 8011564059375 | 8011564059375 | 8011564379954 | 85362010
GW94006 | COMPACT RCBO 1P+N C10 4.5KA AC/0.03 2M | WYŁ.RÓŻ-NADPR. 1P+N C10 4,5KA AC/0,03 2M | 220 | 1 | NR | 216 | 1 | NR | 1.852% | OFFICIAL | 2DN13G18F3110S2100 | 30 | 2DN | ENERGY | 13G | DIN RAIL MODULAR DEV | 18F | RCBO | 1 | 6 | NR | 632.689 | CCM | 261.667 | 235.5 | G | 8011564059382 | 8011564059382 | 8011564379978 | 85362010
GW94007 | COMPACT RCBO 1P+N C16 4.5KA AC/0.03 2M | WYŁ.RÓŻ-NADPR. 1P+N C16 4,5KA AC/0,03 2M | 220 | 1 | NR | 216 | 1 | NR | 1.852% | OFFICIAL | 2DN13G18F3110S2100 | 30 | 2DN | ENERGY | 13G | DIN RAIL MODULAR DEV | 18F | RCBO | 1 | 6 | NR | 632.689 | CCM | 268.5 | 241.65 | G | 8011564059399 | 8011564059399 | 8011564379992 | 85362010
GW94008 | COMPACT RCBO 1P+N C20 4.5KA AC/0.03 2M | WYŁ.RÓŻ-NADPR. 1P+N C20 4,5KA AC/0,03 2M | 220 | 1 | NR | 216 | 1 | NR | 1.852% | OFFICIAL | 2DN13G18F3110S2100 | 30 | 2DN | ENERGY | 13G | DIN RAIL MODULAR DEV | 18F | RCBO | 1 | 6 | NR | 632.689 | CCM | 272.667 | 245.4 | G | 8011564059405 | 8011564059405 | 8011564380011 | 85362010
GW94009 | COMPACT RCBO 1P+N C25 4.5KA AC/0.03 2M | WYŁ.RÓŻ-NADPR. 1P+N C25 4,5KA AC/0,03 2M | 220 | 1 | NR | 216 | 1 | NR | 1.852% | OFFICIAL | 2DN13G18F3110S2100 | 30 | 2DN | ENERGY | 13G | DIN RAIL MODULAR DEV | 18F | RCBO | 1 | 6 | NR | 632.689 | CCM | 269.167 | 242.25 | G | 8011564059412 | 8011564059412 | 8011564380035 | 85362010
GW94010 | COMPACT RCBO 1P+N C32 4.5KA AC/0.03 2M | WYŁ.RÓŻ-NADPR. 1P+N C32 4,5KA AC/0,03 2M | 220 | 1 | NR | 216 | 1 | NR | 1.852% | OFFICIAL | 2DN13G18F3110S2100 | 30 | 2DN | ENERGY | 13G | DIN RAIL MODULAR DEV | 18F | RCBO | 1 | 6 | NR | 632.689 | CCM | 270.333 | 243.3 | G | 8011564059429 | 8011564059429 | 8011564380059 | 85362010
GW94011 | COMPACT RCBO 1P+N C13 4,5KA AC/0,03 2M | WYŁ.RÓŻ-NADPR. 1P+N C13 4,5KA AC/0,03 2M | 220 | 1 | NR | 216 | 1 | NR | 1.852% | OFFICIAL | 2DN13G18F3110S2100 | 30 | 2DN | ENERGY | 13G | DIN RAIL MODULAR DEV | 18F | RCBO | 1 | 6 | NR | 632.689 | CCM | 270.833 | 243.75 | G | 8011564225541 | 8011564225541 | 8011564580176 | 85362010
GW94305 | COMPACT RCBO 1P+N C6 6KA A/0.03 2M | WYŁ. RÓŻN-PR.KOMP.1P+N C6 6KA A/0,03 2M | 88.2 | 1 | NR | 86.6 | 1 | NR | 1.848% | OFFICIAL | 2DN13G18F3130TA100 | 30 | 2DN | ENERGY | 13G | DIN RAIL MODULAR DEV | 18F | RCBO | 1 | 6 | NR | 632.689 | CCM | 261.167 | 235.05 | G | 8011564060814 | 8011564060814 | 8011564382473 | 85362010
GW95815 | COMPACT RCBO 4P C6 6KA AIR/0,03 4M | WYŁ. RÓŻN-PR.KOMP.4P C6 6KA AIR/0,03 4M | 883 | 1 | NR | 867 | 1 | NR | 1.845% | OFFICIAL | 2DN13G18F3130TF100 | 30 | 2DN | ENERGY | 13G | DIN RAIL MODULAR DEV | 18F | RCBO | 1 | 3 | NR | 1265.378 | CCM | 500.271 | 437.211 | G | 8011564762299 | 8011564762299 | 8011564953895 | 85362010
GW95816 | COMPACT RCBO 4P C10 6KA AIR/0,03 4M | WYŁ. RÓŻN-PR.KOMP.4P C10 6KA AIR/0,03 4M | 883 | 1 | NR | 867 | 1 | NR | 1.845% | OFFICIAL | 2DN13G18F3130TF100 | 30 | 2DN | ENERGY | 13G | DIN RAIL MODULAR DEV | 18F | RCBO | 1 | 3 | NR | 1265.378 | CCM | 499.055 | 435.995 | G | 8011564762305 | 8011564762305 | 8011564953901 | 85362010
GW95817 | COMPACT RCBO 4P C16 6KA AIR/0,03 4M | WYŁ. RÓŻN-PR.KOMP.4P C16 6KA AIR/0,03 4M | 883 | 1 | NR | 867 | 1 | NR | 1.845% | OFFICIAL | 2DN13G18F3130TF100 | 30 | 2DN | ENERGY | 13G | DIN RAIL MODULAR DEV | 18F | RCBO | 1 | 3 | NR | 1265.378 | CCM | 485.295 | 422.235 | G | 8011564762329 | 8011564762329 | 8011564953918 | 85362010
GW95818 | COMPACT RCBO 4P C20 6KA AIR/0,03 4M | WYŁ. RÓŻN-PR.KOMP.4P C20 6KA AIR/0,03 4M | 883 | 1 | NR | 867 | 1 | NR | 1.845% | OFFICIAL | 2DN13G18F3130TF100 | 30 | 2DN | ENERGY | 13G | DIN RAIL MODULAR DEV | 18F | RCBO | 1 | 3 | NR | 1265.378 | CCM | 520.315 | 457.255 | G | 8011564762336 | 8011564762336 | 8011564953925 | 85362010
GW95819 | COMPACT RCBO 4P C25 6KA AIR/0,03 4M | WYŁ. RÓŻN-PR.KOMP.4P C25 6KA AIR/0,03 4M | 883 | 1 | NR | 867 | 1 | NR | 1.845% | OFFICIAL | 2DN13G18F3130TF100 | 30 | 2DN | ENERGY | 13G | DIN RAIL MODULAR DEV | 18F | RCBO | 1 | 3 | NR | 1265.378 | CCM | 519.055 | 455.995 | G | 8011564762343 | 8011564762343 | 8011564953932 | 85362010
GW95820 | COMPACT RCBO 4P C32 6KA AIR/0,03 4M | WYŁ. RÓŻN-PR.KOMP.4P C32 6KA AIR/0,03 4M | 883 | 1 | NR | 867 | 1 | NR | 1.845% | OFFICIAL | 2DN13G18F3130TF100 | 30 | 2DN | ENERGY | 13G | DIN RAIL MODULAR DEV | 18F | RCBO | 1 | 3 | NR | 1265.378 | CCM | 520.199 | 457.139 | G | 8011564762350 | 8011564762350 | 8011564953949 | 85362010
GW95821 | COMPACT RCBO 4P C13 6KA AIR/0,03 4M | WYŁ. RÓŻN-PR.KOMP.4P C13 6KA AIR/0,03 4M | 883 | 1 | NR | 867 | 1 | NR | 1.845% | OFFICIAL | 2DN13G18F3130TF100 | 30 | 2DN | ENERGY | 13G | DIN RAIL MODULAR DEV | 18F | RCBO | 1 | 3 | NR | 1265.378 | CCM | 506.078 | 438.624 | G | 8011564762312 | 8011564762312 | 8011564953956 | 85362010
GW94311 | COMPACT RCBO 1P+N C13 6KA A/0.03 2M | WYŁ.RÓŻ-PR.KOMP.1P+N C13 6KA A/0,03 2M | 77.4 | 1 | NR | 76 | 1 | NR | 1.842% | OFFICIAL | 2DN13G18F3130TA100 | 30 | 2DN | ENERGY | 13G | DIN RAIL MODULAR DEV | 18F | RCBO | 1 | 6 | NR | 632.689 | CCM | 262.167 | 235.95 | G | 8011564225664 | 8011564225664 | 8011564580299 | 85362010
GW94265 | COMPACT RCBO 4P C6 4.5KA A/0.03 4M | WYŁ. RÓŻN-PR.KOMP.4P C6 4,5KA A/0,03 4M | 609 | 1 | NR | 598 | 1 | NR | 1.839% | OFFICIAL | 2DN13G18F3110SI100 | 30 | 2DN | ENERGY | 13G | DIN RAIL MODULAR DEV | 18F | RCBO | 1 | 3 | NR | 1265.378 | CCM | 475.5 | 427.95 | G | 8011564060692 | 8011564060692 | 8011564952867 | 85362010
GW94266 | COMPACT RCBO 4P C10 4.5KA A/0.03 4M | WYŁ. RÓŻN-PR.KOMP.4P C10 4,5KA A/0,03 4M | 609 | 1 | NR | 598 | 1 | NR | 1.839% | OFFICIAL | 2DN13G18F3110SI100 | 30 | 2DN | ENERGY | 13G | DIN RAIL MODULAR DEV | 18F | RCBO | 1 | 3 | NR | 1265.378 | CCM | 482.5 | 434.25 | G | 8011564060708 | 8011564060708 | 8011564952874 | 85362010
GW94267 | COMPACT RCBO 4P C16 4.5KA A/0.03 4M | WYŁ. RÓŻN-PR.KOMP.4P C16 4,5KA A/0,03 4M | 609 | 1 | NR | 598 | 1 | NR | 1.839% | OFFICIAL | 2DN13G18F3110SI100 | 30 | 2DN | ENERGY | 13G | DIN RAIL MODULAR DEV | 18F | RCBO | 1 | 3 | NR | 1265.378 | CCM | 491 | 441.9 | G | 8011564060715 | 8011564060715 | 8011564952881 | 85362010
GW94268 | COMPACT RCBO 4P C20 4.5KA A/0.03 4M | WYŁ. RÓŻN-PR.KOMP.4P C20 4,5KA A/0,03 4M | 609 | 1 | NR | 598 | 1 | NR | 1.839% | OFFICIAL | 2DN13G18F3110SI100 | 30 | 2DN | ENERGY | 13G | DIN RAIL MODULAR DEV | 18F | RCBO | 1 | 3 | NR | 1265.378 | CCM | 501 | 450.9 | G | 8011564060722 | 8011564060722 | 8011564952898 | 85362010
GW94269 | COMPACT RCBO 4P C25 4.5KA A/0.03 4M | WYŁ. RÓŻN-PR.KOMP.4P C25 4,5KA A/0,03 4M | 609 | 1 | NR | 598 | 1 | NR | 1.839% | OFFICIAL | 2DN13G18F3110SI100 | 30 | 2DN | ENERGY | 13G | DIN RAIL MODULAR DEV | 18F | RCBO | 1 | 3 | NR | 1265.378 | CCM | 496.5 | 446.85 | G | 8011564060739 | 8011564060739 | 8011564952904 | 85362010
GW94270 | COMPACT RCBO 4P C32 4.5KA A/0.03 4M | WYŁ. RÓŻN-PR.KOMP.4P C32 4,5KA A/0,03 4M | 609 | 1 | NR | 598 | 1 | NR | 1.839% | OFFICIAL | 2DN13G18F3110SI100 | 30 | 2DN | ENERGY | 13G | DIN RAIL MODULAR DEV | 18F | RCBO | 1 | 3 | NR | 1265.378 | CCM | 498 | 448.2 | G | 8011564060746 | 8011564060746 | 8011564952911 | 85362010
GW94271 | COMPACT RCBO 4P C13 4.5KA A/0.03 4M | WYŁ. RÓŻN-PR.KOMP.4P C13 4,5KA A/0,03 4M | 609 | 1 | NR | 598 | 1 | NR | 1.839% | OFFICIAL | 2DN13G18F3110SI100 | 30 | 2DN | ENERGY | 13G | DIN RAIL MODULAR DEV | 18F | RCBO | 1 | 3 | NR | 1265.378 | CCM | 549.541 | 486.091 | G | 8011564225657 | 8011564225657 | 8011564952928 | 85362010
GW95105 | COMPACT RCBO 1P+N B6 6KA A/0,03 2M | WYŁ. RÓŻN-PR.KOMP.1P+N B6 6KA A/0,03 2M | 84 | 1 | NR | 82.5 | 1 | NR | 1.818% | OFFICIAL | 2DN13G18F3130TA100 | 30 | 2DN | ENERGY | 13G | DIN RAIL MODULAR DEV | 18F | RCBO | 1 | 6 | NR | 632.689 | CCM | 310.118 | 280.968 | G | 8011564298897 | 8011564298897 | 8011564644571 | 85362010
GW94065 | COMPACT RCBO 4P C6 4.5KA AC/0.03 4M | WYŁ. RÓŻN-PR.KOMP.4P C6 4,5KA AC/0,03 4M | 507 | 1 | NR | 498 | 1 | NR | 1.807% | OFFICIAL | 2DN13G18F3110S2100 | 30 | 2DN | ENERGY | 13G | DIN RAIL MODULAR DEV | 18F | RCBO | 1 | 3 | NR | 1265.378 | CCM | 491 | 441.9 | G | 8011564059733 | 8011564059733 | 8011564952607 | 85362010
GW94066 | COMPACT RCBO 4P C10 4.5KA AC/0.03 4M | WYŁ.RÓŻ-PR.KOMP.4P C10 4,5KA AC/0,03 4M | 507 | 1 | NR | 498 | 1 | NR | 1.807% | OFFICIAL | 2DN13G18F3110S2100 | 30 | 2DN | ENERGY | 13G | DIN RAIL MODULAR DEV | 18F | RCBO | 1 | 3 | NR | 1265.378 | CCM | 485.5 | 436.95 | G | 8011564059740 | 8011564059740 | 8011564952614 | 85362010
GW94067 | COMPACT RCBO 4P C16 4.5KA AC/0.03 4M | WYŁ.RÓŻ-PR.KOMP.4P C16 4,5KA AC/0,03 4M | 507 | 1 | NR | 498 | 1 | NR | 1.807% | OFFICIAL | 2DN13G18F3110S2100 | 30 | 2DN | ENERGY | 13G | DIN RAIL MODULAR DEV | 18F | RCBO | 1 | 3 | NR | 1265.378 | CCM | 498 | 498 | G | 8011564059757 | 8011564059757 | 8011564952621 | 85362010
GW94068 | COMPACT RCBO 4P C20 4.5KA AC/0.03 4M | WYŁ.RÓŻ-PR.KOMP.4P C20 4,5KA AC/0,03 4M | 507 | 1 | NR | 498 | 1 | NR | 1.807% | OFFICIAL | 2DN13G18F3110S2100 | 30 | 2DN | ENERGY | 13G | DIN RAIL MODULAR DEV | 18F | RCBO | 1 | 3 | NR | 1265.378 | CCM | 513 | 461.7 | G | 8011564059764 | 8011564059764 | 8011564952638 | 85362010
GW94069 | COMPACT RCBO 4P C25 4.5KA AC/0.03 4M | WYŁ.RÓŻ-PR.KOMP.4P C25 4,5KA AC/0,03 4M | 507 | 1 | NR | 498 | 1 | NR | 1.807% | OFFICIAL | 2DN13G18F3110S2100 | 30 | 2DN | ENERGY | 13G | DIN RAIL MODULAR DEV | 18F | RCBO | 1 | 3 | NR | 1265.378 | CCM | 504.5 | 454.05 | G | 8011564059771 | 8011564059771 | 8011564952645 | 85362010
GW94070 | COMPACT RCBO 4P C32 4.5KA AC/0.03 4M | WYŁ.RÓŻ-PR.KOMP.4P C32 4,5KA AC/0,03 4M | 507 | 1 | NR | 498 | 1 | NR | 1.807% | OFFICIAL | 2DN13G18F3110S2100 | 30 | 2DN | ENERGY | 13G | DIN RAIL MODULAR DEV | 18F | RCBO | 1 | 3 | NR | 1265.378 | CCM | 504 | 441.8 | G | 8011564059788 | 8011564059788 | 8011564952652 | 85362010
GW94071 | COMPACT RCBO 4P C13 4.5KA AC/0.03 4M | WYŁ.RÓŻ-PR.KOMP.4P C13 4,5KA AC/0,03 4M | 507 | 1 | NR | 498 | 1 | NR | 1.807% | OFFICIAL | 2DN13G18F3110S2100 | 30 | 2DN | ENERGY | 13G | DIN RAIL MODULAR DEV | 18F | RCBO | 1 | 3 | NR | 1265.378 | CCM | 500 | 450 | G | 8011564225572 | 8011564225572 | 8011564952669 | 85362010
GW94107 | COMPACT RCBO 1P+N C16 6KA AC/0.03 2M | WYŁ.RÓŻ-PR.KOMP.1P+N C16 6KA AC/0,03 2M | 56.4 | 1 | NR | 55.4 | 1 | NR | 1.805% | OFFICIAL | 2DN13G18F3130SV100 | 30 | 2DN | ENERGY | 13G | DIN RAIL MODULAR DEV | 18F | RCBO | 1 | 6 | NR | 632.689 | CCM | 266.333 | 239.7 | G | 8011564059870 | 8011564059870 | 8011564380837 | 85362010
GW94345 | COMPACT RCBO 3P C6 6KA A/0.03 3M | WYŁ. RÓŻN-PR.KOMP.3P C6 6KA A/0,03 3M | 684 | 1 | NR | 672 | 1 | NR | 1.786% | OFFICIAL | 2DN13G18F3130TA100 | 30 | 2DN | ENERGY | 13G | DIN RAIL MODULAR DEV | 18F | RCBO | 1 | 4 | NR | 949.033 | CCM | 365 | 328.5 | G | 8011564061057 | 8011564061057 | 8011564382954 | 85362010
GW94346 | COMPACT RCBO 3P C10 6KA A/0.03 3M | WYŁ. RÓŻN-PR.KOMP.3P C10 6KA A/0,03 3M | 684 | 1 | NR | 672 | 1 | NR | 1.786% | OFFICIAL | 2DN13G18F3130TA100 | 30 | 2DN | ENERGY | 13G | DIN RAIL MODULAR DEV | 18F | RCBO | 1 | 4 | NR | 949.033 | CCM | 362.5 | 326.25 | G | 8011564061064 | 8011564061064 | 8011564382978 | 85362010
GW94347 | COMPACT RCBO 3P C16 6KA A/0.03 3M | WYŁ. RÓŻN-PR.KOMP.3P C16 6KA A/0,03 3M | 684 | 1 | NR | 672 | 1 | NR | 1.786% | OFFICIAL | 2DN13G18F3130TA100 | 30 | 2DN | ENERGY | 13G | DIN RAIL MODULAR DEV | 18F | RCBO | 1 | 4 | NR | 949.033 | CCM | 371.25 | 334.125 | G | 8011564061071 | 8011564061071 | 8011564382992 | 85362010
GW94348 | COMPACT RCBO 3P C20 6KA A/0.03 3M | WYŁ. RÓŻN-PR.KOMP.3P C20 6KA A/0,03 3M | 684 | 1 | NR | 672 | 1 | NR | 1.786% | OFFICIAL | 2DN13G18F3130TA100 | 30 | 2DN | ENERGY | 13G | DIN RAIL MODULAR DEV | 18F | RCBO | 1 | 4 | NR | 949.033 | CCM | 378.5 | 340.65 | G | 8011564061088 | 8011564061088 | 8011564383012 | 85362010
GW94349 | COMPACT RCBO 3P C25 6KA A/0.03 3M | WYŁ. RÓŻN-PR.KOMP.3P C25 6KA A/0,03 3M | 684 | 1 | NR | 672 | 1 | NR | 1.786% | OFFICIAL | 2DN13G18F3130TA100 | 30 | 2DN | ENERGY | 13G | DIN RAIL MODULAR DEV | 18F | RCBO | 1 | 4 | NR | 949.033 | CCM | 374 | 336.6 | G | 8011564061095 | 8011564061095 | 8011564383036 | 85362010
GW94350 | COMPACT RCBO 3P C32 6KA A/0.03 3M | WYŁ. RÓŻN-PR.KOMP.3P C32 6KA A/0,03 3M | 684 | 1 | NR | 672 | 1 | NR | 1.786% | OFFICIAL | 2DN13G18F3130TA100 | 30 | 2DN | ENERGY | 13G | DIN RAIL MODULAR DEV | 18F | RCBO | 1 | 4 | NR | 949.033 | CCM | 375.25 | 337.725 | G | 8011564061101 | 8011564061101 | 8011564383050 | 85362010
GW94351 | COMPACT RCBO 3P C13 6KA A/0.03 3M | WYŁ. RÓŻN-PR.KOMP.3P C13 6KA A/0,03 3M | 684 | 1 | NR | 672 | 1 | NR | 1.786% | OFFICIAL | 2DN13G18F3130TA100 | 30 | 2DN | ENERGY | 13G | DIN RAIL MODULAR DEV | 18F | RCBO | 1 | 4 | NR | 949.033 | CCM | 435.528 | 397.078 | G | 8011564225688 | 8011564225688 | 8011564580312 | 85362010
GW95145 | COMPACT RCBO 3P B6 6KA A/0,03 3M | WYŁ. RÓŻN-PR.KOMP.3P B6 6KA A/0,03 3M | 684 | 1 | NR | 672 | 1 | NR | 1.786% | OFFICIAL | 2DN13G18F3130TA100 | 30 | 2DN | ENERGY | 13G | DIN RAIL MODULAR DEV | 18F | RCBO | 1 | 4 | NR | 949.033 | CCM | 428.248 | 386.523 | G | 8011564420007 | 8011564420007 | 8011564645318 | 85362010
GW95146 | COMPACT RCBO 3P B10 6KA A/0,03 3M | WYŁ. RÓŻN-PR.KOMP.3P B10 6KA A/0,03 3M | 684 | 1 | NR | 672 | 1 | NR | 1.786% | OFFICIAL | 2DN13G18F3130TA100 | 30 | 2DN | ENERGY | 13G | DIN RAIL MODULAR DEV | 18F | RCBO | 1 | 4 | NR | 949.033 | CCM | 362.5 | 326.25 | G | 8011564420014 | 8011564420014 | 8011564645325 | 85362010
GW95147 | COMPACT RCBO 3P B16 6KA A/0,03 3M | WYŁ. RÓŻN-PR.KOMP.3P B16 6KA A/0,03 3M | 684 | 1 | NR | 672 | 1 | NR | 1.786% | OFFICIAL | 2DN13G18F3130TA100 | 30 | 2DN | ENERGY | 13G | DIN RAIL MODULAR DEV | 18F | RCBO | 1 | 4 | NR | 949.033 | CCM | 366.25 | 329.625 | G | 8011564420021 | 8011564420021 | 8011564645332 | 85362010
GW95148 | COMPACT RCBO 3P B20 6KA A/0,03 3M | WYŁ. RÓŻN-PR.KOMP.3P B20 6KA A/0,03 3M | 684 | 1 | NR | 672 | 1 | NR | 1.786% | OFFICIAL | 2DN13G18F3130TA100 | 30 | 2DN | ENERGY | 13G | DIN RAIL MODULAR DEV | 18F | RCBO | 1 | 4 | NR | 949.033 | CCM | 532.363 | 490.638 | G | 8011564420038 | 8011564420038 | 8011564645349 | 85362010
GW95149 | COMPACT RCBO 3P B25 6KA A/0,03 3M | WYŁ. RÓŻN-PR.KOMP.3P B25 6KA A/0,03 3M | 684 | 1 | NR | 672 | 1 | NR | 1.786% | OFFICIAL | 2DN13G18F3130TA100 | 30 | 2DN | ENERGY | 13G | DIN RAIL MODULAR DEV | 18F | RCBO | 1 | 4 | NR | 949.033 | CCM | 530.728 | 489.003 | G | 8011564420045 | 8011564420045 | 8011564645356 | 85362010
GW95150 | COMPACT RCBO 3P B32 6KA A/0,03 3M | WYŁ. RÓŻN-PR.KOMP.3P B32 6KA A/0,03 3M | 684 | 1 | NR | 672 | 1 | NR | 1.786% | OFFICIAL | 2DN13G18F3130TA100 | 30 | 2DN | ENERGY | 13G | DIN RAIL MODULAR DEV | 18F | RCBO | 1 | 4 | NR | 949.033 | CCM | 531.01 | 489.285 | G | 8011564420052 | 8011564420052 | 8011564645363 | 85362010
GW95151 | COMPACT RCBO 3P B13 6KA A/0,03 3M | WYŁ. RÓŻN-PR.KOMP.3P B13 6KA A/0,03 3M | 684 | 1 | NR | 672 | 1 | NR | 1.786% | OFFICIAL | 2DN13G18F3130TA100 | 30 | 2DN | ENERGY | 13G | DIN RAIL MODULAR DEV | 18F | RCBO | 1 | 4 | NR | 949.033 | CCM | 445.633 | 403.908 | G | 8011564420069 | 8011564420069 | 8011564645370 | 85362010
GW95327 | COMPACT RCBO 2P B16 10KA A/0,03 2M | WYŁ. RÓŻN-PR.KOMP.2P B16 10KA A/0,03 2M | 62.8 | 1 | NR | 61.7 | 1 | NR | 1.783% | OFFICIAL | 2DN13G18F3150TT100 | 30 | 2DN | ENERGY | 13G | DIN RAIL MODULAR DEV | 18F | RCBO | 1 | 6 | NR | 632.689 | CCM | 252.5 | 227.25 | G | 8011564299238 | 8011564299238 | 8011564644960 | 85362010
GW94275 | COMPACT RCBO 4P C6 4.5KA A/0.3 4M | WYŁ. RÓŻN-PR.KOMP.4P C6 4,5KA A/0,3 4M | 573 | 1 | NR | 563 | 1 | NR | 1.776% | OFFICIAL | 2DN13G18F3110SI100 | 30 | 2DN | ENERGY | 13G | DIN RAIL MODULAR DEV | 18F | RCBO | 1 | 3 | NR | 1265.378 | CCM | 475 | 427.5 | G | 8011564060753 | 8011564060753 | 8011564952935 | 85362010
GW94276 | COMPACT RCBO 4P C10 4.5KA A/0.3 4M | WYŁ. RÓŻN-PR.KOMP.4P C10 4,5KA A/0,3 4M | 573 | 1 | NR | 563 | 1 | NR | 1.776% | OFFICIAL | 2DN13G18F3110SI100 | 30 | 2DN | ENERGY | 13G | DIN RAIL MODULAR DEV | 18F | RCBO | 1 | 3 | NR | 1265.378 | CCM | 477.5 | 429.75 | G | 8011564060760 | 8011564060760 | 8011564952942 | 85362010
GW94277 | COMPACT RCBO 4P C16 4.5KA A/0.3 4M | WYŁ. RÓŻN-PR.KOMP.4P C16 4,5KA A/0,3 4M | 573 | 1 | NR | 563 | 1 | NR | 1.776% | OFFICIAL | 2DN13G18F3110SI100 | 30 | 2DN | ENERGY | 13G | DIN RAIL MODULAR DEV | 18F | RCBO | 1 | 3 | NR | 1265.378 | CCM | 477.5 | 429.75 | G | 8011564060777 | 8011564060777 | 8011564952959 | 85362010
GW94278 | COMPACT RCBO 4P C20 4.5KA A/0.3 4M | WYŁ. RÓŻN-PR.KOMP.4P C20 4,5KA A/0,3 4M | 573 | 1 | NR | 563 | 1 | NR | 1.776% | OFFICIAL | 2DN13G18F3110SI100 | 30 | 2DN | ENERGY | 13G | DIN RAIL MODULAR DEV | 18F | RCBO | 1 | 3 | NR | 1265.378 | CCM | 494.5 | 445.05 | G | 8011564060784 | 8011564060784 | 8011564952966 | 85362010
GW94279 | COMPACT RCBO 4P C25 4.5KA A/0.3 4M | WYŁ. RÓŻN-PR.KOMP.4P C25 4,5KA A/0,3 4M | 573 | 1 | NR | 563 | 1 | NR | 1.776% | OFFICIAL | 2DN13G18F3110SI100 | 30 | 2DN | ENERGY | 13G | DIN RAIL MODULAR DEV | 18F | RCBO | 1 | 3 | NR | 1265.378 | CCM | 486.5 | 437.85 | G | 8011564060791 | 8011564060791 | 8011564952973 | 85362010
GW94280 | COMPACT RCBO 4P C32 4.5KA A/0.3 4M | WYŁ. RÓŻN-PR.KOMP.4P C32 4,5KA A/0,3 4M | 573 | 1 | NR | 563 | 1 | NR | 1.776% | OFFICIAL | 2DN13G18F3110SI100 | 30 | 2DN | ENERGY | 13G | DIN RAIL MODULAR DEV | 18F | RCBO | 1 | 3 | NR | 1265.378 | CCM | 489 | 440.1 | G | 8011564060807 | 8011564060807 | 8011564952980 | 85362010
GW94375 | COMPACT RCBO 4P C6 6KA A/0.3 4M | WYŁ. RÓŻN-PR.KOMP.4P C6 6KA A/0,3 4M | 751 | 1 | NR | 738 | 1 | NR | 1.762% | OFFICIAL | 2DN13G18F3130TA100 | 30 | 2DN | ENERGY | 13G | DIN RAIL MODULAR DEV | 18F | RCBO | 1 | 3 | NR | 1265.378 | CCM | 473.5 | 426.15 | G | 8011564061231 | 8011564061231 | 8011564953062 | 85362010
GW94376 | COMPACT RCBO 4P C10 6KA A/0.3 4M | WYŁ. RÓŻN-PR.KOMP.4P C10 6KA A/0,3 4M | 751 | 1 | NR | 738 | 1 | NR | 1.762% | OFFICIAL | 2DN13G18F3130TA100 | 30 | 2DN | ENERGY | 13G | DIN RAIL MODULAR DEV | 18F | RCBO | 1 | 3 | NR | 1265.378 | CCM | 481 | 432.9 | G | 8011564061248 | 8011564061248 | 8011564953079 | 85362010
GW94377 | COMPACT RCBO 4P C16 6KA A/0.3 4M | WYŁ. RÓŻN-PR.KOMP.4P C16 6KA A/0,3 4M | 751 | 1 | NR | 738 | 1 | NR | 1.762% | OFFICIAL | 2DN13G18F3130TA100 | 30 | 2DN | ENERGY | 13G | DIN RAIL MODULAR DEV | 18F | RCBO | 1 | 3 | NR | 1265.378 | CCM | 483.5 | 435.15 | G | 8011564061255 | 8011564061255 | 8011564953086 | 85362010
GW94378 | COMPACT RCBO 4P C20 6KA A/0.3 4M | WYŁ. RÓŻN-PR.KOMP.4P C20 6KA A/0,3 4M | 751 | 1 | NR | 738 | 1 | NR | 1.762% | OFFICIAL | 2DN13G18F3130TA100 | 30 | 2DN | ENERGY | 13G | DIN RAIL MODULAR DEV | 18F | RCBO | 1 | 3 | NR | 1265.378 | CCM | 496 | 446.4 | G | 8011564061262 | 8011564061262 | 8011564953093 | 85362010
GW94379 | COMPACT RCBO 4P C25 6KA A/0.3 4M | WYŁ. RÓŻN-PR.KOMP.4P C25 6KA A/0,3 4M | 751 | 1 | NR | 738 | 1 | NR | 1.762% | OFFICIAL | 2DN13G18F3130TA100 | 30 | 2DN | ENERGY | 13G | DIN RAIL MODULAR DEV | 18F | RCBO | 1 | 3 | NR | 1265.378 | CCM | 492.5 | 443.25 | G | 8011564061279 | 8011564061279 | 8011564953109 | 85362010
GW94380 | COMPACT RCBO 4P C32 6KA A/0.3 4M | WYŁ. RÓŻN-PR.KOMP.4P C32 6KA A/0,3 4M | 751 | 1 | NR | 738 | 1 | NR | 1.762% | OFFICIAL | 2DN13G18F3130TA100 | 30 | 2DN | ENERGY | 13G | DIN RAIL MODULAR DEV | 18F | RCBO | 1 | 3 | NR | 1265.378 | CCM | 487 | 438.3 | G | 8011564061286 | 8011564061286 | 8011564953116 | 85362010
GW95175 | COMPACT RCBO 4P B6 6KA A/0,3 4M | WYŁ. RÓŻN-PR.KOMP.4P B6 6KA A/0,3 4M | 751 | 1 | NR | 738 | 1 | NR | 1.762% | OFFICIAL | 2DN13G18F3130TA100 | 30 | 2DN | ENERGY | 13G | DIN RAIL MODULAR DEV | 18F | RCBO | 1 | 3 | NR | 1265.378 | CCM | 521.485 | 448.035 | G | 8011564299412 | 8011564299412 | 8011564953758 | 85362010
GW95176 | COMPACT RCBO 4P B10 6KA A/0,3 4M | WYŁ. RÓŻN-PR.KOMP.4P B10 6KA A/0,3 4M | 751 | 1 | NR | 738 | 1 | NR | 1.762% | OFFICIAL | 2DN13G18F3130TA100 | 30 | 2DN | ENERGY | 13G | DIN RAIL MODULAR DEV | 18F | RCBO | 1 | 3 | NR | 1265.378 | CCM | 519.693 | 446.243 | G | 8011564299429 | 8011564299429 | 8011564953765 | 85362010
GW95177 | COMPACT RCBO 4P B16 6KA A/0,3 4M | WYŁ. RÓŻN-PR.KOMP.4P B16 6KA A/0,3 4M | 751 | 1 | NR | 738 | 1 | NR | 1.762% | OFFICIAL | 2DN13G18F3130TA100 | 30 | 2DN | ENERGY | 13G | DIN RAIL MODULAR DEV | 18F | RCBO | 1 | 3 | NR | 1265.378 | CCM | 487.5 | 438.75 | G | 8011564299436 | 8011564299436 | 8011564953772 | 85362010
GW95178 | COMPACT RCBO 4P B20 6KA A/0,3 4M | WYŁ. RÓŻN-PR.KOMP.4P B20 6KA A/0,3 4M | 751 | 1 | NR | 738 | 1 | NR | 1.762% | OFFICIAL | 2DN13G18F3130TA100 | 30 | 2DN | ENERGY | 13G | DIN RAIL MODULAR DEV | 18F | RCBO | 1 | 3 | NR | 1265.378 | CCM | 505 | 454.5 | G | 8011564299443 | 8011564299443 | 8011564953789 | 85362010
GW95179 | COMPACT RCBO 4P B25 6KA A/0,3 4M | WYŁ. RÓŻN-PR.KOMP.4P B25 6KA A/0,3 4M | 751 | 1 | NR | 738 | 1 | NR | 1.762% | OFFICIAL | 2DN13G18F3130TA100 | 30 | 2DN | ENERGY | 13G | DIN RAIL MODULAR DEV | 18F | RCBO | 1 | 3 | NR | 1265.378 | CCM | 539.797 | 466.347 | G | 8011564299450 | 8011564299450 | 8011564953796 | 85362010
GW95180 | COMPACT RCBO 4P B32 6KA A/0,3 4M | WYŁ. RÓŻN-PR.KOMP.4P B32 6KA A/0,3 4M | 751 | 1 | NR | 738 | 1 | NR | 1.762% | OFFICIAL | 2DN13G18F3130TA100 | 30 | 2DN | ENERGY | 13G | DIN RAIL MODULAR DEV | 18F | RCBO | 1 | 3 | NR | 1265.378 | CCM | 540.173 | 466.723 | G | 8011564299467 | 8011564299467 | 8011564953802 | 85362010
GW95825 | COMPACT RCBO 2P C6 10KA AIR/0,03 2M | WYŁ. RÓŻN-PR.KOMP.2P C6 10KA AIR/0,03 2M | 521 | 1 | NR | 512 | 1 | NR | 1.758% | OFFICIAL | 2DN13G18F3150WK100 | 30 | 2DN | ENERGY | 13G | DIN RAIL MODULAR DEV | 18F | RCBO | 1 | 6 | NR | 632.689 | CCM | 268.578 | 238.478 | G | 8011564762367 | 8011564762367 | 8011564905627 | 85362010
GW95826 | COMPACT RCBO 2P C10 10KA AIR/0,03 2M | WYŁ.RÓŻ-PR.KOMP.2P C10 10KA AIR/0,03 2M | 521 | 1 | NR | 512 | 1 | NR | 1.758% | OFFICIAL | 2DN13G18F3150WK100 | 30 | 2DN | ENERGY | 13G | DIN RAIL MODULAR DEV | 18F | RCBO | 1 | 6 | NR | 632.689 | CCM | 265.68 | 235.58 | G | 8011564762374 | 8011564762374 | 8011564905634 | 85362010
GW95827 | COMPACT RCBO 2P C16 10KA AIR/0,03 2M | WYŁ.RÓŻ-PR.KOMP.2P C16 10KA AIR/0,03 2M | 521 | 1 | NR | 512 | 1 | NR | 1.758% | OFFICIAL | 2DN13G18F3150WK100 | 30 | 2DN | ENERGY | 13G | DIN RAIL MODULAR DEV | 18F | RCBO | 1 | 6 | NR | 632.689 | CCM | 269.04 | 238.94 | G | 8011564762404 | 8011564762404 | 8011564905665 | 85362010
GW95828 | COMPACT RCBO 2P C20 10KA AIR/0,03 2M | WYŁ.RÓŻ-PR.KOMP.2P C20 10KA AIR/0,03 2M | 521 | 1 | NR | 512 | 1 | NR | 1.758% | OFFICIAL | 2DN13G18F3150WK100 | 30 | 2DN | ENERGY | 13G | DIN RAIL MODULAR DEV | 18F | RCBO | 1 | 6 | NR | 632.689 | CCM | 275.04 | 244.94 | G | 8011564762411 | 8011564762411 | 8011564905672 | 85362010
GW95829 | COMPACT RCBO 2P C25 10KA AIR/0,03 2M | WYŁ.RÓŻ-PR.KOMP.2P C25 10KA AIR/0,03 2M | 521 | 1 | NR | 512 | 1 | NR | 1.758% | OFFICIAL | 2DN13G18F3150WK100 | 30 | 2DN | ENERGY | 13G | DIN RAIL MODULAR DEV | 18F | RCBO | 1 | 6 | NR | 632.689 | CCM | 274.41 | 244.31 | G | 8011564762428 | 8011564762428 | 8011564905689 | 85362010
GW95830 | COMPACT RCBO 2P C32 10KA AIR/0,03 2M | WYŁ.RÓŻ-PR.KOMP.2P C32 10KA AIR/0,03 2M | 521 | 1 | NR | 512 | 1 | NR | 1.758% | OFFICIAL | 2DN13G18F3150WK100 | 30 | 2DN | ENERGY | 13G | DIN RAIL MODULAR DEV | 18F | RCBO | 1 | 6 | NR | 632.689 | CCM | 274.982 | 244.882 | G | 8011564762435 | 8011564762435 | 8011564905696 | 85362010
GW95831 | COMPACT RCBO 2P C13 10KA AIR/0,03 2M | WYŁ.RÓŻ-PR.KOMP.2P C13 10KA AIR/0,03 2M | 521 | 1 | NR | 512 | 1 | NR | 1.758% | OFFICIAL | 2DN13G18F3150WK100 | 30 | 2DN | ENERGY | 13G | DIN RAIL MODULAR DEV | 18F | RCBO | 1 | 6 | NR | 632.689 | CCM | 267.912 | 237.812 | G | 8011564762381 | 8011564762381 | 8011564905641 | 85362010
GW95835 | COMPACT RCBO 2P B6 10KA AIR/0,03 2M | WYŁ. RÓŻN-PR.KOMP.2P B6 10KA AIR/0,03 2M | 521 | 1 | NR | 512 | 1 | NR | 1.758% | OFFICIAL | 2DN13G18F3150WK100 | 30 | 2DN | ENERGY | 13G | DIN RAIL MODULAR DEV | 18F | RCBO | 1 | 6 | NR | 632.689 | CCM | 264.828 | 234.728 | G | 8011564762442 | 8011564762442 | 8011564905702 | 85362010
GW95836 | COMPACT RCBO 2P B10 10KA AIR/0,03 2M | WYŁ.RÓŻ-PR.KOMP.2P B10 10KA AIR/0,03 2M | 521 | 1 | NR | 512 | 1 | NR | 1.758% | OFFICIAL | 2DN13G18F3150WK100 | 30 | 2DN | ENERGY | 13G | DIN RAIL MODULAR DEV | 18F | RCBO | 1 | 6 | NR | 632.689 | CCM | 261.93 | 231.83 | G | 8011564762459 | 8011564762459 | 8011564905719 | 85362010
GW95837 | COMPACT RCBO 2P B16 10KA AIR/0,03 2M | WYŁ.RÓŻ-PR.KOMP.2P B16 10KA AIR/0,03 2M | 521 | 1 | NR | 512 | 1 | NR | 1.758% | OFFICIAL | 2DN13G18F3150WK100 | 30 | 2DN | ENERGY | 13G | DIN RAIL MODULAR DEV | 18F | RCBO | 1 | 6 | NR | 632.689 | CCM | 265.29 | 235.19 | G | 8011564762480 | 8011564762480 | 8011564905740 | 85362010
GW95838 | COMPACT RCBO 2P B20 10KA AIR/0,03 2M | WYŁ.RÓŻ-PR.KOMP.2P B20 10KA AIR/0,03 2M | 521 | 1 | NR | 512 | 1 | NR | 1.758% | OFFICIAL | 2DN13G18F3150WK100 | 30 | 2DN | ENERGY | 13G | DIN RAIL MODULAR DEV | 18F | RCBO | 1 | 6 | NR | 632.689 | CCM | 271.29 | 241.19 | G | 8011564762497 | 8011564762497 | 8011564905757 | 85362010
GW95839 | COMPACT RCBO 2P B25 10KA AIR/0,03 2M | WYŁ.RÓŻ-PR.KOMP.2P B25 10KA AIR/0,03 2M | 521 | 1 | NR | 512 | 1 | NR | 1.758% | OFFICIAL | 2DN13G18F3150WK100 | 30 | 2DN | ENERGY | 13G | DIN RAIL MODULAR DEV | 18F | RCBO | 1 | 6 | NR | 632.689 | CCM | 270.66 | 240.56 | G | 8011564762503 | 8011564762503 | 8011564905764 | 85362010
GW95840 | COMPACT RCBO 2P B32 10KA AIR/0,03 2M | WYŁ.RÓŻ-PR.KOMP.2P B32 10KA AIR/0,03 2M | 521 | 1 | NR | 512 | 1 | NR | 1.758% | OFFICIAL | 2DN13G18F3150WK100 | 30 | 2DN | ENERGY | 13G | DIN RAIL MODULAR DEV | 18F | RCBO | 1 | 6 | NR | 632.689 | CCM | 271.222 | 241.122 | G | 8011564762510 | 8011564762510 | 8011564905771 | 85362010
GW95841 | COMPACT RCBO 2P B13 10KA AIR/0,03 2M | WYŁ.RÓŻ-PR.KOMP.2P B13 10KA AIR/0,03 2M | 521 | 1 | NR | 512 | 1 | NR | 1.758% | OFFICIAL | 2DN13G18F3150WK100 | 30 | 2DN | ENERGY | 13G | DIN RAIL MODULAR DEV | 18F | RCBO | 1 | 6 | NR | 632.689 | CCM | 264.162 | 234.062 | G | 8011564762466 | 8011564762466 | 8011564905726 | 85362010
GW95955 | COMPACT RCBO 2P C6 10KA F/0,03 2M | WYŁ. RÓŻN-PR.KOMP.2P C6 10KA F/0,03 2M | 521 | 1 | NR | 512 | 1 | NR | 1.758% | OFFICIAL | 2DN13G18F3150S7100 | 30 | 2DN | ENERGY | 13G | DIN RAIL MODULAR DEV | 18F | RCBO | 1 | 6 | NR | 468.798 | CCM | 284.535 | 249.268 | G | 8034035020148 | 8034035020148 | 8034035427640 | 85362010
GW95956 | COMPACT RCBO 2P C10 10KA F/0,03 2M | WYŁ. RÓŻN-PR.KOMP.2P C10 10KA F/0,03 2M | 521 | 1 | NR | 512 | 1 | NR | 1.758% | OFFICIAL | 2DN13G18F3150S7100 | 30 | 2DN | ENERGY | 13G | DIN RAIL MODULAR DEV | 18F | RCBO | 1 | 6 | NR | 468.798 | CCM | 283.913 | 248.646 | G | 8034035020155 | 8034035020155 | 8034035427657 | 85362010
GW95957 | COMPACT RCBO 2P C16 10KA F/0,03 2M | WYŁ. RÓŻN-PR.KOMP.2P C16 10KA F/0,03 2M | 521 | 1 | NR | 512 | 1 | NR | 1.758% | OFFICIAL | 2DN13G18F3150S7100 | 30 | 2DN | ENERGY | 13G | DIN RAIL MODULAR DEV | 18F | RCBO | 1 | 6 | NR | 468.798 | CCM | 294.883 | 252.136 | G | 8034035020162 | 8034035020162 | 8034035427664 | 85362010
GW95958 | COMPACT RCBO 2P C20 10KA F/0,03 2M | WYŁ. RÓŻN-PR.KOMP.2P C20 10KA F/0,03 2M | 521 | 1 | NR | 512 | 1 | NR | 1.758% | OFFICIAL | 2DN13G18F3150S7100 | 30 | 2DN | ENERGY | 13G | DIN RAIL MODULAR DEV | 18F | RCBO | 1 | 6 | NR | 468.798 | CCM | 292.519 | 257.252 | G | 8034035020179 | 8034035020179 | 8034035427671 | 85362010
GW95959 | COMPACT RCBO 2P C25 10KA F/0,03 2M | WYŁ. RÓŻN-PR.KOMP.2P C25 10KA F/0,03 2M | 521 | 1 | NR | 512 | 1 | NR | 1.758% | OFFICIAL | 2DN13G18F3150S7100 | 30 | 2DN | ENERGY | 13G | DIN RAIL MODULAR DEV | 18F | RCBO | 1 | 6 | NR | 468.798 | CCM | 292.049 | 256.782 | G | 8034035020186 | 8034035020186 | 8034035427688 | 85362010
GW95960 | COMPACT RCBO 2P C32 10KA F/0,03 2M | WYŁ. RÓŻN-PR.KOMP.2P C32 10KA F/0,03 2M | 521 | 1 | NR | 512 | 1 | NR | 1.758% | OFFICIAL | 2DN13G18F3150S7100 | 30 | 2DN | ENERGY | 13G | DIN RAIL MODULAR DEV | 18F | RCBO | 1 | 6 | NR | 468.798 | CCM | 292.297 | 257.03 | G | 8034035020193 | 8034035020193 | 8034035427695 | 85362010
GW95961 | COMPACT RCBO 2P C13 10KA F/0,03 2M | WYŁ. RÓŻN-PR.KOMP.2P C13 10KA F/0,03 2M | 521 | 1 | NR | 512 | 1 | NR | 1.758% | OFFICIAL | 2DN13G18F3150S7100 | 30 | 2DN | ENERGY | 13G | DIN RAIL MODULAR DEV | 18F | RCBO | 1 | 6 | NR | 468.798 | CCM | 280.205 | 244.938 | G | 8034035020209 | 8034035020209 | 8034035427701 | 85362010
GW95965 | COMPACT RCBO 2P B6 10KA F/0,03 2M | WYŁ. RÓŻN-PR.KOMP.2P B6 10KA F/0,03 2M | 521 | 1 | NR | 512 | 1 | NR | 1.758% | OFFICIAL | 2DN13G18F3150S7100 | 30 | 2DN | ENERGY | 13G | DIN RAIL MODULAR DEV | 18F | RCBO | 1 | 6 | NR | 468.798 | CCM | 280.575 | 245.308 | G | 8034035020216 | 8034035020216 | 8034035427718 | 85362010
GW95966 | COMPACT RCBO 2P B10 10KA F/0,03 2M | WYŁ. RÓŻN-PR.KOMP.2P B10 10KA F/0,03 2M | 521 | 1 | NR | 512 | 1 | NR | 1.758% | OFFICIAL | 2DN13G18F3150S7100 | 30 | 2DN | ENERGY | 13G | DIN RAIL MODULAR DEV | 18F | RCBO | 1 | 6 | NR | 468.798 | CCM | 280.227 | 244.96 | G | 8034035020223 | 8034035020223 | 8034035427725 | 85362010
GW95967 | COMPACT RCBO 2P B16 10KA F/0,03 2M | WYŁ. RÓŻN-PR.KOMP.2P B16 10KA F/0,03 2M | 521 | 1 | NR | 512 | 1 | NR | 1.758% | OFFICIAL | 2DN13G18F3150S7100 | 30 | 2DN | ENERGY | 13G | DIN RAIL MODULAR DEV | 18F | RCBO | 1 | 6 | NR | 468.798 | CCM | 283.169 | 247.902 | G | 8034035020230 | 8034035020230 | 8034035427732 | 85362010
GW95968 | COMPACT RCBO 2P B20 10KA F/0,03 2M | WYŁ. RÓŻN-PR.KOMP.2P B20 10KA F/0,03 2M | 521 | 1 | NR | 512 | 1 | NR | 1.758% | OFFICIAL | 2DN13G18F3150S7100 | 30 | 2DN | ENERGY | 13G | DIN RAIL MODULAR DEV | 18F | RCBO | 1 | 6 | NR | 468.798 | CCM | 288.213 | 252.946 | G | 8034035020247 | 8034035020247 | 8034035427749 | 85362010
GW95969 | COMPACT RCBO 2P B25 10KA F/0,03 2M | WYŁ. RÓŻN-PR.KOMP.2P B25 10KA F/0,03 2M | 521 | 1 | NR | 512 | 1 | NR | 1.758% | OFFICIAL | 2DN13G18F3150S7100 | 30 | 2DN | ENERGY | 13G | DIN RAIL MODULAR DEV | 18F | RCBO | 1 | 6 | NR | 468.798 | CCM | 287.743 | 252.476 | G | 8034035020254 | 8034035020254 | 8034035427756 | 85362010
GW95970 | COMPACT RCBO 2P B32 10KA F/0,03 2M | WYŁ. RÓŻN-PR.KOMP.2P B32 10KA F/0,03 2M | 521 | 1 | NR | 512 | 1 | NR | 1.758% | OFFICIAL | 2DN13G18F3150S7100 | 30 | 2DN | ENERGY | 13G | DIN RAIL MODULAR DEV | 18F | RCBO | 1 | 6 | NR | 468.798 | CCM | 287.981 | 252.714 | G | 8034035020261 | 8034035020261 | 8034035427763 | 85362010
GW95971 | COMPACT RCBO 2P B13 10KA F/0,03 2M | WYŁ. RÓŻN-PR.KOMP.2P B13 10KA F/0,03 2M | 521 | 1 | NR | 512 | 1 | NR | 1.758% | OFFICIAL | 2DN13G18F3150S7100 | 30 | 2DN | ENERGY | 13G | DIN RAIL MODULAR DEV | 18F | RCBO | 1 | 6 | NR | 468.798 | CCM | 279.549 | 244.282 | G | 8034035020278 | 8034035020278 | 8034035427770 | 85362010
GW95235 | COMPACT RCBO 2P C6 10KA A/0.3 2M | WYŁ. RÓŻN-PR.KOMP.2P C6 10KA A/0,3 2M | 409 | 1 | NR | 402 | 1 | NR | 1.741% | OFFICIAL | 2DN13G18F3150TT100 | 30 | 2DN | ENERGY | 13G | DIN RAIL MODULAR DEV | 18F | RCBO | 1 | 6 | NR | 632.689 | CCM | 256.667 | 231 | G | 8011564075214 | 8011564075214 | 8011564402355 | 85362010
GW95236 | COMPACT RCBO 2P C10 10KA A/0.3 2M | WYŁ. RÓŻN-PR.KOMP.2P C10 10KA A/0,3 2M | 409 | 1 | NR | 402 | 1 | NR | 1.741% | OFFICIAL | 2DN13G18F3150TT100 | 30 | 2DN | ENERGY | 13G | DIN RAIL MODULAR DEV | 18F | RCBO | 1 | 6 | NR | 632.689 | CCM | 254.667 | 229.2 | G | 8011564075221 | 8011564075221 | 8011564402379 | 85362010
GW95237 | COMPACT RCBO 2P C16 10KA A/0.3 2M | WYŁ. RÓŻN-PR.KOMP.2P C16 10KA A/0,3 2M | 409 | 1 | NR | 402 | 1 | NR | 1.741% | OFFICIAL | 2DN13G18F3150TT100 | 30 | 2DN | ENERGY | 13G | DIN RAIL MODULAR DEV | 18F | RCBO | 1 | 6 | NR | 632.689 | CCM | 256.333 | 230.7 | G | 8011564075238 | 8011564075238 | 8011564402393 | 85362010
GW95238 | COMPACT RCBO 2P C20 10KA A/0.3 2M | WYŁ. RÓŻN-PR.KOMP.2P C20 10KA A/0,3 2M | 409 | 1 | NR | 402 | 1 | NR | 1.741% | OFFICIAL | 2DN13G18F3150TT100 | 30 | 2DN | ENERGY | 13G | DIN RAIL MODULAR DEV | 18F | RCBO | 1 | 6 | NR | 632.689 | CCM | 263.167 | 236.85 | G | 8011564075245 | 8011564075245 | 8011564402416 | 85362010
GW95239 | COMPACT RCBO 2P C25 10KA A/0.3 2M | WYŁ. RÓŻN-PR.KOMP.2P C25 10KA A/0,3 2M | 409 | 1 | NR | 402 | 1 | NR | 1.741% | OFFICIAL | 2DN13G18F3150TT100 | 30 | 2DN | ENERGY | 13G | DIN RAIL MODULAR DEV | 18F | RCBO | 1 | 6 | NR | 632.689 | CCM | 259.5 | 233.55 | G | 8011564075252 | 8011564075252 | 8011564402430 | 85362010
GW95240 | COMPACT RCBO 2P C32 10KA A/0.3 2M | WYŁ. RÓŻN-PR.KOMP.2P C32 10KA A/0,3 2M | 409 | 1 | NR | 402 | 1 | NR | 1.741% | OFFICIAL | 2DN13G18F3150TT100 | 30 | 2DN | ENERGY | 13G | DIN RAIL MODULAR DEV | 18F | RCBO | 1 | 6 | NR | 632.689 | CCM | 259.167 | 233.25 | G | 8011564075269 | 8011564075269 | 8011564402454 | 85362010
GW95335 | COMPACT RCBO 2P B6 10KA A/0,3 2M | WYŁ. RÓŻN-PR.KOMP.2P B6 10KA A/0,3 2M | 409 | 1 | NR | 402 | 1 | NR | 1.741% | OFFICIAL | 2DN13G18F3150TT100 | 30 | 2DN | ENERGY | 13G | DIN RAIL MODULAR DEV | 18F | RCBO | 1 | 6 | NR | 632.689 | CCM | 282.122 | 252.972 | G | 8011564299283 | 8011564299283 | 8011564645011 | 85362010
GW95336 | COMPACT RCBO 2P B10 10KA A/0,3 2M | WYŁ. RÓŻN-PR.KOMP.2P B10 10KA A/0,3 2M | 409 | 1 | NR | 402 | 1 | NR | 1.741% | OFFICIAL | 2DN13G18F3150TT100 | 30 | 2DN | ENERGY | 13G | DIN RAIL MODULAR DEV | 18F | RCBO | 1 | 6 | NR | 632.689 | CCM | 281.226 | 252.076 | G | 8011564299290 | 8011564299290 | 8011564645028 | 85362010
GW95337 | COMPACT RCBO 2P B16 10KA A/0,3 2M | WYŁ. RÓŻN-PR.KOMP.2P B16 10KA A/0,3 2M | 409 | 1 | NR | 402 | 1 | NR | 1.741% | OFFICIAL | 2DN13G18F3150TT100 | 30 | 2DN | ENERGY | 13G | DIN RAIL MODULAR DEV | 18F | RCBO | 1 | 6 | NR | 632.689 | CCM | 293.882 | 264.732 | G | 8011564299306 | 8011564299306 | 8011564645035 | 85362010
GW95338 | COMPACT RCBO 2P B20 10KA A/0,3 2M | WYŁ. RÓŻN-PR.KOMP.2P B20 10KA A/0,3 2M | 409 | 1 | NR | 402 | 1 | NR | 1.741% | OFFICIAL | 2DN13G18F3150TT100 | 30 | 2DN | ENERGY | 13G | DIN RAIL MODULAR DEV | 18F | RCBO | 1 | 6 | NR | 632.689 | CCM | 285.167 | 256.017 | G | 8011564299313 | 8011564299313 | 8011564645042 | 85362010
GW95339 | COMPACT RCBO 2P B25 10KA A/0,3 2M | WYŁ. RÓŻN-PR.KOMP.2P B25 10KA A/0,3 2M | 409 | 1 | NR | 402 | 1 | NR | 1.741% | OFFICIAL | 2DN13G18F3150TT100 | 30 | 2DN | ENERGY | 13G | DIN RAIL MODULAR DEV | 18F | RCBO | 1 | 6 | NR | 632.689 | CCM | 284.077 | 254.927 | G | 8011564299320 | 8011564299320 | 8011564645059 | 85362010
GW95340 | COMPACT RCBO 2P B32 10KA A/0,3 2M | WYŁ. RÓŻN-PR.KOMP.2P B32 10KA A/0,3 2M | 409 | 1 | NR | 402 | 1 | NR | 1.741% | OFFICIAL | 2DN13G18F3150TT100 | 30 | 2DN | ENERGY | 13G | DIN RAIL MODULAR DEV | 18F | RCBO | 1 | 6 | NR | 632.689 | CCM | 284.265 | 255.115 | G | 8011564299337 | 8011564299337 | 8011564645066 | 85362010
GW94245 | COMPACT RCBO 3P C6 4.5KA A/0.03 3M | WYŁ. RÓŻN-PR.KOMP.3P C6 4,5KA A/0,03 3M | 527 | 1 | NR | 518 | 1 | NR | 1.737% | OFFICIAL | 2DN13G18F3110SI100 | 30 | 2DN | ENERGY | 13G | DIN RAIL MODULAR DEV | 18F | RCBO | 1 | 4 | NR | 949.033 | CCM | 367.5 | 330.75 | G | 8011564060579 | 8011564060579 | 8011564382114 | 85362010
GW94246 | COMPACT RCBO 3P C10 4.5KA A/0.03 3M | WYŁ. RÓŻN-PR.KOMP.3P C10 4,5KA A/0,03 3M | 527 | 1 | NR | 518 | 1 | NR | 1.737% | OFFICIAL | 2DN13G18F3110SI100 | 30 | 2DN | ENERGY | 13G | DIN RAIL MODULAR DEV | 18F | RCBO | 1 | 4 | NR | 949.033 | CCM | 366.25 | 329.625 | G | 8011564060586 | 8011564060586 | 8011564382138 | 85362010
GW94247 | COMPACT RCBO 3P C16 4.5KA A/0.03 3M | WYŁ. RÓŻN-PR.KOMP.3P C16 4,5KA A/0,03 3M | 527 | 1 | NR | 518 | 1 | NR | 1.737% | OFFICIAL | 2DN13G18F3110SI100 | 30 | 2DN | ENERGY | 13G | DIN RAIL MODULAR DEV | 18F | RCBO | 1 | 4 | NR | 949.033 | CCM | 369 | 332.1 | G | 8011564060593 | 8011564060593 | 8011564382152 | 85362010
GW94248 | COMPACT RCBO 3P C20 4.5KA A/0.03 3M | WYŁ. RÓŻN-PR.KOMP.3P C20 4,5KA A/0,03 3M | 527 | 1 | NR | 518 | 1 | NR | 1.737% | OFFICIAL | 2DN13G18F3110SI100 | 30 | 2DN | ENERGY | 13G | DIN RAIL MODULAR DEV | 18F | RCBO | 1 | 4 | NR | 949.033 | CCM | 378 | 340.2 | G | 8011564060609 | 8011564060609 | 8011564382176 | 85362010
GW94249 | COMPACT RCBO 3P C25 4.5KA A/0.03 3M | WYŁ. RÓŻN-PR.KOMP.3P C25 4,5KA A/0,03 3M | 527 | 1 | NR | 518 | 1 | NR | 1.737% | OFFICIAL | 2DN13G18F3110SI100 | 30 | 2DN | ENERGY | 13G | DIN RAIL MODULAR DEV | 18F | RCBO | 1 | 4 | NR | 949.033 | CCM | 372.25 | 335.025 | G | 8011564060616 | 8011564060616 | 8011564382190 | 85362010
GW94250 | COMPACT RCBO 3P C32 4.5KA A/0.03 3M | WYŁ. RÓŻN-PR.KOMP.3P C32 4,5KA A/0,03 3M | 527 | 1 | NR | 518 | 1 | NR | 1.737% | OFFICIAL | 2DN13G18F3110SI100 | 30 | 2DN | ENERGY | 13G | DIN RAIL MODULAR DEV | 18F | RCBO | 1 | 4 | NR | 949.033 | CCM | 377.25 | 339.525 | G | 8011564060623 | 8011564060623 | 8011564382213 | 85362010
GW94251 | COMPACT RCBO 3P C13 4.5KA A/0.03 3M | WYŁ. RÓŻN-PR.KOMP.3P C13 4,5KA A/0,03 3M | 527 | 1 | NR | 518 | 1 | NR | 1.737% | OFFICIAL | 2DN13G18F3110SI100 | 30 | 2DN | ENERGY | 13G | DIN RAIL MODULAR DEV | 18F | RCBO | 1 | 4 | NR | 949.033 | CCM | 432.993 | 394.543 | G | 8011564225640 | 8011564225640 | 8011564580275 | 85362010
GW94335 | COMPACT RCBO 2P C6 6KA A/0.3 2M | WYŁ. RÓŻN-PR.KOMP.2P C6 6KA A/0,3 2M | 353 | 1 | NR | 347 | 1 | NR | 1.729% | OFFICIAL | 2DN13G18F3130TA100 | 30 | 2DN | ENERGY | 13G | DIN RAIL MODULAR DEV | 18F | RCBO | 1 | 6 | NR | 632.689 | CCM | 253.833 | 228.45 | G | 8011564060999 | 8011564060999 | 8011564382831 | 85362010
GW94336 | COMPACT RCBO 2P C10 6KA A/0.3 2M | WYŁ. RÓŻN-PR.KOMP.2P C10 6KA A/0,3 2M | 353 | 1 | NR | 347 | 1 | NR | 1.729% | OFFICIAL | 2DN13G18F3130TA100 | 30 | 2DN | ENERGY | 13G | DIN RAIL MODULAR DEV | 18F | RCBO | 1 | 6 | NR | 632.689 | CCM | 253.667 | 228.3 | G | 8011564061002 | 8011564061002 | 8011564382855 | 85362010
GW94337 | COMPACT RCBO 2P C16 6KA A/0.3 2M | WYŁ. RÓŻN-PR.KOMP.2P C16 6KA A/0,3 2M | 353 | 1 | NR | 347 | 1 | NR | 1.729% | OFFICIAL | 2DN13G18F3130TA100 | 30 | 2DN | ENERGY | 13G | DIN RAIL MODULAR DEV | 18F | RCBO | 1 | 6 | NR | 632.689 | CCM | 258 | 232.2 | G | 8011564061019 | 8011564061019 | 8011564382879 | 85362010
GW94338 | COMPACT RCBO 2P C20 6KA A/0.3 2M | WYŁ. RÓŻN-PR.KOMP.2P C20 6KA A/0,3 2M | 353 | 1 | NR | 347 | 1 | NR | 1.729% | OFFICIAL | 2DN13G18F3130TA100 | 30 | 2DN | ENERGY | 13G | DIN RAIL MODULAR DEV | 18F | RCBO | 1 | 6 | NR | 632.689 | CCM | 261.833 | 235.65 | G | 8011564061026 | 8011564061026 | 8011564382893 | 85362010
GW94339 | COMPACT RCBO 2P C25 6KA A/0.3 2M | WYŁ. RÓŻN-PR.KOMP.2P C25 6KA A/0,3 2M | 353 | 1 | NR | 347 | 1 | NR | 1.729% | OFFICIAL | 2DN13G18F3130TA100 | 30 | 2DN | ENERGY | 13G | DIN RAIL MODULAR DEV | 18F | RCBO | 1 | 6 | NR | 632.689 | CCM | 260.667 | 234.6 | G | 8011564061033 | 8011564061033 | 8011564382916 | 85362010
GW94340 | COMPACT RCBO 2P C32 6KA A/0.3 2M | WYŁ. RÓŻN-PR.KOMP.2P C32 6KA A/0,3 2M | 353 | 1 | NR | 347 | 1 | NR | 1.729% | OFFICIAL | 2DN13G18F3130TA100 | 30 | 2DN | ENERGY | 13G | DIN RAIL MODULAR DEV | 18F | RCBO | 1 | 6 | NR | 632.689 | CCM | 262.833 | 236.55 | G | 8011564061040 | 8011564061040 | 8011564382930 | 85362010
GW95135 | COMPACT RCBO 2P B6 6KA A/0,3 2M | WYŁ. RÓŻN-PR.KOMP.2P B6 6KA A/0,3 2M | 353 | 1 | NR | 347 | 1 | NR | 1.729% | OFFICIAL | 2DN13G18F3130TA100 | 30 | 2DN | ENERGY | 13G | DIN RAIL MODULAR DEV | 18F | RCBO | 1 | 6 | NR | 632.689 | CCM | 257.5 | 231.75 | G | 8011564299092 | 8011564299092 | 8011564644779 | 85362010
GW95136 | COMPACT RCBO 2P B10 6KA A/0,3 2M | WYŁ. RÓŻN-PR.KOMP.2P B10 6KA A/0,3 2M | 353 | 1 | NR | 347 | 1 | NR | 1.729% | OFFICIAL | 2DN13G18F3130TA100 | 30 | 2DN | ENERGY | 13G | DIN RAIL MODULAR DEV | 18F | RCBO | 1 | 6 | NR | 632.689 | CCM | 281.226 | 252.076 | G | 8011564299108 | 8011564299108 | 8011564644786 | 85362010
GW95137 | COMPACT RCBO 2P B16 6KA A/0,3 2M | WYŁ. RÓŻN-PR.KOMP.2P B16 6KA A/0,3 2M | 353 | 1 | NR | 347 | 1 | NR | 1.729% | OFFICIAL | 2DN13G18F3130TA100 | 30 | 2DN | ENERGY | 13G | DIN RAIL MODULAR DEV | 18F | RCBO | 1 | 6 | NR | 632.689 | CCM | 260 | 234 | G | 8011564299115 | 8011564299115 | 8011564644793 | 85362010
GW95138 | COMPACT RCBO 2P B20 6KA A/0,3 2M | WYŁ. RÓŻN-PR.KOMP.2P B20 6KA A/0,3 2M | 353 | 1 | NR | 347 | 1 | NR | 1.729% | OFFICIAL | 2DN13G18F3130TA100 | 30 | 2DN | ENERGY | 13G | DIN RAIL MODULAR DEV | 18F | RCBO | 1 | 6 | NR | 632.689 | CCM | 285.167 | 256.017 | G | 8011564299122 | 8011564299122 | 8011564644809 | 85362010
GW95139 | COMPACT RCBO 2P B25 6KA A/0,3 2M | WYŁ. RÓŻN-PR.KOMP.2P B25 6KA A/0,3 2M | 353 | 1 | NR | 347 | 1 | NR | 1.729% | OFFICIAL | 2DN13G18F3130TA100 | 30 | 2DN | ENERGY | 13G | DIN RAIL MODULAR DEV | 18F | RCBO | 1 | 6 | NR | 632.689 | CCM | 284.077 | 254.927 | G | 8011564299139 | 8011564299139 | 8011564644816 | 85362010
GW95140 | COMPACT RCBO 2P B32 6KA A/0,3 2M | WYŁ. RÓŻN-PR.KOMP.2P B32 6KA A/0,3 2M | 353 | 1 | NR | 347 | 1 | NR | 1.729% | OFFICIAL | 2DN13G18F3130TA100 | 30 | 2DN | ENERGY | 13G | DIN RAIL MODULAR DEV | 18F | RCBO | 1 | 6 | NR | 632.689 | CCM | 284.265 | 255.115 | G | 8011564299146 | 8011564299146 | 8011564644823 | 85362010
GW95227 | COMPACT RCBO 2P C16 10KA A/0.03 2M | WYŁ. RÓŻN-PR.KOMP.2P C16 10KA A/0,03 2M | 76.5 | 1 | NR | 75.2 | 1 | NR | 1.729% | OFFICIAL | 2DN13G18F3150TT100 | 30 | 2DN | ENERGY | 13G | DIN RAIL MODULAR DEV | 18F | RCBO | 1 | 6 | NR | 632.689 | CCM | 261.667 | 235.5 | G | 8011564075177 | 8011564075177 | 8011564402270 | 85362010
GW94055 | COMPACT RCBO 3P C6 4.5KA AC/0.3 3M | WYŁ. RÓŻN-PR.KOMP.3P C6 4,5KA AC/0,3 3M | 413 | 1 | NR | 406 | 1 | NR | 1.724% | OFFICIAL | 2DN13G18F3110S2100 | 30 | 2DN | ENERGY | 13G | DIN RAIL MODULAR DEV | 18F | RCBO | 1 | 4 | NR | 949.033 | CCM | 372.5 | 335.25 | G | 8011564059672 | 8011564059672 | 8011564380554 | 85362010
GW94056 | COMPACT RCBO 3P C10 4.5KA AC/0.3 3M | WYŁ. RÓŻN-PR.KOMP.3P C10 4,5KA AC/0,3 3M | 413 | 1 | NR | 406 | 1 | NR | 1.724% | OFFICIAL | 2DN13G18F3110S2100 | 30 | 2DN | ENERGY | 13G | DIN RAIL MODULAR DEV | 18F | RCBO | 1 | 4 | NR | 949.033 | CCM | 370.75 | 333.675 | G | 8011564059689 | 8011564059689 | 8011564380578 | 85362010
GW94057 | COMPACT RCBO 3P C16 4.5KA AC/0.3 3M | WYŁ. RÓŻN-PR.KOMP.3P C16 4,5KA AC/0,3 3M | 413 | 1 | NR | 406 | 1 | NR | 1.724% | OFFICIAL | 2DN13G18F3110S2100 | 30 | 2DN | ENERGY | 13G | DIN RAIL MODULAR DEV | 18F | RCBO | 1 | 4 | NR | 949.033 | CCM | 367.25 | 330.525 | G | 8011564059696 | 8011564059696 | 8011564380592 | 85362010
GW94058 | COMPACT RCBO 3P C20 4.5KA AC/0.3 3M | WYŁ. RÓŻN-PR.KOMP.3P C20 4,5KA AC/0,3 3M | 413 | 1 | NR | 406 | 1 | NR | 1.724% | OFFICIAL | 2DN13G18F3110S2100 | 30 | 2DN | ENERGY | 13G | DIN RAIL MODULAR DEV | 18F | RCBO | 1 | 4 | NR | 949.033 | CCM | 373 | 335.7 | G | 8011564059702 | 8011564059702 | 8011564380615 | 85362010
GW94059 | COMPACT RCBO 3P C25 4.5KA AC/0.3 3M | WYŁ. RÓŻN-PR.KOMP.3P C25 4,5KA AC/0,3 3M | 413 | 1 | NR | 406 | 1 | NR | 1.724% | OFFICIAL | 2DN13G18F3110S2100 | 30 | 2DN | ENERGY | 13G | DIN RAIL MODULAR DEV | 18F | RCBO | 1 | 4 | NR | 949.033 | CCM | 373 | 335.7 | G | 8011564059719 | 8011564059719 | 8011564380639 | 85362010
GW94060 | COMPACT RCBO 3P C32 4.5KA AC/0.3 3M | WYŁ. RÓŻN-PR.KOMP.3P C32 4,5KA AC/0,3 3M | 413 | 1 | NR | 406 | 1 | NR | 1.724% | OFFICIAL | 2DN13G18F3110S2100 | 30 | 2DN | ENERGY | 13G | DIN RAIL MODULAR DEV | 18F | RCBO | 1 | 4 | NR | 949.033 | CCM | 372 | 334.8 | G | 8011564059726 | 8011564059726 | 8011564380653 | 85362010
GW94225 | COMPACT RCBO 2P C6 4.5KA A/0.03 2M | WYŁ. RÓŻN-PR.KOMP.2P C6 4,5KA A/0,03 2M | 296 | 1 | NR | 291 | 1 | NR | 1.718% | OFFICIAL | 2DN13G18F3110SI100 | 30 | 2DN | ENERGY | 13G | DIN RAIL MODULAR DEV | 18F | RCBO | 1 | 6 | NR | 632.689 | CCM | 263.167 | 236.85 | G | 8011564060456 | 8011564060456 | 8011564381872 | 85362010
GW94226 | COMPACT RCBO 2P C10 4.5KA A/0.03 2M | WYŁ. RÓŻN-PR.KOMP.2P C10 4,5KA A/0,03 2M | 296 | 1 | NR | 291 | 1 | NR | 1.718% | OFFICIAL | 2DN13G18F3110SI100 | 30 | 2DN | ENERGY | 13G | DIN RAIL MODULAR DEV | 18F | RCBO | 1 | 6 | NR | 632.689 | CCM | 258.667 | 232.8 | G | 8011564060463 | 8011564060463 | 8011564381896 | 85362010
GW94227 | COMPACT RCBO 2P C16 4.5KA A/0.03 2M | WYŁ. RÓŻN-PR.KOMP.2P C16 4,5KA A/0,03 2M | 296 | 1 | NR | 291 | 1 | NR | 1.718% | OFFICIAL | 2DN13G18F3110SI100 | 30 | 2DN | ENERGY | 13G | DIN RAIL MODULAR DEV | 18F | RCBO | 1 | 6 | NR | 632.689 | CCM | 261 | 234.9 | G | 8011564060470 | 8011564060470 | 8011564381919 | 85362010
GW94228 | COMPACT RCBO 2P C20 4.5KA A/0.03 2M | WYŁ. RÓŻN-PR.KOMP.2P C20 4,5KA A/0,03 2M | 296 | 1 | NR | 291 | 1 | NR | 1.718% | OFFICIAL | 2DN13G18F3110SI100 | 30 | 2DN | ENERGY | 13G | DIN RAIL MODULAR DEV | 18F | RCBO | 1 | 6 | NR | 632.689 | CCM | 266.167 | 239.55 | G | 8011564060487 | 8011564060487 | 8011564381933 | 85362010
GW94229 | COMPACT RCBO 2P C25 4.5KA A/0.03 2M | WYŁ. RÓŻN-PR.KOMP.2P C25 4,5KA A/0,03 2M | 296 | 1 | NR | 291 | 1 | NR | 1.718% | OFFICIAL | 2DN13G18F3110SI100 | 30 | 2DN | ENERGY | 13G | DIN RAIL MODULAR DEV | 18F | RCBO | 1 | 6 | NR | 632.689 | CCM | 264 | 237.6 | G | 8011564060494 | 8011564060494 | 8011564381957 | 85362010
GW94230 | COMPACT RCBO 2P C32 4.5KA A/0.03 2M | WYŁ. RÓŻN-PR.KOMP.2P C32 4,5KA A/0,03 2M | 296 | 1 | NR | 291 | 1 | NR | 1.718% | OFFICIAL | 2DN13G18F3110SI100 | 30 | 2DN | ENERGY | 13G | DIN RAIL MODULAR DEV | 18F | RCBO | 1 | 6 | NR | 632.689 | CCM | 265 | 238.5 | G | 8011564060500 | 8011564060500 | 8011564381971 | 85362010
GW94231 | COMPACT RCBO 2P C13 4.5KA A/0.03 2M | WYŁ. RÓŻN-PR.KOMP.2P C13 4,5KA A/0,03 2M | 296 | 1 | NR | 291 | 1 | NR | 1.718% | OFFICIAL | 2DN13G18F3110SI100 | 30 | 2DN | ENERGY | 13G | DIN RAIL MODULAR DEV | 18F | RCBO | 1 | 6 | NR | 632.689 | CCM | 261.667 | 235.5 | G | 8011564225633 | 8011564225633 | 8011564580268 | 85362010
GW95935 | COMPACT RCBO 2P C6 6KA F/0,03 2M | WYŁ. RÓŻN-PR.KOMP.2P C6 6KA F/0,03 2M | 419 | 1 | NR | 412 | 1 | NR | 1.699% | OFFICIAL | 2DN13G18F3130S3100 | 30 | 2DN | ENERGY | 13G | DIN RAIL MODULAR DEV | 18F | RCBO | 1 | 6 | NR | 468.798 | CCM | 284.535 | 249.268 | G | 8034035020001 | 8034035020001 | 8034035427503 | 85362010
GW95936 | COMPACT RCBO 2P C10 6KA F/0,03 2M | WYŁ. RÓŻN-PR.KOMP.2P C10 6KA F/0,03 2M | 419 | 1 | NR | 412 | 1 | NR | 1.699% | OFFICIAL | 2DN13G18F3130S3100 | 30 | 2DN | ENERGY | 13G | DIN RAIL MODULAR DEV | 18F | RCBO | 1 | 6 | NR | 468.798 | CCM | 283.913 | 248.646 | G | 8034035020018 | 8034035020018 | 8034035427510 | 85362010
GW95937 | COMPACT RCBO 2P C16 6KA F/0,03 2M | WYŁ. RÓŻN-PR.KOMP.2P C16 6KA F/0,03 2M | 419 | 1 | NR | 412 | 1 | NR | 1.699% | OFFICIAL | 2DN13G18F3130S3100 | 30 | 2DN | ENERGY | 13G | DIN RAIL MODULAR DEV | 18F | RCBO | 1 | 6 | NR | 468.798 | CCM | 293.049 | 252.136 | G | 8034035020025 | 8034035020025 | 8034035427527 | 85362010
GW95938 | COMPACT RCBO 2P C20 6KA F/0,03 2M | WYŁ. RÓŻN-PR.KOMP.2P C20 6KA F/0,03 2M | 419 | 1 | NR | 412 | 1 | NR | 1.699% | OFFICIAL | 2DN13G18F3130S3100 | 30 | 2DN | ENERGY | 13G | DIN RAIL MODULAR DEV | 18F | RCBO | 1 | 6 | NR | 468.798 | CCM | 292.519 | 257.252 | G | 8034035020032 | 8034035020032 | 8034035427534 | 85362010
GW95939 | COMPACT RCBO 2P C25 6KA F/0,03 2M | WYŁ. RÓŻN-PR.KOMP.2P C25 6KA F/0,03 2M | 419 | 1 | NR | 412 | 1 | NR | 1.699% | OFFICIAL | 2DN13G18F3130S3100 | 30 | 2DN | ENERGY | 13G | DIN RAIL MODULAR DEV | 18F | RCBO | 1 | 6 | NR | 468.798 | CCM | 299.457 | 256.71 | G | 8034035020049 | 8034035020049 | 8034035427541 | 85362010
GW95940 | COMPACT RCBO 2P C32 6KA F/0,03 2M | WYŁ. RÓŻN-PR.KOMP.2P C32 6KA F/0,03 2M | 419 | 1 | NR | 412 | 1 | NR | 1.699% | OFFICIAL | 2DN13G18F3130S3100 | 30 | 2DN | ENERGY | 13G | DIN RAIL MODULAR DEV | 18F | RCBO | 1 | 6 | NR | 468.798 | CCM | 292.297 | 257.03 | G | 8034035020056 | 8034035020056 | 8034035427558 | 85362010
GW95941 | COMPACT RCBO 2P C13 6KA F/0,03 2M | WYŁ. RÓŻN-PR.KOMP.2P C13 6KA F/0,03 2M | 419 | 1 | NR | 412 | 1 | NR | 1.699% | OFFICIAL | 2DN13G18F3130S3100 | 30 | 2DN | ENERGY | 13G | DIN RAIL MODULAR DEV | 18F | RCBO | 1 | 6 | NR | 468.798 | CCM | 283.855 | 248.588 | G | 8034035020063 | 8034035020063 | 8034035427565 | 85362010
GW95975 | COMPACT RCBO 2P B6 6KA F/0,03 2M | WYŁ. RÓŻN-PR.KOMP.2P B6 6KA F/0,03 2M | 419 | 1 | NR | 412 | 1 | NR | 1.699% | OFFICIAL | 2DN13G18F3130S3100 | 30 | 2DN | ENERGY | 13G | DIN RAIL MODULAR DEV | 18F | RCBO | 1 | 6 | NR | 468.798 | CCM | 284.829 | 245.562 | G | 8034035027161 | 8034035027161 | 8034035433467 | 85362010
GW95976 | COMPACT RCBO 2P B10 6KA F/0,03 2M | WYŁ. RÓŻN-PR.KOMP.2P B10 6KA F/0,03 2M | 419 | 1 | NR | 412 | 1 | NR | 1.699% | OFFICIAL | 2DN13G18F3130S3100 | 30 | 2DN | ENERGY | 13G | DIN RAIL MODULAR DEV | 18F | RCBO | 1 | 6 | NR | 468.798 | CCM | 284.851 | 245.584 | G | 8034035027178 | 8034035027178 | 8034035433474 | 85362010
GW95977 | COMPACT RCBO 2P B16 6KA F/0,03 2M | WYŁ. RÓŻN-PR.KOMP.2P B16 6KA F/0,03 2M | 419 | 1 | NR | 412 | 1 | NR | 1.699% | OFFICIAL | 2DN13G18F3130S3100 | 30 | 2DN | ENERGY | 13G | DIN RAIL MODULAR DEV | 18F | RCBO | 1 | 6 | NR | 468.798 | CCM | 287.793 | 248.526 | G | 8034035027185 | 8034035027185 | 8034035433481 | 85362010
GW95978 | COMPACT RCBO 2P B20 6KA F/0,03 2M | WYŁ. RÓŻN-PR.KOMP.2P B20 6KA F/0,03 2M | 419 | 1 | NR | 412 | 1 | NR | 1.699% | OFFICIAL | 2DN13G18F3130S3100 | 30 | 2DN | ENERGY | 13G | DIN RAIL MODULAR DEV | 18F | RCBO | 1 | 6 | NR | 468.798 | CCM | 292.837 | 253.57 | G | 8034035027192 | 8034035027192 | 8034035433498 | 85362010
GW95979 | COMPACT RCBO 2P B25 6KA F/0,03 2M | WYŁ. RÓŻN-PR.KOMP.2P B25 6KA F/0,03 2M | 419 | 1 | NR | 412 | 1 | NR | 1.699% | OFFICIAL | 2DN13G18F3130S3100 | 30 | 2DN | ENERGY | 13G | DIN RAIL MODULAR DEV | 18F | RCBO | 1 | 6 | NR | 468.798 | CCM | 292.367 | 253.1 | G | 8034035027208 | 8034035027208 | 8034035433504 | 85362010
GW95980 | COMPACT RCBO 2P B32 6KA F/0,03 2M | WYŁ. RÓŻN-PR.KOMP.2P B32 6KA F/0,03 2M | 419 | 1 | NR | 412 | 1 | NR | 1.699% | OFFICIAL | 2DN13G18F3130S3100 | 30 | 2DN | ENERGY | 13G | DIN RAIL MODULAR DEV | 18F | RCBO | 1 | 6 | NR | 468.798 | CCM | 292.605 | 253.338 | G | 8034035027215 | 8034035027215 | 8034035433511 | 85362010
GW95981 | COMPACT RCBO 2P B13 6KA F/0,03 2M | WYŁ. RÓŻN-PR.KOMP.2P B13 6KA F/0,03 2M | 419 | 1 | NR | 412 | 1 | NR | 1.699% | OFFICIAL | 2DN13G18F3130S3100 | 30 | 2DN | ENERGY | 13G | DIN RAIL MODULAR DEV | 18F | RCBO | 1 | 6 | NR | 468.798 | CCM | 284.173 | 244.906 | G | 8034035027222 | 8034035027222 | 8034035433528 | 85362010
GW94135 | COMPACT RCBO 2P C6 6KA AC/0.3 2M | WYŁ. RÓŻN-PR.KOMP.2P C6 6KA AC/0,3 2M | 302 | 1 | NR | 297 | 1 | NR | 1.684% | OFFICIAL | 2DN13G18F3130SV100 | 30 | 2DN | ENERGY | 13G | DIN RAIL MODULAR DEV | 18F | RCBO | 1 | 6 | NR | 632.689 | CCM | 259.333 | 233.4 | G | 8011564060036 | 8011564060036 | 8011564381155 | 85362010
GW94136 | COMPACT RCBO 2P C10 6KA AC/0.3 2M | WYŁ. RÓŻN-PR.KOMP.2P C10 6KA AC/0,3 2M | 302 | 1 | NR | 297 | 1 | NR | 1.684% | OFFICIAL | 2DN13G18F3130SV100 | 30 | 2DN | ENERGY | 13G | DIN RAIL MODULAR DEV | 18F | RCBO | 1 | 6 | NR | 632.689 | CCM | 260.667 | 234.6 | G | 8011564060043 | 8011564060043 | 8011564381179 | 85362010
GW94137 | COMPACT RCBO 2P C16 6KA AC/0.3 2M | WYŁ. RÓŻN-PR.KOMP.2P C16 6KA AC/0,3 2M | 302 | 1 | NR | 297 | 1 | NR | 1.684% | OFFICIAL | 2DN13G18F3130SV100 | 30 | 2DN | ENERGY | 13G | DIN RAIL MODULAR DEV | 18F | RCBO | 1 | 6 | NR | 632.689 | CCM | 264.333 | 237.9 | G | 8011564060050 | 8011564060050 | 8011564381193 | 85362010
GW94138 | COMPACT RCBO 2P C20 6KA AC/0.3 2M | WYŁ. RÓŻN-PR.KOMP.2P C20 6KA AC/0,3 2M | 302 | 1 | NR | 297 | 1 | NR | 1.684% | OFFICIAL | 2DN13G18F3130SV100 | 30 | 2DN | ENERGY | 13G | DIN RAIL MODULAR DEV | 18F | RCBO | 1 | 6 | NR | 632.689 | CCM | 268 | 241.2 | G | 8011564060067 | 8011564060067 | 8011564381216 | 85362010
GW94139 | COMPACT RCBO 2P C25 6KA AC/0.3 2M | WYŁ. RÓŻN-PR.KOMP.2P C25 6KA AC/0,3 2M | 302 | 1 | NR | 297 | 1 | NR | 1.684% | OFFICIAL | 2DN13G18F3130SV100 | 30 | 2DN | ENERGY | 13G | DIN RAIL MODULAR DEV | 18F | RCBO | 1 | 6 | NR | 632.689 | CCM | 263.5 | 237.15 | G | 8011564060074 | 8011564060074 | 8011564381230 | 85362010
GW94140 | COMPACT RCBO 2P C32 6KA AC/0.3 2M | WYŁ. RÓŻN-PR.KOMP.2P C32 6KA AC/0,3 2M | 302 | 1 | NR | 297 | 1 | NR | 1.684% | OFFICIAL | 2DN13G18F3130SV100 | 30 | 2DN | ENERGY | 13G | DIN RAIL MODULAR DEV | 18F | RCBO | 1 | 6 | NR | 632.689 | CCM | 264.5 | 238.05 | G | 8011564060081 | 8011564060081 | 8011564381254 | 85362010
GW94025 | COMPACT RCBO 2P C6 4.5KA AC/0.03 2M | WYŁ.RÓŻ-NADPR. 2P C6 4,5KA AC/0,03 2M | 242 | 1 | NR | 238 | 1 | NR | 1.681% | OFFICIAL | 2DN13G18F3110S2100 | 30 | 2DN | ENERGY | 13G | DIN RAIL MODULAR DEV | 18F | RCBO | 1 | 6 | NR | 632.689 | CCM | 264.667 | 238.2 | G | 8011564059498 | 8011564059498 | 8011564380196 | 85362010
GW94026 | COMPACT RCBO 2P C10 4.5KA AC/0.03 2M | WYŁ.RÓŻ-NADPR. 2P C10 4,5KA AC/0,03 2M | 242 | 1 | NR | 238 | 1 | NR | 1.681% | OFFICIAL | 2DN13G18F3110S2100 | 30 | 2DN | ENERGY | 13G | DIN RAIL MODULAR DEV | 18F | RCBO | 1 | 6 | NR | 632.689 | CCM | 262.5 | 236.25 | G | 8011564059504 | 8011564059504 | 8011564380219 | 85362010
GW94027 | COMPACT RCBO 2P C16 4.5KA AC/0.03 2M | WYŁ.RÓŻ-NADPR. 2P C16 4,5KA AC/0,03 2M | 242 | 1 | NR | 238 | 1 | NR | 1.681% | OFFICIAL | 2DN13G18F3110S2100 | 30 | 2DN | ENERGY | 13G | DIN RAIL MODULAR DEV | 18F | RCBO | 1 | 6 | NR | 632.689 | CCM | 265.667 | 239.1 | G | 8011564059511 | 8011564059511 | 8011564380233 | 85362010
GW94028 | COMPACT RCBO 2P C20 4.5KA AC/0.03 2M | WYŁ.RÓŻ-NADPR. 2P C20 4,5KA AC/0,03 2M | 242 | 1 | NR | 238 | 1 | NR | 1.681% | OFFICIAL | 2DN13G18F3110S2100 | 30 | 2DN | ENERGY | 13G | DIN RAIL MODULAR DEV | 18F | RCBO | 1 | 6 | NR | 632.689 | CCM | 270.833 | 243.75 | G | 8011564059528 | 8011564059528 | 8011564380257 | 85362010
GW94029 | COMPACT RCBO 2P C25 4.5KA AC/0.03 2M | WYŁ.RÓŻ-NADPR. 2P C25 4,5KA AC/0,03 2M | 242 | 1 | NR | 238 | 1 | NR | 1.681% | OFFICIAL | 2DN13G18F3110S2100 | 30 | 2DN | ENERGY | 13G | DIN RAIL MODULAR DEV | 18F | RCBO | 1 | 6 | NR | 632.689 | CCM | 269.667 | 242.7 | G | 8011564059535 | 8011564059535 | 8011564380271 | 85362010
GW94030 | COMPACT RCBO 2P C32 4.5KA AC/0.03 2M | WYŁ.RÓŻ-NADPR. 2P C32 4,5KA AC/0,03 2M | 242 | 1 | NR | 238 | 1 | NR | 1.681% | OFFICIAL | 2DN13G18F3110S2100 | 30 | 2DN | ENERGY | 13G | DIN RAIL MODULAR DEV | 18F | RCBO | 1 | 6 | NR | 632.689 | CCM | 269.667 | 242.7 | G | 8011564059542 | 8011564059542 | 8011564380295 | 85362010
GW94031 | COMPACT RCBO 2P C13 4.5KA AC/0.03 2M | WYŁ.RÓŻ-NADPR. 2P C13 4,5KA AC/0,03 2M | 242 | 1 | NR | 238 | 1 | NR | 1.681% | OFFICIAL | 2DN13G18F3110S2100 | 30 | 2DN | ENERGY | 13G | DIN RAIL MODULAR DEV | 18F | RCBO | 1 | 6 | NR | 632.689 | CCM | 265.667 | 239.1 | G | 8011564225558 | 8011564225558 | 8011564580183 | 85362010
GW94125 | COMPACT RCBO 2P C6 6KA AC/0.03 2M | WYŁ. RÓŻN-PR.KOMP.2P C6 6KA AC/0,03 2M | 313 | 1 | NR | 308 | 1 | NR | 1.623% | OFFICIAL | 2DN13G18F3130SV100 | 30 | 2DN | ENERGY | 13G | DIN RAIL MODULAR DEV | 18F | RCBO | 1 | 6 | NR | 632.689 | CCM | 265.167 | 238.65 | G | 8011564059979 | 8011564059979 | 8011564381032 | 85362010
GW94126 | COMPACT RCBO 2P C10 6KA AC/0.03 2M | WYŁ. RÓŻN-PR.KOMP.2P C10 6KA AC/0,03 2M | 313 | 1 | NR | 308 | 1 | NR | 1.623% | OFFICIAL | 2DN13G18F3130SV100 | 30 | 2DN | ENERGY | 13G | DIN RAIL MODULAR DEV | 18F | RCBO | 1 | 6 | NR | 632.689 | CCM | 263.333 | 237 | G | 8011564059986 | 8011564059986 | 8011564381056 | 85362010
GW94127 | COMPACT RCBO 2P C16 6KA AC/0.03 2M | WYŁ. RÓŻN-PR.KOMP.2P C16 6KA AC/0,03 2M | 313 | 1 | NR | 308 | 1 | NR | 1.623% | OFFICIAL | 2DN13G18F3130SV100 | 30 | 2DN | ENERGY | 13G | DIN RAIL MODULAR DEV | 18F | RCBO | 1 | 6 | NR | 632.689 | CCM | 266.167 | 239.55 | G | 8011564059993 | 8011564059993 | 8011564381070 | 85362010
GW94128 | COMPACT RCBO 2P C20 6KA AC/0.03 2M | WYŁ. RÓŻN-PR.KOMP.2P C20 6KA AC/0,03 2M | 313 | 1 | NR | 308 | 1 | NR | 1.623% | OFFICIAL | 2DN13G18F3130SV100 | 30 | 2DN | ENERGY | 13G | DIN RAIL MODULAR DEV | 18F | RCBO | 1 | 6 | NR | 632.689 | CCM | 273.667 | 246.3 | G | 8011564060005 | 8011564060005 | 8011564381094 | 85362010
GW94129 | COMPACT RCBO 2P C25 6KA AC/0.03 2M | WYŁ. RÓŻN-PR.KOMP.2P C25 6KA AC/0,03 2M | 313 | 1 | NR | 308 | 1 | NR | 1.623% | OFFICIAL | 2DN13G18F3130SV100 | 30 | 2DN | ENERGY | 13G | DIN RAIL MODULAR DEV | 18F | RCBO | 1 | 6 | NR | 632.689 | CCM | 269.667 | 242.7 | G | 8011564060012 | 8011564060012 | 8011564381117 | 85362010
GW94130 | COMPACT RCBO 2P C32 6KA AC/0.03 2M | WYŁ. RÓŻN-PR.KOMP.2P C32 6KA AC/0,03 2M | 313 | 1 | NR | 308 | 1 | NR | 1.623% | OFFICIAL | 2DN13G18F3130SV100 | 30 | 2DN | ENERGY | 13G | DIN RAIL MODULAR DEV | 18F | RCBO | 1 | 6 | NR | 632.689 | CCM | 268.667 | 241.8 | G | 8011564060029 | 8011564060029 | 8011564381131 | 85362010
GW94131 | COMPACT RCBO 2P C13 6KA AC/0.03 2M | WYŁ. RÓŻN-PR.KOMP.2P C13 6KA AC/0,03 2M | 313 | 1 | NR | 308 | 1 | NR | 1.623% | OFFICIAL | 2DN13G18F3130SV100 | 30 | 2DN | ENERGY | 13G | DIN RAIL MODULAR DEV | 18F | RCBO | 1 | 6 | NR | 632.689 | CCM | 249.676 | 221.676 | G | 8011564225596 | 8011564225596 | 8011564580220 | 85362010
GW94306 | COMPACT RCBO 1P+N C10 6KA A/0.03 2M | WYŁ.RÓŻ-PR.KOMP.1P+N C10 6KA A/0,03 2M | 43.1 | 1 | NR | 74.5 | 1 | NR | -42.15% | OFFICIAL | 2DN13G18F3130TA100 | 30 | 2DN | ENERGY | 13G | DIN RAIL MODULAR DEV | 18F | RCBO | 1 | 6 | NR | 632.689 | CCM | 259.167 | 233.25 | G | 8011564060821 | 8011564060821 | 8011564382497 | 85362010
GWD4164 | RCCB 4P 80A AC/0,3 4M | RCCB 4P 80A AC/0,3 4M | 157 | 1 | NR | 138 | 1 | NR | 13.77% | OFFICIAL | 2DN13G19F3310UQ100 | 10 | 2DN | ENERGY | 13G | DIN RAIL MODULAR DEV | 19F | RCCB | 1 | 3 | NR | 1265.378 | CCM | 384.079 | 317.452 | G
GWD4162 | RCCB 4P 80A AC/0,03 4M | RCCB 4P 80A AC/0,03 4M | 166 | 1 | NR | 146 | 1 | NR | 13.7% | OFFICIAL | 2DN13G19F3310UQ100 | 10 | 2DN | ENERGY | 13G | DIN RAIL MODULAR DEV | 19F | RCCB | 1 | 3 | NR | 1265.378 | CCM | 381.755 | 315.128 | G
GWD4163 | RCCB 4P 80A AC/0,1 4M | RCCB 4P 80A AC/0,1 4M | 166 | 1 | NR | 146 | 1 | NR | 13.7% | OFFICIAL | 2DN13G19F3310UQ100 | 10 | 2DN | ENERGY | 13G | DIN RAIL MODULAR DEV | 19F | RCCB | 1 | 3 | NR | 1265.378 | CCM | 373.26 | 306.633 | G
GWD4184 | RCCB 4P 100A AC/0,3 4M | RCCB 4P 100A AC/0,3 4M | 172 | 1 | NR | 152 | 1 | NR | 13.16% | OFFICIAL | 2DN13G19F3310UQ100 | 10 | 2DN | ENERGY | 13G | DIN RAIL MODULAR DEV | 19F | RCCB | 1 | 3 | NR | 1265.378 | CCM | 388.283 | 321.656 | G
GWD4185 | RCCB 4P 100A AC/0,5 4M | RCCB 4P 100A AC/0,5 4M | 172 | 1 | NR | 152 | 1 | NR | 13.16% | OFFICIAL | 2DN13G19F3310UQ100 | 10 | 2DN | ENERGY | 13G | DIN RAIL MODULAR DEV | 19F | RCCB | 1 | 3 | NR | 1265.378 | CCM | 382.7 | 316.073 | G
GWD4182 | RCCB 4P 100A AC/0,03 4M | RCCB 4P 100A AC/0,03 4M | 183 | 1 | NR | 162 | 1 | NR | 12.96% | OFFICIAL | 2DN13G19F3310UQ100 | 10 | 2DN | ENERGY | 13G | DIN RAIL MODULAR DEV | 19F | RCCB | 1 | 3 | NR | 1265.378 | CCM | 383.96 | 317.333 | G
GWD4183 | RCCB 4P 100A AC/0,1 4M | RCCB 4P 100A AC/0,1 4M | 183 | 1 | NR | 162 | 1 | NR | 12.96% | OFFICIAL | 2DN13G19F3310UQ100 | 10 | 2DN | ENERGY | 13G | DIN RAIL MODULAR DEV | 19F | RCCB | 1 | 3 | NR | 1265.378 | CCM | 368.467 | 301.84 | G
GWD4111 | RCCB 4P 25A A/0,01 4M | RCCB 4P 25A A/0,01 4M | 110 | 1 | NR | 107 | 1 | NR | 2.804% | OFFICIAL | 2DN13G19F3330UU100 | 30 | 2DN | ENERGY | 13G | DIN RAIL MODULAR DEV | 19F | RCCB | 1 | 3 | NR | 1265.378 | CCM | 367.015 | 302.496 | G | 8011564840812 | 8011564840812 | 8011564978300 | 85362010
GWD4072 | RCCB 2P 80A A/0,03 2M | RCCB 2P 80A A/0,03 2M | 121 | 1 | NR | 118 | 1 | NR | 2.542% | OFFICIAL | 2DN13G19F3330US100 | 30 | 2DN | ENERGY | 13G | DIN RAIL MODULAR DEV | 19F | RCCB | 1 | 6 | NR | 632.689 | CCM | 222.397 | 190.454 | G | 8011564825871 | 8011564825871 | 8011564967267 | 85362090
GWD4073 | RCCB 2P 80A A/0,1 2M | RCCB 2P 80A A/0,1 2M | 121 | 1 | NR | 118 | 1 | NR | 2.542% | OFFICIAL | 2DN13G19F3330US100 | 10 | 2DN | ENERGY | 13G | DIN RAIL MODULAR DEV | 19F | RCCB | 1 | 6 | NR | 632.689 | CCM | 206.904 | 174.961 | G
GWD4094 | RCCB 2P 100A A/0,3 2M | RCCB 2P 100A A/0,3 2M | 126 | 1 | NR | 123 | 1 | NR | 2.439% | OFFICIAL | 2DN13G19F3330US100 | 10 | 2DN | ENERGY | 13G | DIN RAIL MODULAR DEV | 19F | RCCB | 1 | 6 | NR | 632.689 | CCM | 227.052 | 194.789 | G
GWD4211 | RCCB 2P 100A A[IR]/0,03 2M | RCCB 2P 100A A[IR]/0,03 2M | 189 | 1 | NR | 185 | 1 | NR | 2.162% | OFFICIAL | 2DN13G19F3370UX100 | 40 | 2DN | ENERGY | 13G | DIN RAIL MODULAR DEV | 19F | RCCB | 1 | 6 | NR | 632.689 | CCM | 224.088 | 191.825 | G
GWD4277 | RCCB 2P 100A F/0,03 2M | RCCB 2P 100A F/0,03 2M | 189 | 1 | NR | 185 | 1 | NR | 2.162% | OFFICIAL | 2DN13G19F3360UF100 | 40 | 2DN | ENERGY | 13G | DIN RAIL MODULAR DEV | 19F | RCCB | 1 | 6 | NR | 468.798 | CCM | 1 | 1 | G | 0 | 0 | 0 | 0
GWD4227 | RCCB 4P 100A A[IR]/0,3 4M | RCCB 4P 100A A[IR]/0,3 4M | 239 | 1 | NR | 234 | 1 | NR | 2.137% | OFFICIAL | 2DN13G19F3370UZ100 | 10 | 2DN | ENERGY | 13G | DIN RAIL MODULAR DEV | 19F | RCCB | 1 | 3 | NR | 1265.378 | CCM | 383.265 | 316.638 | G
GWD4258 | RCCB 4P 100A A[S]/0,3 4M | RCCB 4P 100A A[S]/0,3 4M | 239 | 1 | NR | 234 | 1 | NR | 2.137% | OFFICIAL | 2DN13G19F3350UY100 | 10 | 2DN | ENERGY | 13G | DIN RAIL MODULAR DEV | 19F | RCCB | 1 | 3 | NR | 1265.378 | CCM | 392.85 | 326.223 | G
GWD4259 | RCCB 4P 100A A[S]/0,5 4M | RCCB 4P 100A A[S]/0,5 4M | 239 | 1 | NR | 234 | 1 | NR | 2.137% | OFFICIAL | 2DN13G19F3350UY100 | 10 | 2DN | ENERGY | 13G | DIN RAIL MODULAR DEV | 19F | RCCB | 1 | 3 | NR | 1265.378 | CCM | 380.971 | 316.144 | G
GWD4617 | RCCB 2P.25A IST.AC/0,03 2M NA-T | RCCB 2P.25A IST.AC/0,03 2M NA-T | 39.5 | 1 | NR | 38.7 | 1 | NR | 2.067% | OFFICIAL | 2DN13G19F3310UO100 | 30 | 2DN | ENERGY | 13G | DIN RAIL MODULAR DEV | 19F | RCCB | 1 | 6 | NR | 632.689 | CCM | 194.527 | 162.584 | G | 8011564848818 | 8011564848818 | 8011564982000 | 85362010
GWD4507 | RCCB 2P 40A IMPULSE RESIST.B/0,03 4M. | RCCB 2P 40A ODPORN NA IMPUL.B/0,03 4M. | 397 | 1 | NR | 389 | 1 | NR | 2.057% | OFFICIAL | 2DN13G19F3340UJ100 | 30 | 2DN | ENERGY | 13G | DIN RAIL MODULAR DEV | 19F | RCCB | 1 | 3 | NR | 965.042 | CCM | 336.494 | 275.451 | G | 8034035018725 | 8034035018725 | 8034035425622 | 85362010
GWD4362 | RCCB 4P 80A AC/0,03 4M LEFT NEUTRAL | RCCB 4P 80A AC/0,03 4M LEWY ZERO | 149 | 1 | NR | 146 | 1 | NR | 2.055% | OFFICIAL | 2DN13G19F3310UQ100 | 10 | 2DN | ENERGY | 13G | DIN RAIL MODULAR DEV | 19F | RCCB | 1 | 3 | NR | 1265.378 | CCM | 381.755 | 315.128 | G
GWD4024 | RCCB 2P 40A AC/0,3 2M | RCCB 2P 40A AC/0,3 2M | 49.9 | 1 | NR | 48.9 | 1 | NR | 2.045% | OFFICIAL | 2DN13G19F3310UO100 | 30 | 2DN | ENERGY | 13G | DIN RAIL MODULAR DEV | 19F | RCCB | 1 | 6 | NR | 632.689 | CCM | 209.206 | 177.263 | G | 8011564825772 | 8011564825772 | 8011564967168 | 85362010
GWD4025 | RCCB 2P 40A AC/0,5 2M | RCCB 2P 40A AC/0,5 2M | 49.9 | 1 | NR | 48.9 | 1 | NR | 2.045% | OFFICIAL | 2DN13G19F3310UO100 | 30 | 2DN | ENERGY | 13G | DIN RAIL MODULAR DEV | 19F | RCCB | 1 | 6 | NR | 632.689 | CCM | 212.567 | 180.624 | G | 8011564825789 | 8011564825789 | 8011564967175 | 85362010
GWD4226 | RCCB 4P 100A A[IR]/0,03 4M | RCCB 4P 100A A[IR]/0,03 4M | 253 | 1 | NR | 248 | 1 | NR | 2.016% | OFFICIAL | 2DN13G19F3370UZ100 | 40 | 2DN | ENERGY | 13G | DIN RAIL MODULAR DEV | 19F | RCCB | 1 | 3 | NR | 1265.378 | CCM | 385.39 | 318.763 | G
GWD4297 | RCCB 4P 100A F/0,03 4M | RCCB 4P 100A F/0,03 4M | 253 | 1 | NR | 248 | 1 | NR | 2.016% | OFFICIAL | 2DN13G19F3360UH100 | 40 | 2DN | ENERGY | 13G | DIN RAIL MODULAR DEV | 19F | RCCB | 1 | 3 | NR | 937.595 | CCM | 1 | 1 | G | 0 | 0 | 0 | 0
GWD4514 | RCCB 2P 63A IMPULSE RESIST.B/0,3 4M. | RCCB 2P 63A ODPORN NA IMPUL.B/0,3 4M. | 508 | 1 | NR | 498 | 1 | NR | 2.008% | OFFICIAL | 2DN13G19F3340UJ100 | 30 | 2DN | ENERGY | 13G | DIN RAIL MODULAR DEV | 19F | RCCB | 1 | 3 | NR | 965.042 | CCM | 328.01 | 266.967 | G | 8034035018756 | 8034035018756 | 8034035425653 | 85362010
GW94668 | RCCB 4P 40A INSTANT.AC/0,1 3M. | RCCB 4P 40A BEZZWŁ. AC/0,1 3M. | 71.3 | 1 | NR | 69.9 | 1 | NR | 2.003% | OFFICIAL | 2DN13G19F3310UQ100 | 30 | 2DN | ENERGY | 13G | DIN RAIL MODULAR DEV | 19F | RCCB | 1 | 4 | NR | 949.033 | CCM | 335 | 301.5 | G | 8011564214385 | 8011564214385 | 8011564567481 | 85362010
GWD4123 | RCCB 4P 40A AC/0,1 4M | RCCB 4P 40A AC/0,1 4M | 71.3 | 1 | NR | 69.9 | 1 | NR | 2.003% | OFFICIAL | 2DN13G19F3310UQ100 | 30 | 2DN | ENERGY | 13G | DIN RAIL MODULAR DEV | 19F | RCCB | 1 | 3 | NR | 1265.378 | CCM | 366.39 | 299.763 | G | 8011564825970 | 8011564825970 | 8011564967366 | 85362010
GWD4064 | RCCB 2P 80A AC/0,3 2M | RCCB 2P 80A AC/0,3 2M | 102 | 1 | NR | 100 | 1 | NR | 2% | OFFICIAL | 2DN13G19F3310UO100 | 10 | 2DN | ENERGY | 13G | DIN RAIL MODULAR DEV | 19F | RCCB | 1 | 6 | NR | 632.689 | CCM | 226.72 | 194.777 | G
GWD4221 | RCCB 4P 40A A[IR]/0,3 4M | RCCB 4P 40A A[IR]/0,3 4M | 102 | 1 | NR | 100 | 1 | NR | 2% | OFFICIAL | 2DN13G19F3370UZ100 | 30 | 2DN | ENERGY | 13G | DIN RAIL MODULAR DEV | 19F | RCCB | 1 | 3 | NR | 1265.378 | CCM | 380.534 | 313.907 | G | 8011564826236 | 8011564826236 | 8011564967625 | 85362010
GWD4249 | RCCB 4P 40A A[S]/0,3 4M | RCCB 4P 40A A[S]/0,3 4M | 102 | 1 | NR | 100 | 1 | NR | 2% | OFFICIAL | 2DN13G19F3350UY100 | 30 | 2DN | ENERGY | 13G | DIN RAIL MODULAR DEV | 19F | RCCB | 1 | 3 | NR | 1265.378 | CCM | 380.584 | 313.957 | G | 8011564826335 | 8011564826335 | 8011564967724 | 85362010
GWD4250 | RCCB 4P 40A A[S]/0,5 4M | RCCB 4P 40A A[S]/0,5 4M | 102 | 1 | NR | 100 | 1 | NR | 2% | OFFICIAL | 2DN13G19F3350UY100 | 30 | 2DN | ENERGY | 13G | DIN RAIL MODULAR DEV | 19F | RCCB | 1 | 3 | NR | 1265.378 | CCM | 361.081 | 296.254 | G | 8011564826342 | 8011564826342 | 8011564967731 | 85362010
GWD4509 | RCCB 2P 40A IMPULSE RESIST.B/0,3 4M. | RCCB 2P 40A ODPORN NA IMPUL.B/0,3 4M. | 357 | 1 | NR | 350 | 1 | NR | 2% | OFFICIAL | 2DN13G19F3340UJ100 | 30 | 2DN | ENERGY | 13G | DIN RAIL MODULAR DEV | 19F | RCCB | 1 | 3 | NR | 965.042 | CCM | 328.01 | 266.967 | G | 8034035018732 | 8034035018732 | 8034035425639 | 85362010
GWD4202 | RCCB 2P 25A A[IR]/0,03 2M | RCCB 2P 25A A[IR]/0,03 2M | 71.8 | 1 | NR | 70.4 | 1 | NR | 1.989% | OFFICIAL | 2DN13G19F3370UX100 | 30 | 2DN | ENERGY | 13G | DIN RAIL MODULAR DEV | 19F | RCCB | 1 | 6 | NR | 632.689 | CCM | 215.156 | 183.213 | G | 8011564826182 | 8011564826182 | 8011564967571 | 85362010
GWD4439 | RCCB 4P.25A IST.A/0,03 4M NA-T | RCCB 4P.25A IST.A/0,03 4M NA-T | 66.7 | 1 | NR | 65.4 | 1 | NR | 1.988% | OFFICIAL | 2DN13G19F3330UU100 | 30 | 2DN | ENERGY | 13G | DIN RAIL MODULAR DEV | 19F | RCCB | 1 | 3 | NR | 1265.378 | CCM | 349.155 | 282.528 | G | 8011564825673 | 8011564825673 | 8011564991323 | 85362010
GWD4261 | RCCB 2P 25A F/0,03 2M | RCCB 2P 25A F/0,03 2M | 71.9 | 1 | NR | 70.5 | 1 | NR | 1.986% | OFFICIAL | 2DN13G19F3360UF100 | 30 | 2DN | ENERGY | 13G | DIN RAIL MODULAR DEV | 19F | RCCB | 1 | 6 | NR | 468.798 | CCM | 226.859 | 188.592 | G | 8034035019807 | 8034035019807 | 8034035427305 | 85362010
GWD4032 | RCCB 2P 40A A/0,03 2M | RCCB 2P 40A A/0,03 2M | 41.1 | 1 | NR | 40.3 | 1 | NR | 1.985% | OFFICIAL | 2DN13G19F3330US100 | 30 | 2DN | ENERGY | 13G | DIN RAIL MODULAR DEV | 19F | RCCB | 1 | 6 | NR | 632.689 | CCM | 200.787 | 168.844 | G | 8011564824157 | 8011564824157 | 8011564966048 | 85362010
GW94866 | RCCB 4P 25A INSTANT.A/0,01 3M. | RCCB 4P 25A BEZZWŁ. A/0,01 3M. | 103 | 1 | NR | 101 | 1 | NR | 1.98% | OFFICIAL | 2DN13G19F3330UU100 | 40 | 2DN | ENERGY | 13G | DIN RAIL MODULAR DEV | 19F | RCCB | 1 | 4 | NR | 949.033 | CCM | 236.25 | 212.625 | G | 0 | 0 | 0 | 0
GWD4437 | RCCB 4P.63A IST.AC/0,3 4M NA-T | RCCB 4P.63A IST.AC/0,3 4M NA-T | 103 | 1 | NR | 101 | 1 | NR | 1.98% | OFFICIAL | 2DN13G19F3310UQ100 | 30 | 2DN | ENERGY | 13G | DIN RAIL MODULAR DEV | 19F | RCCB | 1 | 3 | NR | 1265.378 | CCM | 368.214 | 301.587 | G | 8011564848924 | 8011564848924 | 8011564982116 | 85362010
GWD4429 | RCCB 4P.25A IST.AC/0,3 4M NA-T | RCCB 4P.25A IST.AC/0,3 4M NA-T | 56.7 | 1 | NR | 55.6 | 1 | NR | 1.978% | OFFICIAL | 2DN13G19F3310UQ100 | 30 | 2DN | ENERGY | 13G | DIN RAIL MODULAR DEV | 19F | RCCB | 1 | 3 | NR | 1265.378 | CCM | 355.374 | 288.747 | G | 8011564848887 | 8011564848887 | 8011564982079 | 85362010
GWD4012 | RCCB 2P 25A A/0,03 2M | RCCB 2P 25A A/0,03 2M | 31 | 1 | NR | 30.4 | 1 | NR | 1.974% | OFFICIAL | 2DN13G19F3330US100 | 30 | 2DN | ENERGY | 13G | DIN RAIL MODULAR DEV | 19F | RCCB | 1 | 6 | NR | 632.689 | CCM | 200.787 | 168.844 | G | 8011564824126 | 8011564824126 | 8011564966017 | 85362010
GWD4014 | RCCB 2P 25A A/0,3 2M | RCCB 2P 25A A/0,3 2M | 31 | 1 | NR | 30.4 | 1 | NR | 1.974% | OFFICIAL | 2DN13G19F3330US100 | 30 | 2DN | ENERGY | 13G | DIN RAIL MODULAR DEV | 19F | RCCB | 1 | 6 | NR | 632.689 | CCM | 209.206 | 177.263 | G | 8011564824140 | 8011564824140 | 8011564966031 | 85362010
GWD4174 | RCCB 4P 80A A/0,3 4M | RCCB 4P 80A A/0,3 4M | 155 | 1 | NR | 152 | 1 | NR | 1.974% | OFFICIAL | 2DN13G19F3330UU100 | 10 | 2DN | ENERGY | 13G | DIN RAIL MODULAR DEV | 19F | RCCB | 1 | 3 | NR | 1265.378 | CCM | 384.079 | 317.452 | G
GWD4441 | RCCB 4P.25A IST.A/0,3 4M NA-T | RCCB 4P.25A IST.A/0,3 4M NA-T | 62.2 | 1 | NR | 61 | 1 | NR | 1.967% | OFFICIAL | 2DN13G19F3330UU100 | 30 | 2DN | ENERGY | 13G | DIN RAIL MODULAR DEV | 19F | RCCB | 1 | 3 | NR | 1265.378 | CCM | 348.892 | 288.015 | G | 8011564848993 | 8011564848993 | 8011564991330 | 85362010
GWD4013 | RCCB 2P 25A A/0,1 2M | RCCB 2P 25A A/0,1 2M | 52 | 1 | NR | 51 | 1 | NR | 1.961% | OFFICIAL | 2DN13G19F3330US100 | 30 | 2DN | ENERGY | 13G | DIN RAIL MODULAR DEV | 19F | RCCB | 1 | 6 | NR | 632.689 | CCM | 198.387 | 166.444 | G | 8011564824133 | 8011564824133 | 8011564966024 | 85362010
GWD4034 | RCCB 2P 40A A/0,3 2M | RCCB 2P 40A A/0,3 2M | 36.4 | 1 | NR | 35.7 | 1 | NR | 1.961% | OFFICIAL | 2DN13G19F3330US100 | 30 | 2DN | ENERGY | 13G | DIN RAIL MODULAR DEV | 19F | RCCB | 1 | 6 | NR | 632.689 | CCM | 209.206 | 177.263 | G | 8011564824171 | 8011564824171 | 8011564966062 | 85362010
GWD4042 | RCCB 2P 63A AC/0,03 2M | RCCB 2P 63A AC/0,03 2M | 52.1 | 1 | NR | 51.1 | 1 | NR | 1.957% | OFFICIAL | 2DN13G19F3310UO100 | 30 | 2DN | ENERGY | 13G | DIN RAIL MODULAR DEV | 19F | RCCB | 1 | 6 | NR | 632.689 | CCM | 207.727 | 175.784 | G | 8011564825802 | 8011564825802 | 8011564967199 | 85362010
GWD4003 | RCCB 2P 25A AC/0,1 2M | RCCB 2P 25A AC/0,1 2M | 47 | 1 | NR | 46.1 | 1 | NR | 1.952% | OFFICIAL | 2DN13G19F3310UO100 | 30 | 2DN | ENERGY | 13G | DIN RAIL MODULAR DEV | 19F | RCCB | 1 | 6 | NR | 632.689 | CCM | 198.387 | 166.444 | G | 8011564825734 | 8011564825734 | 8011564967120 | 85362010
GWD4043 | RCCB 2P 63A AC/0,1 2M | RCCB 2P 63A AC/0,1 2M | 84 | 1 | NR | 82.4 | 1 | NR | 1.942% | OFFICIAL | 2DN13G19F3330US100 | 30 | 2DN | ENERGY | 13G | DIN RAIL MODULAR DEV | 19F | RCCB | 1 | 6 | NR | 632.689 | CCM | 204.627 | 172.684 | G | 8011564825819 | 8011564825819 | 8011564967205 | 85362010
GWD4052 | RCCB 2P 63A A/0,03 2M | RCCB 2P 63A A/0,03 2M | 68.3 | 1 | NR | 67 | 1 | NR | 1.94% | OFFICIAL | 2DN13G19F3330US100 | 30 | 2DN | ENERGY | 13G | DIN RAIL MODULAR DEV | 19F | RCCB | 1 | 6 | NR | 632.689 | CCM | 207.727 | 175.784 | G | 8011564824188 | 8011564824188 | 8011564966079 | 85362010
GWD4512 | RCCB 2P 63A IMPULSE RESIST.B/0,03 4M. | RCCB 2P 63A ODPORN NA IMPUL.B/0,03 4M. | 526 | 1 | NR | 516 | 1 | NR | 1.938% | OFFICIAL | 2DN13G19F3340UJ100 | 30 | 2DN | ENERGY | 13G | DIN RAIL MODULAR DEV | 19F | RCCB | 1 | 3 | NR | 965.042 | CCM | 336.494 | 275.451 | G | 8034035018749 | 8034035018749 | 8034035425646 | 85362010
GWD4431 | RCCB 4P.40A IST.AC/0,03 4M NA-T | RCCB 4P.40A IST.AC/0,03 4M NA-T | 47.4 | 1 | NR | 46.5 | 1 | NR | 1.935% | OFFICIAL | 2DN13G19F3310UQ100 | 30 | 2DN | ENERGY | 13G | DIN RAIL MODULAR DEV | 19F | RCCB | 1 | 3 | NR | 1265.378 | CCM | 349.155 | 282.528 | G | 8011564848894 | 8011564848894 | 8011564982086 | 85362010
GW94897 | RCCB 4P 40A INSTANT.A/0,03 3M. | RCCB 4P 40A BEZZWŁ. A/0,03 3M. | 79 | 1 | NR | 77.5 | 1 | NR | 1.935% | OFFICIAL | 2DN13G19F3330UU100 | 30 | 2DN | ENERGY | 13G | DIN RAIL MODULAR DEV | 19F | RCCB | 1 | 4 | NR | 949.033 | CCM | 336.552 | 281.327 | G | 8011564214446 | 8011564214446 | 8011564567542 | 85362010
GW94898 | RCCB 4P 40A INSTANT.A/0,1 3M. | RCCB 4P 40A BEZZWŁ. A/0,1 3M. | 79 | 1 | NR | 77.5 | 1 | NR | 1.935% | OFFICIAL | 2DN13G19F3330UU100 | 30 | 2DN | ENERGY | 13G | DIN RAIL MODULAR DEV | 19F | RCCB | 1 | 4 | NR | 949.033 | CCM | 309.041 | 267.316 | G | 8011564214453 | 8011564214453 | 8011564567559 | 85362010
GWD4133 | RCCB 4P 40A A/0,1 4M | RCCB 4P 40A A/0,1 4M | 79 | 1 | NR | 77.5 | 1 | NR | 1.935% | OFFICIAL | 2DN13G19F3330UU100 | 30 | 2DN | ENERGY | 13G | DIN RAIL MODULAR DEV | 19F | RCCB | 1 | 3 | NR | 965.042 | CCM | 346.793 | 281.966 | G | 8011564824300 | 8011564824300 | 8011564966185 | 85362010
GWD4033 | RCCB 2P 40A A/0,1 2M | RCCB 2P 40A A/0,1 2M | 58 | 1 | NR | 56.9 | 1 | NR | 1.933% | OFFICIAL | 2DN13G19F3330US100 | 30 | 2DN | ENERGY | 13G | DIN RAIL MODULAR DEV | 19F | RCCB | 1 | 6 | NR | 632.689 | CCM | 198.387 | 166.444 | G | 8011564824164 | 8011564824164 | 8011564966055 | 85362010
GWD4112 | RCCB 4P 25A A/0,03 4M | RCCB 4P 25A A/0,03 4M | 79.1 | 1 | NR | 77.6 | 1 | NR | 1.933% | OFFICIAL | 2DN13G19F3330UU100 | 30 | 2DN | ENERGY | 13G | DIN RAIL MODULAR DEV | 19F | RCCB | 1 | 3 | NR | 1265.378 | CCM | 364.62 | 297.993 | G | 8011564824256 | 8011564824256 | 8011564966147 | 85362010
GWD4023 | RCCB 2P 40A AC/0,1 2M | RCCB 2P 40A AC/0,1 2M | 52.8 | 1 | NR | 51.8 | 1 | NR | 1.931% | OFFICIAL | 2DN13G19F3310UO100 | 30 | 2DN | ENERGY | 13G | DIN RAIL MODULAR DEV | 19F | RCCB | 1 | 6 | NR | 632.689 | CCM | 198.387 | 166.444 | G | 8011564825765 | 8011564825765 | 8011564967151 | 85362010
GWD4302 | RCCB 4P 25A AC/0,03 4M LEFT NEUTRAL | RCCB 4P 25A AC/0,03 4M LEWY ZERO | 52.9 | 1 | NR | 51.9 | 1 | NR | 1.927% | OFFICIAL | 2DN13G19F3310UQ100 | 30 | 2DN | ENERGY | 13G | DIN RAIL MODULAR DEV | 19F | RCCB | 1 | 3 | NR | 1265.378 | CCM | 364.62 | 297.993 | G | 8011564826403 | 8011564826403 | 8011564967793 | 85362010
GWD4044 | RCCB 2P 63A AC/0,3 2M | RCCB 2P 63A AC/0,3 2M | 79.4 | 1 | NR | 77.9 | 1 | NR | 1.926% | OFFICIAL | 2DN13G19F3310UO100 | 30 | 2DN | ENERGY | 13G | DIN RAIL MODULAR DEV | 19F | RCCB | 1 | 6 | NR | 632.689 | CCM | 215.446 | 183.503 | G | 8011564825826 | 8011564825826 | 8011564967212 | 85362010
GWD4045 | RCCB 2P 63A AC/0,5 2M | RCCB 2P 63A AC/0,5 2M | 79.4 | 1 | NR | 77.9 | 1 | NR | 1.926% | OFFICIAL | 2DN13G19F3310UO100 | 30 | 2DN | ENERGY | 13G | DIN RAIL MODULAR DEV | 19F | RCCB | 1 | 6 | NR | 632.689 | CCM | 218.807 | 186.864 | G | 8011564825833 | 8011564825833 | 8011564967229 | 85362010
GWD4342 | RCCB 4P 63A AC/0,03 4M LEFT NEUTRAL | RCCB 4P 63A AC/0,03 4M LEWY ZERO | 79.4 | 1 | NR | 77.9 | 1 | NR | 1.926% | OFFICIAL | 2DN13G19F3310UQ100 | 30 | 2DN | ENERGY | 13G | DIN RAIL MODULAR DEV | 19F | RCCB | 1 | 3 | NR | 1265.378 | CCM | 381.755 | 315.128 | G | 8011564826489 | 8011564826489 | 8011564967878 | 85362010
GWD4122 | RCCB 4P 40A AC/0,03 4M | RCCB 4P 40A AC/0,03 4M | 53 | 1 | NR | 52 | 1 | NR | 1.923% | OFFICIAL | 2DN13G19F3310UQ100 | 30 | 2DN | ENERGY | 13G | DIN RAIL MODULAR DEV | 19F | RCCB | 1 | 3 | NR | 1265.378 | CCM | 364.62 | 297.993 | G | 8011564825963 | 8011564825963 | 8011564967359 | 85362010
GW94662 | RCCB 4P 25A INSTANT.AC/0,03 3M. | RCCB 4P 25A BEZZWŁ. AC/0,03 3M. | 63.7 | 1 | NR | 62.5 | 1 | NR | 1.92% | OFFICIAL | 2DN13G19F3310UQ100 | 30 | 2DN | ENERGY | 13G | DIN RAIL MODULAR DEV | 19F | RCCB | 1 | 4 | NR | 949.033 | CCM | 318.75 | 286.875 | G | 8011564214354 | 8011564214354 | 8011564567450 | 85362010
GWD4103 | RCCB 4P 25A AC/0,1 4M | RCCB 4P 25A AC/0,1 4M | 63.7 | 1 | NR | 62.5 | 1 | NR | 1.92% | OFFICIAL | 2DN13G19F3310UQ100 | 30 | 2DN | ENERGY | 13G | DIN RAIL MODULAR DEV | 19F | RCCB | 1 | 3 | NR | 1265.378 | CCM | 360.02 | 293.393 | G | 8011564825949 | 8011564825949 | 8011564967335 | 85362010
GWD4102 | RCCB 4P 25A AC/0,03 4M | RCCB 4P 25A AC/0,03 4M | 58.4 | 1 | NR | 57.3 | 1 | NR | 1.92% | OFFICIAL | 2DN13G19F3310UQ100 | 30 | 2DN | ENERGY | 13G | DIN RAIL MODULAR DEV | 19F | RCCB | 1 | 3 | NR | 1265.378 | CCM | 364.62 | 297.993 | G | 8011564825932 | 8011564825932 | 8011564967328 | 85362010
GW95606 | RCCB 4P 125A INSTANT.A/0,03 4M. | RCCB 4P 125A BEZZWŁ.A/0,03 4M. | 532 | 1 | NR | 522 | 1 | NR | 1.916% | OFFICIAL | 2DN13G19F3330UU100 | 40 | 2DN | ENERGY | 13G | DIN RAIL MODULAR DEV | 19F | RCCB | 1 | 2 | NR | 1089.74 | CCM | 578 | 520.2 | G | 8011564204669 | 8011564204669 | 8011564204669 | 85362090
GWD4206 | RCCB 2P 40A A[IR]/0,3 2M | WYŁ.RÓŻN.CZYSTY 2P 40A A[IR]/0,3 2M | 74.5 | 1 | NR | 73.1 | 1 | NR | 1.915% | OFFICIAL | 2DN13G19F3370UX100 | 30 | 2DN | ENERGY | 13G | DIN RAIL MODULAR DEV | 19F | RCCB | 1 | 6 | NR | 632.689 | CCM | 213.135 | 183.818 | G | 8011564718197 | 8011564718197 | 8011564924376 | 85362010
GWD4537 | RCCB 4P 63A IMPULSE RESIST.B/0,03 4M. | RCCB 4P 63A ODPORN NA IMPUL.B/0,03 4M. | 639 | 1 | NR | 627 | 1 | NR | 1.914% | OFFICIAL | 2DN13G19F3340UL100 | 30 | 2DN | ENERGY | 13G | DIN RAIL MODULAR DEV | 19F | RCCB | 1 | 3 | NR | 937.595 | CCM | 395.076 | 334.033 | G | 8034035018800 | 8034035018800 | 8034035425707 | 85362010
GWD4011 | RCCB 2P 25A A/0,01 2M | RCCB 2P 25A A/0,01 2M | 80 | 1 | NR | 78.5 | 1 | NR | 1.911% | OFFICIAL | 2DN13G19F3330US100 | 30 | 2DN | ENERGY | 13G | DIN RAIL MODULAR DEV | 19F | RCCB | 1 | 6 | NR | 632.689 | CCM | 217.874 | 185.931 | G | 8011564824119 | 8011564824119 | 8011564966000 | 85362010
GWD4443 | RCCB 4P.40A IST.A/0,03 4M NA-T | RCCB 4P.40A IST.A/0,03 4M NA-T | 74.8 | 1 | NR | 73.4 | 1 | NR | 1.907% | OFFICIAL | 2DN13G19F3330UU100 | 30 | 2DN | ENERGY | 13G | DIN RAIL MODULAR DEV | 19F | RCCB | 1 | 3 | NR | 1265.378 | CCM | 349.155 | 282.528 | G | 8011564849006 | 8011564849006 | 8011564991347 | 85362010
GW95601 | RCCB 4P 125A INSTANT.AC/0,03 4M. | RCCB 4P 125A BEZZWŁ.AC/0,03 4M. | 481 | 1 | NR | 472 | 1 | NR | 1.907% | OFFICIAL | 2DN13G19F3310UQ100 | 40 | 2DN | ENERGY | 13G | DIN RAIL MODULAR DEV | 19F | RCCB | 1 | 2 | NR | 1089.74 | CCM | 577 | 519.3 | G | 8011564204430 | 8011564204430 | 8011564204430 | 85362090
GWD4218 | RCCB 4P 25A A[IR]/0,3 4M | RCCB 4P 25A A[IR]/0,3 4M | 90.9 | 1 | NR | 89.2 | 1 | NR | 1.906% | OFFICIAL | 2DN13G19F3370UZ100 | 30 | 2DN | ENERGY | 13G | DIN RAIL MODULAR DEV | 19F | RCCB | 1 | 3 | NR | 1265.378 | CCM | 374.164 | 307.537 | G | 8011564826212 | 8011564826212 | 8011564967601 | 85362010
GWD4445 | RCCB 4P.40A IST.A/0,3 4M NA-T | RCCB 4P.40A IST.A/0,3 4M NA-T | 69.7 | 1 | NR | 68.4 | 1 | NR | 1.901% | OFFICIAL | 2DN13G19F3330UU100 | 30 | 2DN | ENERGY | 13G | DIN RAIL MODULAR DEV | 19F | RCCB | 1 | 3 | NR | 1265.378 | CCM | 355.374 | 288.747 | G | 8011564849013 | 8011564849013 | 8011564982208 | 85362010
GWD4527 | RCCB 4P 25A IMPULSE RESIST.B/0,03 4M. | RCCB 4P 25A ODPORN NA IMPUL.B/0,03 4M. | 429 | 1 | NR | 421 | 1 | NR | 1.9% | OFFICIAL | 2DN13G19F3340UL100 | 30 | 2DN | ENERGY | 13G | DIN RAIL MODULAR DEV | 19F | RCCB | 1 | 3 | NR | 965.042 | CCM | 409.325 | 343.282 | G | 8034035018763 | 8034035018763 | 8034035425660 | 85362010
GWD4142 | RCCB 4P 63A AC/0,03 4M | RCCB 4P 63A AC/0,03 4M | 70 | 1 | NR | 68.7 | 1 | NR | 1.892% | OFFICIAL | 2DN13G19F3310UQ100 | 30 | 2DN | ENERGY | 13G | DIN RAIL MODULAR DEV | 19F | RCCB | 1 | 3 | NR | 1265.378 | CCM | 381.755 | 315.128 | G | 8011564826014 | 8011564826014 | 8011564967403 | 85362010
GWD4205 | RCCB 2P 40A A[IR]/0,03 2M | RCCB 2P 40A A[IR]/0,03 2M | 80.9 | 1 | NR | 79.4 | 1 | NR | 1.889% | OFFICIAL | 2DN13G19F3370UX100 | 30 | 2DN | ENERGY | 13G | DIN RAIL MODULAR DEV | 19F | RCCB | 1 | 6 | NR | 632.689 | CCM | 215.156 | 183.213 | G | 8011564826199 | 8011564826199 | 8011564967588 | 85362010
GW94867 | RCCB 4P 25A INSTANT.A/0,03 3M. | RCCB 4P 25A BEZZWŁ. A/0,03 3M. | 70.2 | 1 | NR | 68.9 | 1 | NR | 1.887% | OFFICIAL | 2DN13G19F3330UU100 | 30 | 2DN | ENERGY | 13G | DIN RAIL MODULAR DEV | 19F | RCCB | 1 | 4 | NR | 949.033 | CCM | 329.152 | 288.502 | G | 8011564214422 | 8011564214422 | 8011564567528 | 85362010
GWD4113 | RCCB 4P 25A A/0,1 4M | RCCB 4P 25A A/0,1 4M | 70.2 | 1 | NR | 68.9 | 1 | NR | 1.887% | OFFICIAL | 2DN13G19F3330UU100 | 30 | 2DN | ENERGY | 13G | DIN RAIL MODULAR DEV | 19F | RCCB | 1 | 3 | NR | 1265.378 | CCM | 346.793 | 281.966 | G | 8011564824263 | 8011564824263 | 8011564966154 | 85362010
GWD4265 | RCCB 2P 40A F/0,03 2M | RCCB 2P 40A F/0,03 2M | 81 | 1 | NR | 79.5 | 1 | NR | 1.887% | OFFICIAL | 2DN13G19F3360UF100 | 30 | 2DN | ENERGY | 13G | DIN RAIL MODULAR DEV | 19F | RCCB | 1 | 6 | NR | 468.798 | CCM | 226.859 | 188.592 | G | 8034035019821 | 8034035019821 | 8034035427329 | 85362010
GWD4322 | RCCB 4P 40A AC/0,03 4M LEFT NEUTRAL | RCCB 4P 40A AC/0,03 4M LEWY ZERO | 48.7 | 1 | NR | 47.8 | 1 | NR | 1.883% | OFFICIAL | 2DN13G19F3310UQ100 | 30 | 2DN | ENERGY | 13G | DIN RAIL MODULAR DEV | 19F | RCCB | 1 | 3 | NR | 1265.378 | CCM | 370.99 | 304.363 | G | 8011564826441 | 8011564826441 | 8011564967830 | 85362010
GW94885 | RCCB 4P 40A INST.A/0,03 230V 3M. | RCCB 4P 40A BEZZWŁ. A/0,03 230V 3M. | 86.6 | 1 | NR | 85 | 1 | NR | 1.882% | OFFICIAL | 2DN13G19F3330UU100 | 30 | 2DN | ENERGY | 13G | DIN RAIL MODULAR DEV | 19F | RCCB | 1 | 4 | NR | 949.033 | CCM | 320 | 288 | G | 8011564204553 | 8011564204553 | 8011564558083 | 85362010
GWD4217 | RCCB 4P 25A A[IR]/0,03 4M | RCCB 4P 25A A[IR]/0,03 4M | 97.7 | 1 | NR | 95.9 | 1 | NR | 1.877% | OFFICIAL | 2DN13G19F3370UZ100 | 30 | 2DN | ENERGY | 13G | DIN RAIL MODULAR DEV | 19F | RCCB | 1 | 3 | NR | 1265.378 | CCM | 376.789 | 310.162 | G | 8011564826205 | 8011564826205 | 8011564967595 | 85362010
GWD4317 | RCCB 4P 25A A[IR]/0,03 4M LEFT-N | RCCB 4P 25A A[IR]/0,03 4M LEWY ZERO | 97.7 | 1 | NR | 95.9 | 1 | NR | 1.877% | OFFICIAL | 2DN13G19F3370UZ100 | 30 | 2DN | ENERGY | 13G | DIN RAIL MODULAR DEV | 19F | RCCB | 1 | 3 | NR | 1265.378 | CCM | 373.486 | 311.466 | G | 8011564852815 | 8011564852815 | 8011564984714 | 85362010
GW94664 | RCCB 4P 25A INSTANT.AC/0,3 3M. | RCCB 4P 25A BEZZWŁ. AC/0,3 3M. | 59.8 | 1 | NR | 58.7 | 1 | NR | 1.874% | OFFICIAL | 2DN13G19F3310UQ100 | 30 | 2DN | ENERGY | 13G | DIN RAIL MODULAR DEV | 19F | RCCB | 1 | 4 | NR | 949.033 | CCM | 317.5 | 285.75 | G | 8011564214361 | 8011564214361 | 8011564567467 | 85362010
GWD4104 | RCCB 4P 25A AC/0,3 4M | RCCB 4P 25A AC/0,3 4M | 59.8 | 1 | NR | 58.7 | 1 | NR | 1.874% | OFFICIAL | 2DN13G19F3310UQ100 | 30 | 2DN | ENERGY | 13G | DIN RAIL MODULAR DEV | 19F | RCCB | 1 | 3 | NR | 1265.378 | CCM | 370.839 | 304.212 | G | 8011564825956 | 8011564825956 | 8011564967342 | 85362010
GWD4304 | RCCB 4P 25A AC/0,3 4M LEFT NEUTRAL | RCCB 4P 25A AC/0,3 4M LEWY ZERO | 59.8 | 1 | NR | 58.7 | 1 | NR | 1.874% | OFFICIAL | 2DN13G19F3310UQ100 | 30 | 2DN | ENERGY | 13G | DIN RAIL MODULAR DEV | 19F | RCCB | 1 | 3 | NR | 1265.378 | CCM | 371.189 | 304.562 | G | 8011564826410 | 8011564826410 | 8011564967809 | 85362010
GW94869 | RCCB 4P 25A INSTANT.A/0,3 3M. | RCCB 4P 25A BEZZWŁ. A/0,3 3M. | 65.3 | 1 | NR | 64.1 | 1 | NR | 1.872% | OFFICIAL | 2DN13G19F3330UU100 | 30 | 2DN | ENERGY | 13G | DIN RAIL MODULAR DEV | 19F | RCCB | 1 | 4 | NR | 949.033 | CCM | 315 | 283.5 | G | 8011564214439 | 8011564214439 | 8011564567535 | 85362010
GWD4114 | RCCB 4P 25A A/0,3 4M | RCCB 4P 25A A/0,3 4M | 65.3 | 1 | NR | 64.1 | 1 | NR | 1.872% | OFFICIAL | 2DN13G19F3330UU100 | 30 | 2DN | ENERGY | 13G | DIN RAIL MODULAR DEV | 19F | RCCB | 1 | 3 | NR | 1265.378 | CCM | 370.839 | 304.212 | G | 8011564824270 | 8011564824270 | 8011564966161 | 85362010
GWD4144 | RCCB 4P 63A AC/0,3 4M | RCCB 4P 63A AC/0,3 4M | 109 | 1 | NR | 107 | 1 | NR | 1.869% | OFFICIAL | 2DN13G19F3310UQ100 | 30 | 2DN | ENERGY | 13G | DIN RAIL MODULAR DEV | 19F | RCCB | 1 | 3 | NR | 1265.378 | CCM | 384.079 | 317.452 | G | 8011564826038 | 8011564826038 | 8011564967427 | 85362010
GWD4145 | RCCB 4P 63A AC/0,5 4M | RCCB 4P 63A AC/0,5 4M | 109 | 1 | NR | 107 | 1 | NR | 1.869% | OFFICIAL | 2DN13G19F3310UQ100 | 30 | 2DN | ENERGY | 13G | DIN RAIL MODULAR DEV | 19F | RCCB | 1 | 3 | NR | 1265.378 | CCM | 387.44 | 320.813 | G | 8011564826045 | 8011564826045 | 8011564967434 | 85362010
GWD4314 | RCCB 4P 25A A/0,3 4M LEFT NEUTRAL | RCCB 4P 25A A/0,3 4M LEWY ZERO | 43.6 | 1 | NR | 42.8 | 1 | NR | 1.869% | OFFICIAL | 2DN13G19F3330UU100 | 30 | 2DN | ENERGY | 13G | DIN RAIL MODULAR DEV | 19F | RCCB | 1 | 3 | NR | 1265.378 | CCM | 371.189 | 304.562 | G | 8011564826434 | 8011564826434 | 8011564967823 | 85362010
GWD4344 | RCCB 4P 63A AC/0,3 4M LEFT NEUTRAL | RCCB 4P 63A AC/0,3 4M LEWY ZERO | 109 | 1 | NR | 107 | 1 | NR | 1.869% | OFFICIAL | 2DN13G19F3310UQ100 | 30 | 2DN | ENERGY | 13G | DIN RAIL MODULAR DEV | 19F | RCCB | 1 | 3 | NR | 1265.378 | CCM | 384.429 | 317.802 | G | 8011564826496 | 8011564826496 | 8011564967885 | 85362010
GWD4435 | RCCB 4P.63A IST.AC/0,03 4M NA-T | RCCB 4P.63A IST.AC/0,03 4M NA-T | 109 | 1 | NR | 107 | 1 | NR | 1.869% | OFFICIAL | 2DN13G19F3310UQ100 | 30 | 2DN | ENERGY | 13G | DIN RAIL MODULAR DEV | 19F | RCCB | 1 | 3 | NR | 1265.378 | CCM | 372.888 | 306.261 | G | 8011564848917 | 8011564848917 | 8011564982109 | 85362010
GWD4504 | RCCB 2P 25A IMPULSE RESIST.B/0,3 4M. | RCCB 2P 25A ODPORN NA IMPUL.B/0,3 4M. | 327 | 1 | NR | 321 | 1 | NR | 1.869% | OFFICIAL | 2DN13G19F3340UJ100 | 30 | 2DN | ENERGY | 13G | DIN RAIL MODULAR DEV | 19F | RCCB | 1 | 3 | NR | 965.042 | CCM | 338.163 | 272.12 | G | 8034035018718 | 8034035018718 | 8034035425615 | 85362010
GWD4035 | RCCB 2P 40A A/0,5 2M | RCCB 2P 40A A/0,5 2M | 54.6 | 1 | NR | 53.6 | 1 | NR | 1.866% | OFFICIAL | 2DN13G19F3330US100 | 30 | 2DN | ENERGY | 13G | DIN RAIL MODULAR DEV | 19F | RCCB | 1 | 6 | NR | 632.689 | CCM | 212.567 | 180.624 | G | 8011564825796 | 8011564825796 | 8011564967182 | 85362010
GWD4332 | RCCB 4P 40A A/0,03 4M LEFT NEUTRAL | RCCB 4P 40A A/0,03 4M LEWY ZERO | 65.7 | 1 | NR | 64.5 | 1 | NR | 1.86% | OFFICIAL | 2DN13G19F3330UU100 | 30 | 2DN | ENERGY | 13G | DIN RAIL MODULAR DEV | 19F | RCCB | 1 | 3 | NR | 1265.378 | CCM | 370.99 | 304.363 | G | 8011564826465 | 8011564826465 | 8011564967854 | 85362010
GW94667 | RCCB 4P 40A INSTANT.AC/0,03 3M. | RCCB 4P 40A BEZZWŁ. AC/0,03 3M. | 71.2 | 1 | NR | 69.9 | 1 | NR | 1.86% | OFFICIAL | 2DN13G19F3310UQ100 | 30 | 2DN | ENERGY | 13G | DIN RAIL MODULAR DEV | 19F | RCCB | 1 | 4 | NR | 949.033 | CCM | 317.5 | 285.75 | G | 8011564214378 | 8011564214378 | 8011564567474 | 85362010
GWD4234 | RCCB 2P 40A A[S]/0,3 2M | RCCB 2P 40A A[S]/0,3 2M | 76.7 | 1 | NR | 75.3 | 1 | NR | 1.859% | OFFICIAL | 2DN13G19F3350UW100 | 30 | 2DN | ENERGY | 13G | DIN RAIL MODULAR DEV | 19F | RCCB | 1 | 6 | NR | 632.689 | CCM | 212.581 | 180.638 | G | 8011564826267 | 8011564826267 | 8011564967656 | 85362010
GWD4235 | RCCB 2P 40A A[S]/0,5 2M | RCCB 2P 40A A[S]/0,5 2M | 76.7 | 1 | NR | 75.3 | 1 | NR | 1.859% | OFFICIAL | 2DN13G19F3350UW100 | 30 | 2DN | ENERGY | 13G | DIN RAIL MODULAR DEV | 19F | RCCB | 1 | 6 | NR | 632.689 | CCM | 203.143 | 170.88 | G | 8011564826274 | 8011564826274 | 8011564967663 | 85362010
GWD4053 | RCCB 2P 63A A/0,1 2M | RCCB 2P 63A A/0,1 2M | 93.4 | 1 | NR | 91.7 | 1 | NR | 1.854% | OFFICIAL | 2DN13G19F3330US100 | 30 | 2DN | ENERGY | 13G | DIN RAIL MODULAR DEV | 19F | RCCB | 1 | 6 | NR | 632.689 | CCM | 204.627 | 172.684 | G | 8011564824195 | 8011564824195 | 8011564966086 | 85362010
GW94669 | RCCB 4P 40A INSTANT.AC/0,3 3M. | RCCB 4P 40A BEZZWŁ. AC/0,3 3M. | 66 | 1 | NR | 64.8 | 1 | NR | 1.852% | OFFICIAL | 2DN13G19F3310UQ100 | 30 | 2DN | ENERGY | 13G | DIN RAIL MODULAR DEV | 19F | RCCB | 1 | 4 | NR | 949.033 | CCM | 315 | 283.5 | G | 8011564214392 | 8011564214392 | 8011564567498 | 85362010
GWD4220 | RCCB 4P 40A A[IR]/0,03 4M | RCCB 4P 40A A[IR]/0,03 4M | 110 | 1 | NR | 108 | 1 | NR | 1.852% | OFFICIAL | 2DN13G19F3370UZ100 | 30 | 2DN | ENERGY | 13G | DIN RAIL MODULAR DEV | 19F | RCCB | 1 | 3 | NR | 1265.378 | CCM | 383.159 | 316.532 | G | 8011564826229 | 8011564826229 | 8011564967618 | 85362010
GWD4285 | RCCB 4P 40A F/0,03 4M | RCCB 4P 40A F/0,03 4M | 110 | 1 | NR | 108 | 1 | NR | 1.852% | OFFICIAL | 2DN13G19F3360UH100 | 30 | 2DN | ENERGY | 13G | DIN RAIL MODULAR DEV | 19F | RCCB | 1 | 3 | NR | 965.042 | CCM | 377.923 | 314.39 | G | 8034035019906 | 8034035019906 | 8034035427404 | 85362010
GWD4337 | RCCB 4P 40A A[IR]/0,03 4M LEFT-N | RCCB 4P 40A A[IR]/0,03 4M LEWY ZERO | 110 | 1 | NR | 108 | 1 | NR | 1.852% | OFFICIAL | 2DN13G19F3370UZ100 | 30 | 2DN | ENERGY | 13G | DIN RAIL MODULAR DEV | 19F | RCCB | 1 | 3 | NR | 1265.378 | CCM | 379.856 | 317.836 | G | 8011564852822 | 8011564852822 | 8011564984721 | 85362010
GWD4827 | RCCB 2P.40A IST.A/0,03 2M NA-T | RCCB 2P.40A IST.A/0,03 2M NA-T | 55 | 1 | NR | 54 | 1 | NR | 1.852% | OFFICIAL | 2DN13G19F3330US100 | 30 | 2DN | ENERGY | 13G | DIN RAIL MODULAR DEV | 19F | RCCB | 1 | 6 | NR | 632.689 | CCM | 194.527 | 162.584 | G | 8011564848955 | 8011564848955 | 8011564982147 | 85362010
GWD4817 | RCCB 2P.25A IST.A/0,03 2M NA-T | RCCB 2P.25A IST.A/0,03 2M NA-T | 49.5 | 1 | NR | 48.6 | 1 | NR | 1.852% | OFFICIAL | 2DN13G19F3330US100 | 30 | 2DN | ENERGY | 13G | DIN RAIL MODULAR DEV | 19F | RCCB | 1 | 6 | NR | 632.689 | CCM | 194.519 | 162.576 | G | 8011564848931 | 8011564848931 | 8011564982123 | 85362010
GWD4529 | RCCB 4P 25A IMPULSE RESIST.B/0,3 4M. | RCCB 4P 25A ODPORN NA IMPUL.B/0,3 4M. | 386 | 1 | NR | 379 | 1 | NR | 1.847% | OFFICIAL | 2DN13G19F3340UL100 | 30 | 2DN | ENERGY | 13G | DIN RAIL MODULAR DEV | 19F | RCCB | 1 | 3 | NR | 965.042 | CCM | 401.539 | 335.496 | G | 8034035018770 | 8034035018770 | 8034035425677 | 85362010
GWD4054 | RCCB 2P 63A A/0,3 2M | RCCB 2P 63A A/0,3 2M | 88.3 | 1 | NR | 86.7 | 1 | NR | 1.845% | OFFICIAL | 2DN13G19F3330US100 | 30 | 2DN | ENERGY | 13G | DIN RAIL MODULAR DEV | 19F | RCCB | 1 | 6 | NR | 632.689 | CCM | 215.446 | 183.503 | G | 8011564824201 | 8011564824201 | 8011564966093 | 85362010
GWD4055 | RCCB 2P 63A A/0,5 2M | RCCB 2P 63A A/0,5 2M | 88.3 | 1 | NR | 86.7 | 1 | NR | 1.845% | OFFICIAL | 2DN13G19F3330US100 | 30 | 2DN | ENERGY | 13G | DIN RAIL MODULAR DEV | 19F | RCCB | 1 | 6 | NR | 632.689 | CCM | 218.807 | 186.864 | G | 8011564824218 | 8011564824218 | 8011564966109 | 85362010
GWD4281 | RCCB 4P 25A F/0,03 4M | RCCB 4P 25A F/0,03 4M | 276 | 1 | NR | 271 | 1 | NR | 1.845% | OFFICIAL | 2DN13G19F3360UH100 | 30 | 2DN | ENERGY | 13G | DIN RAIL MODULAR DEV | 19F | RCCB | 1 | 3 | NR | 965.042 | CCM | 376.993 | 313.46 | G | 8034035019883 | 8034035019883 | 8034035427381 | 85362010
GW95608 | RCCB 4P 125A INSTANT.A/0,3 4M. | RCCB 4P 125A BEZZWŁ.A/0,3 4M. | 497 | 1 | NR | 488 | 1 | NR | 1.844% | OFFICIAL | 2DN13G19F3330UU100 | 40 | 2DN | ENERGY | 13G | DIN RAIL MODULAR DEV | 19F | RCCB | 1 | 2 | NR | 1089.74 | CCM | 550 | 495 | G | 8011564204676 | 8011564204676 | 8011564204676 | 85362090
GW95609 | RCCB 4P 125A INSTANT.A/0,5 4M. | RCCB 4P 125A BEZZWŁ.A/0,5 4M. | 497 | 1 | NR | 488 | 1 | NR | 1.844% | OFFICIAL | 2DN13G19F3330UU100 | 40 | 2DN | ENERGY | 13G | DIN RAIL MODULAR DEV | 19F | RCCB | 1 | 2 | NR | 1089.74 | CCM | 544.5 | 490.05 | G | 8011564204683 | 8011564204683 | 8011564204683 | 85362090
GWD4172 | RCCB 4P 80A A/0,03 4M | RCCB 4P 80A A/0,03 4M | 166 | 1 | NR | 163 | 1 | NR | 1.84% | OFFICIAL | 2DN13G19F3330UU100 | 10 | 2DN | ENERGY | 13G | DIN RAIL MODULAR DEV | 19F | RCCB | 1 | 3 | NR | 1265.378 | CCM | 381.755 | 315.128 | G
GWD4173 | RCCB 4P 80A A/0,1 4M | RCCB 4P 80A A/0,1 4M | 166 | 1 | NR | 163 | 1 | NR | 1.84% | OFFICIAL | 2DN13G19F3330UU100 | 10 | 2DN | ENERGY | 13G | DIN RAIL MODULAR DEV | 19F | RCCB | 1 | 3 | NR | 1265.378 | CCM | 373.26 | 306.633 | G
GWD4224 | RCCB 4P 63A A[IR]/0,3 4M | RCCB 4P 63A A[IR]/0,3 4M | 166 | 1 | NR | 163 | 1 | NR | 1.84% | OFFICIAL | 2DN13G19F3370UZ100 | 30 | 2DN | ENERGY | 13G | DIN RAIL MODULAR DEV | 19F | RCCB | 1 | 3 | NR | 1265.378 | CCM | 387.39 | 320.763 | G | 8011564824522 | 8011564824522 | 8011564966406 | 85362010
GWD4252 | RCCB 4P 63A A[S]/0,3 4M | RCCB 4P 63A A[S]/0,3 4M | 166 | 1 | NR | 163 | 1 | NR | 1.84% | OFFICIAL | 2DN13G19F3350UY100 | 30 | 2DN | ENERGY | 13G | DIN RAIL MODULAR DEV | 19F | RCCB | 1 | 3 | NR | 1265.378 | CCM | 387.44 | 320.813 | G | 8011564826359 | 8011564826359 | 8011564967748 | 85362010
GWD4253 | RCCB 4P 63A A[S]/0,5 4M | RCCB 4P 63A A[S]/0,5 4M | 166 | 1 | NR | 163 | 1 | NR | 1.84% | OFFICIAL | 2DN13G19F3350UY100 | 30 | 2DN | ENERGY | 13G | DIN RAIL MODULAR DEV | 19F | RCCB | 1 | 3 | NR | 1265.378 | CCM | 373.515 | 308.688 | G | 8011564824584 | 8011564824584 | 8011564966468 | 85362010
GWD4382 | RCCB 4P 100A AC/0,03 4M LEFT NEUTRAL | RCCB 4P 100A AC/0,03 4M LEWY ZERO | 166 | 1 | NR | 163 | 1 | NR | 1.84% | OFFICIAL | 2DN13G19F3310UQ100 | 10 | 2DN | ENERGY | 13G | DIN RAIL MODULAR DEV | 19F | RCCB | 1 | 3 | NR | 1265.378 | CCM | 394.163 | 327.536 | G
GWD4062 | RCCB 2P 80A AC/0,03 2M | RCCB 2P 80A AC/0,03 2M | 111 | 1 | NR | 109 | 1 | NR | 1.835% | OFFICIAL | 2DN13G19F3310UO100 | 30 | 2DN | ENERGY | 13G | DIN RAIL MODULAR DEV | 19F | RCCB | 1 | 6 | NR | 632.689 | CCM | 222.397 | 190.454 | G | 8011564825840 | 8011564825840 | 8011564967236 | 85362090
GWD4063 | RCCB 2P 80A AC/0,1 2M | RCCB 2P 80A AC/0,1 2M | 111 | 1 | NR | 109 | 1 | NR | 1.835% | OFFICIAL | 2DN13G19F3330US100 | 10 | 2DN | ENERGY | 13G | DIN RAIL MODULAR DEV | 19F | RCCB | 1 | 6 | NR | 632.689 | CCM | 207.236 | 174.973 | G
GWD4004 | RCCB 2P 25A AC/0,3 2M | RCCB 2P 25A AC/0,3 2M | 44.5 | 1 | NR | 43.7 | 1 | NR | 1.831% | OFFICIAL | 2DN13G19F3310UO100 | 30 | 2DN | ENERGY | 13G | DIN RAIL MODULAR DEV | 19F | RCCB | 1 | 6 | NR | 632.689 | CCM | 209.206 | 177.263 | G | 8011564825741 | 8011564825741 | 8011564967137 | 85362010
GWD4427 | RCCB 4P.25A IST.AC/0,03 4M NA-T | RCCB 4P.25A IST.AC/0,03 4M NA-T | 50.2 | 1 | NR | 49.3 | 1 | NR | 1.826% | OFFICIAL | 2DN13G19F3310UQ100 | 30 | 2DN | ENERGY | 13G | DIN RAIL MODULAR DEV | 19F | RCCB | 1 | 3 | NR | 1265.378 | CCM | 349.155 | 282.528 | G | 8011564848870 | 8011564848870 | 8011564982062 | 85362010
GWD4002 | RCCB 2P 25A AC/0,03 2M | RCCB 2P 25A AC/0,03 2M | 39.2 | 1 | NR | 38.5 | 1 | NR | 1.818% | OFFICIAL | 2DN13G19F3310UO100 | 30 | 2DN | ENERGY | 13G | DIN RAIL MODULAR DEV | 19F | RCCB | 1 | 6 | NR | 632.689 | CCM | 200.787 | 168.844 | G | 8011564825727 | 8011564825727 | 8011564967113 | 85362010
GW94899 | RCCB 4P 40A INSTANT.A/0,3 3M. | RCCB 4P 40A BEZZWŁ. A/0,3 3M. | 73 | 1 | NR | 71.7 | 1 | NR | 1.813% | OFFICIAL | 2DN13G19F3330UU100 | 30 | 2DN | ENERGY | 13G | DIN RAIL MODULAR DEV | 19F | RCCB | 1 | 4 | NR | 949.033 | CCM | 315 | 283.5 | G | 8011564214460 | 8011564214460 | 8011564567566 | 85362010
GWD4203 | RCCB 2P 25A A[IR]/0,3 2M | WYŁ.RÓŻN.CZYSTY 2P 25A A[IR]/0,3 2M | 67.4 | 1 | NR | 66.2 | 1 | NR | 1.813% | OFFICIAL | 2DN13G19F3370UX100 | 30 | 2DN | ENERGY | 13G | DIN RAIL MODULAR DEV | 19F | RCCB | 1 | 6 | NR | 632.689 | CCM | 213.135 | 183.818 | G | 8011564718180 | 8011564718180 | 8011564924369 | 85362010
GW94900 | RCCB 4P 40A INSTANT.A/0,5 3M. | RCCB 4P 40A BEZZWŁ. A/0,5 3M. | 73.1 | 1 | NR | 71.8 | 1 | NR | 1.811% | OFFICIAL | 2DN13G19F3330UU100 | 30 | 2DN | ENERGY | 13G | DIN RAIL MODULAR DEV | 19F | RCCB | 1 | 4 | NR | 949.033 | CCM | 335.062 | 299.699 | G | 8011564214477 | 8011564214477 | 8011564567573 | 85362010
GWD4001 | RCCB 2P 25A AC/0,01 2M | RCCB 2P 25A AC/0,01 2M | 73.1 | 1 | NR | 71.8 | 1 | NR | 1.811% | OFFICIAL | 2DN13G19F3310UO100 | 30 | 2DN | ENERGY | 13G | DIN RAIL MODULAR DEV | 19F | RCCB | 1 | 6 | NR | 632.689 | CCM | 217.874 | 185.931 | G | 8011564825710 | 8011564825710 | 8011564967106 | 85362010
GWD4134 | RCCB 4P 40A A/0,3 4M | RCCB 4P 40A A/0,3 4M | 73.1 | 1 | NR | 71.8 | 1 | NR | 1.811% | OFFICIAL | 2DN13G19F3330UU100 | 30 | 2DN | ENERGY | 13G | DIN RAIL MODULAR DEV | 19F | RCCB | 1 | 3 | NR | 1265.378 | CCM | 377.209 | 310.582 | G | 8011564824317 | 8011564824317 | 8011564966192 | 85362010
GWD4135 | RCCB 4P 40A A/0,5 4M | RCCB 4P 40A A/0,5 4M | 73.1 | 1 | NR | 71.8 | 1 | NR | 1.811% | OFFICIAL | 2DN13G19F3330UU100 | 30 | 2DN | ENERGY | 13G | DIN RAIL MODULAR DEV | 19F | RCCB | 1 | 3 | NR | 1265.378 | CCM | 380.57 | 313.943 | G | 8011564826007 | 8011564826007 | 8011564967397 | 85362010
GWD4334 | RCCB 4P 40A A/0,3 4M LEFT NEUTRAL | RCCB 4P 40A A/0,3 4M LEWY ZERO | 73.1 | 1 | NR | 71.8 | 1 | NR | 1.811% | OFFICIAL | 2DN13G19F3330UU100 | 30 | 2DN | ENERGY | 13G | DIN RAIL MODULAR DEV | 19F | RCCB | 1 | 3 | NR | 1265.378 | CCM | 377.559 | 310.932 | G | 8011564826472 | 8011564826472 | 8011564967861 | 85362010
GW95603 | RCCB 4P 125A INSTANT.AC/0,3 4M. | RCCB 4P 125A BEZZWŁ.AC/0,3 4M. | 450 | 1 | NR | 442 | 1 | NR | 1.81% | OFFICIAL | 2DN13G19F3310UQ100 | 40 | 2DN | ENERGY | 13G | DIN RAIL MODULAR DEV | 19F | RCCB | 1 | 2 | NR | 1089.74 | CCM | 560.5 | 504.45 | G | 8011564204447 | 8011564204447 | 8011564204447 | 85362090
GW95604 | RCCB 4P 125A INSTANT.AC/0,5 4M. | RCCB 4P 125A BEZZWŁ.AC/0,5 4M. | 450 | 1 | NR | 442 | 1 | NR | 1.81% | OFFICIAL | 2DN13G19F3310UQ100 | 40 | 2DN | ENERGY | 13G | DIN RAIL MODULAR DEV | 19F | RCCB | 1 | 2 | NR | 1089.74 | CCM | 547 | 492.3 | G | 8011564204454 | 8011564204454 | 8011564204454 | 85362090
GWD4534 | RCCB 4P 40A IMPULSE RESIST.B/0,3 4M. | RCCB 4P 40A ODPORN NA IMPUL.B/0,3 4M. | 450 | 1 | NR | 442 | 1 | NR | 1.81% | OFFICIAL | 2DN13G19F3340UL100 | 30 | 2DN | ENERGY | 13G | DIN RAIL MODULAR DEV | 19F | RCCB | 1 | 3 | NR | 937.595 | CCM | 385 | 323.957 | G | 8034035018794 | 8034035018794 | 8034035425691 | 85362010
GWD4352 | RCCB 4P 63A A/0,03 4M LEFT NEUTRAL | RCCB 4P 63A A/0,03 4M LEWY ZERO | 84.6 | 1 | NR | 83.1 | 1 | NR | 1.805% | OFFICIAL | 2DN13G19F3330UU100 | 30 | 2DN | ENERGY | 13G | DIN RAIL MODULAR DEV | 19F | RCCB | 1 | 3 | NR | 1265.378 | CCM | 381.755 | 315.128 | G | 8011564826502 | 8011564826502 | 8011564967892 | 85362010
GWD4084 | RCCB 2P 100A AC/0,3 2M | RCCB 2P 100A AC/0,3 2M | 113 | 1 | NR | 111 | 1 | NR | 1.802% | OFFICIAL | 2DN13G19F3310UO100 | 10 | 2DN | ENERGY | 13G | DIN RAIL MODULAR DEV | 19F | RCCB | 1 | 6 | NR | 632.689 | CCM | 229.942 | 192.004 | G
GWD4449 | RCCB 4P.63A IST.A/0,3 4M NA-T | RCCB 4P.63A IST.A/0,3 4M NA-T | 113 | 1 | NR | 111 | 1 | NR | 1.802% | OFFICIAL | 2DN13G19F3330UU100 | 30 | 2DN | ENERGY | 13G | DIN RAIL MODULAR DEV | 19F | RCCB | 1 | 3 | NR | 1265.378 | CCM | 368.214 | 301.587 | G | 8011564849037 | 8011564849037 | 8011564991378 | 85362010
GWD4022 | RCCB 2P 40A AC/0,03 2M | RCCB 2P 40A AC/0,03 2M | 39.6 | 1 | NR | 38.9 | 1 | NR | 1.799% | OFFICIAL | 2DN13G19F3310UO100 | 30 | 2DN | ENERGY | 13G | DIN RAIL MODULAR DEV | 19F | RCCB | 1 | 6 | NR | 632.689 | CCM | 200.787 | 168.844 | G | 8011564825758 | 8011564825758 | 8011564967144 | 85362010
GWD4194 | RCCB 4P 100A A/0,3 4M | RCCB 4P 100A A/0,3 4M | 170 | 1 | NR | 167 | 1 | NR | 1.796% | OFFICIAL | 2DN13G19F3330UU100 | 10 | 2DN | ENERGY | 13G | DIN RAIL MODULAR DEV | 19F | RCCB | 1 | 3 | NR | 1265.378 | CCM | 388.354 | 321.727 | G
GWD4195 | RCCB 4P 100A A/0,5 4M | RCCB 4P 100A A/0,5 4M | 170 | 1 | NR | 167 | 1 | NR | 1.796% | OFFICIAL | 2DN13G19F3330UU100 | 10 | 2DN | ENERGY | 13G | DIN RAIL MODULAR DEV | 19F | RCCB | 1 | 3 | NR | 1265.378 | CCM | 382.715 | 316.088 | G
GWD4532 | RCCB 4P 40A IMPULSE RESIST.B/0,03 4M. | RCCB 4P 40A ODPORN NA IMPUL.B/0,03 4M. | 512 | 1 | NR | 503 | 1 | NR | 1.789% | OFFICIAL | 2DN13G19F3340UL100 | 30 | 2DN | ENERGY | 13G | DIN RAIL MODULAR DEV | 19F | RCCB | 1 | 3 | NR | 937.595 | CCM | 410.192 | 346.259 | G | 8034035018787 | 8034035018787 | 8034035425684 | 85362010
GWD4152 | RCCB 4P 63A A/0,03 4M | RCCB 4P 63A A/0,03 4M | 62.7 | 1 | NR | 61.6 | 1 | NR | 1.786% | OFFICIAL | 2DN13G19F3330UU100 | 30 | 2DN | ENERGY | 13G | DIN RAIL MODULAR DEV | 19F | RCCB | 1 | 3 | NR | 1265.378 | CCM | 381.755 | 315.128 | G | 8011564824324 | 8011564824324 | 8011564966208 | 85362010
GWD4539 | RCCB 4P 63A IMPULSE RESIST.B/0,3 4M. | RCCB 4P 63A ODPORN NA IMPUL.B/0,3 4M. | 572 | 1 | NR | 562 | 1 | NR | 1.779% | OFFICIAL | 2DN13G19F3340UL100 | 30 | 2DN | ENERGY | 13G | DIN RAIL MODULAR DEV | 19F | RCCB | 1 | 3 | NR | 937.595 | CCM | 385 | 323.957 | G | 8034035018817 | 8034035018817 | 8034035425714 | 85362010
GWD4132 | RCCB 4P 40A A/0,03 4M | RCCB 4P 40A A/0,03 4M | 51.5 | 1 | NR | 50.6 | 1 | NR | 1.779% | OFFICIAL | 2DN13G19F3330UU100 | 30 | 2DN | ENERGY | 13G | DIN RAIL MODULAR DEV | 19F | RCCB | 1 | 3 | NR | 1265.378 | CCM | 364.62 | 297.993 | G | 8011564824294 | 8011564824294 | 8011564966178 | 85362010
GWD4433 | RCCB 4P.40A IST.AC/0,3 4M NA-T | RCCB 4P.40A IST.AC/0,3 4M NA-T | 63 | 1 | NR | 61.9 | 1 | NR | 1.777% | OFFICIAL | 2DN13G19F3310UQ100 | 30 | 2DN | ENERGY | 13G | DIN RAIL MODULAR DEV | 19F | RCCB | 1 | 3 | NR | 1265.378 | CCM | 355.374 | 288.747 | G | 8011564848900 | 8011564848900 | 8011564991293 | 85362010
GWD4074 | RCCB 2P 80A A/0,3 2M | RCCB 2P 80A A/0,3 2M | 115 | 1 | NR | 113 | 1 | NR | 1.77% | OFFICIAL | 2DN13G19F3330US100 | 10 | 2DN | ENERGY | 13G | DIN RAIL MODULAR DEV | 19F | RCCB | 1 | 6 | NR | 632.689 | CCM | 226.72 | 194.777 | G
GWD4143 | RCCB 4P 63A AC/0,1 4M | RCCB 4P 63A AC/0,1 4M | 115 | 1 | NR | 113 | 1 | NR | 1.77% | OFFICIAL | 2DN13G19F3310UQ100 | 30 | 2DN | ENERGY | 13G | DIN RAIL MODULAR DEV | 19F | RCCB | 1 | 3 | NR | 1265.378 | CCM | 373.26 | 306.633 | G | 8011564826021 | 8011564826021 | 8011564967410 | 85362010
GWD4627 | RCCB 2P.40A IST.AC/0,03 2M NA-T | RCCB 2P.40A IST.AC/0,03 2M NA-T | 40.5 | 1 | NR | 39.8 | 1 | NR | 1.759% | OFFICIAL | 2DN13G19F3310UO100 | 30 | 2DN | ENERGY | 13G | DIN RAIL MODULAR DEV | 19F | RCCB | 1 | 6 | NR | 632.689 | CCM | 194.527 | 162.584 | G | 8011564848832 | 8011564848832 | 8011564982024 | 85362010
GWD4223 | RCCB 4P 63A A[IR]/0,03 4M | RCCB 4P 63A A[IR]/0,03 4M | 175 | 1 | NR | 172 | 1 | NR | 1.744% | OFFICIAL | 2DN13G19F3370UZ100 | 30 | 2DN | ENERGY | 13G | DIN RAIL MODULAR DEV | 19F | RCCB | 1 | 3 | NR | 1265.378 | CCM | 390.015 | 323.388 | G | 8011564824515 | 8011564824515 | 8011564966291 | 85362010
GWD4243 | RCCB 2P 100A A[S]/0,3 2M | RCCB 2P 100A A[S]/0,3 2M | 175 | 1 | NR | 172 | 1 | NR | 1.744% | OFFICIAL | 2DN13G19F3350UW100 | 10 | 2DN | ENERGY | 13G | DIN RAIL MODULAR DEV | 19F | RCCB | 1 | 6 | NR | 632.689 | CCM | 221.723 | 189.46 | G
GWD4244 | RCCB 2P 100A A[S]/0,5 2M | RCCB 2P 100A A[S]/0,5 2M | 175 | 1 | NR | 172 | 1 | NR | 1.744% | OFFICIAL | 2DN13G19F3350UW100 | 10 | 2DN | ENERGY | 13G | DIN RAIL MODULAR DEV | 19F | RCCB | 1 | 6 | NR | 632.689 | CCM | 213.927 | 181.664 | G
GWD4289 | RCCB 4P 63A F/0,03 4M | RCCB 4P 63A F/0,03 4M | 175 | 1 | NR | 172 | 1 | NR | 1.744% | OFFICIAL | 2DN13G19F3360UH100 | 30 | 2DN | ENERGY | 13G | DIN RAIL MODULAR DEV | 19F | RCCB | 1 | 3 | NR | 965.042 | CCM | 386.318 | 322.785 | G | 8034035019920 | 8034035019920 | 8034035427428 | 85362010
GWD4357 | RCCB 4P 63A A[IR]/0,03 4M LEFT-N | RCCB 4P 63A A[IR]/0,03 4M LEWY ZERO | 175 | 1 | NR | 172 | 1 | NR | 1.744% | OFFICIAL | 2DN13G19F3370UZ100 | 30 | 2DN | ENERGY | 13G | DIN RAIL MODULAR DEV | 19F | RCCB | 1 | 3 | NR | 1265.378 | CCM | 386.712 | 324.692 | G | 8011564852839 | 8011564852839 | 8011564984738 | 85362010
GWD4312 | RCCB 4P 25A A/0,03 4M LEFT NEUTRAL | RCCB 4P 25A A/0,03 4M LEWY ZERO | 46.8 | 1 | NR | 46 | 1 | NR | 1.739% | OFFICIAL | 2DN13G19F3330UU100 | 30 | 2DN | ENERGY | 13G | DIN RAIL MODULAR DEV | 19F | RCCB | 1 | 3 | NR | 1265.378 | CCM | 364.62 | 297.993 | G | 8011564826427 | 8011564826427 | 8011564967816 | 85362010
GWD4154 | RCCB 4P 63A A/0,3 4M | RCCB 4P 63A A/0,3 4M | 117 | 1 | NR | 115 | 1 | NR | 1.739% | OFFICIAL | 2DN13G19F3330UU100 | 30 | 2DN | ENERGY | 13G | DIN RAIL MODULAR DEV | 19F | RCCB | 1 | 3 | NR | 1265.378 | CCM | 384.079 | 317.452 | G | 8011564824348 | 8011564824348 | 8011564966222 | 85362010
GWD4155 | RCCB 4P 63A A/0,5 4M | RCCB 4P 63A A/0,5 4M | 117 | 1 | NR | 115 | 1 | NR | 1.739% | OFFICIAL | 2DN13G19F3330UU100 | 30 | 2DN | ENERGY | 13G | DIN RAIL MODULAR DEV | 19F | RCCB | 1 | 3 | NR | 1265.378 | CCM | 387.44 | 320.813 | G | 8011564826052 | 8011564826052 | 8011564967441 | 85362010
GWD4354 | RCCB 4P 63A A/0,3 4M LEFT NEUTRAL | RCCB 4P 63A A/0,3 4M LEWY ZERO | 117 | 1 | NR | 115 | 1 | NR | 1.739% | OFFICIAL | 2DN13G19F3330UU100 | 30 | 2DN | ENERGY | 13G | DIN RAIL MODULAR DEV | 19F | RCCB | 1 | 3 | NR | 1265.378 | CCM | 384.429 | 317.802 | G | 8011564826519 | 8011564826519 | 8011564967908 | 85362010
GWD4447 | RCCB 4P.63A IST.A/0,03 4M NA-T | RCCB 4P.63A IST.A/0,03 4M NA-T | 118 | 1 | NR | 116 | 1 | NR | 1.724% | OFFICIAL | 2DN13G19F3330UU100 | 30 | 2DN | ENERGY | 13G | DIN RAIL MODULAR DEV | 19F | RCCB | 1 | 3 | NR | 1265.378 | CCM | 372.888 | 306.261 | G | 8011564849020 | 8011564849020 | 8011564991361 | 85362010
GW94670 | RCCB 4P 40A INSTANT.AC/0,5 3M. | RCCB 4P 40A BEZZWŁ. AC/0,5 3M. | 66 | 1 | NR | 64.9 | 1 | NR | 1.695% | OFFICIAL | 2DN13G19F3310UQ100 | 30 | 2DN | ENERGY | 13G | DIN RAIL MODULAR DEV | 19F | RCCB | 1 | 4 | NR | 949.033 | CCM | 317.5 | 285.75 | G | 8011564214408 | 8011564214408 | 8011564567504 | 85362010
GWD4124 | RCCB 4P 40A AC/0,3 4M | RCCB 4P 40A AC/0,3 4M | 66 | 1 | NR | 64.9 | 1 | NR | 1.695% | OFFICIAL | 2DN13G19F3310UQ100 | 30 | 2DN | ENERGY | 13G | DIN RAIL MODULAR DEV | 19F | RCCB | 1 | 3 | NR | 1265.378 | CCM | 377.209 | 310.582 | G | 8011564825987 | 8011564825987 | 8011564967373 | 85362010
GWD4125 | RCCB 4P 40A AC/0,5 4M | RCCB 4P 40A AC/0,5 4M | 66 | 1 | NR | 64.9 | 1 | NR | 1.695% | OFFICIAL | 2DN13G19F3310UQ100 | 30 | 2DN | ENERGY | 13G | DIN RAIL MODULAR DEV | 19F | RCCB | 1 | 3 | NR | 1265.378 | CCM | 380.57 | 313.943 | G | 8011564825994 | 8011564825994 | 8011564967380 | 85362010
GWD4324 | RCCB 4P 40A AC/0,3 4M LEFT NEUTRAL | RCCB 4P 40A AC/0,3 4M LEWY ZERO | 66 | 1 | NR | 64.9 | 1 | NR | 1.695% | OFFICIAL | 2DN13G19F3310UQ100 | 30 | 2DN | ENERGY | 13G | DIN RAIL MODULAR DEV | 19F | RCCB | 1 | 3 | NR | 1265.378 | CCM | 377.559 | 310.932 | G | 8011564826458 | 8011564826458 | 8011564967847 | 85362010
GWD4082 | RCCB 2P 100A AC/0,03 2M | RCCB 2P 100A AC/0,03 2M | 121 | 1 | NR | 119 | 1 | NR | 1.681% | OFFICIAL | 2DN13G19F3310UO100 | 40 | 2DN | ENERGY | 13G | DIN RAIL MODULAR DEV | 19F | RCCB | 1 | 6 | NR | 632.689 | CCM | 222.729 | 190.466 | G
GWD4237 | RCCB 2P 63A A[S]/0,3 2M | RCCB 2P 63A A[S]/0,3 2M | 121 | 1 | NR | 119 | 1 | NR | 1.681% | OFFICIAL | 2DN13G19F3350UW100 | 30 | 2DN | ENERGY | 13G | DIN RAIL MODULAR DEV | 19F | RCCB | 1 | 6 | NR | 632.689 | CCM | 218.807 | 186.864 | G | 8011564824553 | 8011564824553 | 8011564966437 | 85362010
GWD4238 | RCCB 2P 63A A[S]/0,5 2M | RCCB 2P 63A A[S]/0,5 2M | 121 | 1 | NR | 119 | 1 | NR | 1.681% | OFFICIAL | 2DN13G19F3350UW100 | 30 | 2DN | ENERGY | 13G | DIN RAIL MODULAR DEV | 19F | RCCB | 1 | 6 | NR | 632.689 | CCM | 216.029 | 183.766 | G | 8011564826281 | 8011564826281 | 8011564967670 | 85362010
GWD4192 | RCCB 4P 100A A/0,03 4M | RCCB 4P 100A A/0,03 4M | 184 | 1 | NR | 181 | 1 | NR | 1.657% | OFFICIAL | 2DN13G19F3330UU100 | 10 | 2DN | ENERGY | 13G | DIN RAIL MODULAR DEV | 19F | RCCB | 1 | 3 | NR | 1265.378 | CCM | 383.976 | 317.349 | G
GWD4193 | RCCB 4P 100A A/0,1 4M | RCCB 4P 100A A/0,1 4M | 184 | 1 | NR | 181 | 1 | NR | 1.657% | OFFICIAL | 2DN13G19F3330UU100 | 10 | 2DN | ENERGY | 13G | DIN RAIL MODULAR DEV | 19F | RCCB | 1 | 3 | NR | 1265.378 | CCM | 368.483 | 301.856 | G
GWD4209 | RCCB 2P 63A A[IR]/0,3 2M | WYŁ.RÓŻN.CZYSTY 2P 63A A[IR]/0,3 2M | 123 | 1 | NR | 121 | 1 | NR | 1.653% | OFFICIAL | 2DN13G19F3370UX100 | 30 | 2DN | ENERGY | 13G | DIN RAIL MODULAR DEV | 19F | RCCB | 1 | 6 | NR | 632.689 | CCM | 219.375 | 190.058 | G | 8011564718203 | 8011564718203 | 8011564924383 | 85362010
GWD4502 | RCCB 2P 25A IMPULSE RESIST.B/0,03 4M. | RCCB 2P 25A ODPORN NA IMPUL.B/0,03 4M. | 369 | 1 | NR | 363 | 1 | NR | 1.653% | OFFICIAL | 2DN13G19F3340UJ100 | 30 | 2DN | ENERGY | 13G | DIN RAIL MODULAR DEV | 19F | RCCB | 1 | 3 | NR | 965.042 | CCM | 345.673 | 279.63 | G | 8034035018701 | 8034035018701 | 8034035425608 | 85362010
GWD4153 | RCCB 4P 63A A/0,1 4M | RCCB 4P 63A A/0,1 4M | 125 | 1 | NR | 123 | 1 | NR | 1.626% | OFFICIAL | 2DN13G19F3330UU100 | 30 | 2DN | ENERGY | 13G | DIN RAIL MODULAR DEV | 19F | RCCB | 1 | 3 | NR | 1265.378 | CCM | 373.26 | 306.633 | G | 8011564824331 | 8011564824331 | 8011564966215 | 85362010
GW94957K | RCCB 4P 100A INSTANT.A/0,03 4M. |  | 195 | 1 | NR | 192 | 1 | NR | 1.562% | INTERNAL USE | 2DN13G19F3330UU100 | 30 | 2DN | ENERGY | 13G | DIN RAIL MODULAR DEV | 19F |  | 1 | 3 | NR | 990.242 | CCM | 400 | 400 | G
GWD4208 | RCCB 2P 63A A[IR]/0,03 2M | RCCB 2P 63A A[IR]/0,03 2M | 130 | 1 | NR | 128 | 1 | NR | 1.562% | OFFICIAL | 2DN13G19F3370UX100 | 30 | 2DN | ENERGY | 13G | DIN RAIL MODULAR DEV | 19F | RCCB | 1 | 6 | NR | 632.689 | CCM | 221.382 | 189.439 | G | 8011564824393 | 8011564824393 | 8011564966277 | 85362010
GWD4269 | RCCB 2P 63A F/0,03 2M | RCCB 2P 63A F/0,03 2M | 130 | 1 | NR | 128 | 1 | NR | 1.562% | OFFICIAL | 2DN13G19F3360UF100 | 30 | 2DN | ENERGY | 13G | DIN RAIL MODULAR DEV | 19F | RCCB | 1 | 6 | NR | 468.798 | CCM | 230.559 | 192.292 | G | 8034035019845 | 8034035019845 | 8034035427343 | 85362010
GWD4092 | RCCB 2P 100A A/0,03 2M | RCCB 2P 100A A/0,03 2M | 135 | 1 | NR | 133 | 1 | NR | 1.504% | OFFICIAL | 2DN13G19F3330US100 | 10 | 2DN | ENERGY | 13G | DIN RAIL MODULAR DEV | 19F | RCCB | 1 | 6 | NR | 632.689 | CCM | 222.674 | 190.411 | G
GWD4093 | RCCB 2P 100A A/0,1 2M | RCCB 2P 100A A/0,1 2M | 135 | 1 | NR | 133 | 1 | NR | 1.504% | OFFICIAL | 2DN13G19F3330US100 | 10 | 2DN | ENERGY | 13G | DIN RAIL MODULAR DEV | 19F | RCCB | 1 | 6 | NR | 632.689 | CCM | 207.181 | 174.918 | G
GWD4364 | RCCB 4P 80A AC/0,3 4M LEFT NEUTRAL | RCCB 4P 80A AC/0,3 4M LEWY ZERO | 140 | 1 | NR | 138 | 1 | NR | 1.449% | OFFICIAL | 2DN13G19F3310UQ100 | 10 | 2DN | ENERGY | 13G | DIN RAIL MODULAR DEV | 19F | RCCB | 1 | 3 | NR | 1265.378 | CCM | 384.429 | 317.802 | G
GWD4384 | RCCB 4P 100A AC/0,3 4M LEFT NEUTRAL | RCCB 4P 100A AC/0,3 4M LEWY ZERO | 155 | 1 | NR | 153 | 1 | NR | 1.307% | OFFICIAL | 2DN13G19F3310UQ100 | 10 | 2DN | ENERGY | 13G | DIN RAIL MODULAR DEV | 19F | RCCB | 1 | 3 | NR | 1265.378 | CCM | 428.229 | 361.602 | G
GW94503 | ADD-ON RCD 2P IN<25A ISTANT.A/0,3 2M | DOD.WYŁ.RÓŻN. 2P IN<25A CHWIL.A/0,3 2M | 213 | 1 | NR | 209 | 1 | NR | 1.914% | OFFICIAL | 2DN13G20F3230UG100 | 30 | 2DN | ENERGY | 13G | DIN RAIL MODULAR DEV | 20F | ADD-ON RCD | 1 | 2 | NR | 1291.763 | CCM | 228.5 | 205.65 | G | 8011564061507 | 8011564061507 | 8011564383517 | 85362010
GW94504 | ADD-ON RCD 2P IN<25A ISTANT.A/0,5 2M | DOD.WYŁ.RÓŻN. 2P IN<25A CHWIL.A/0,5 2M | 213 | 1 | NR | 209 | 1 | NR | 1.914% | OFFICIAL | 2DN13G20F3230UG100 | 30 | 2DN | ENERGY | 13G | DIN RAIL MODULAR DEV | 20F | ADD-ON RCD | 1 | 2 | NR | 1291.763 | CCM | 228.5 | 205.65 | G | 8011564061521 | 8011564061521 | 8011564383531 | 85362010
GW94542 | ADD-ON RCD 3P IN<25A ISTANT.A/0,03 3,5M | DOD.WY.RÓŻN.3P IN<25A CHWIL.A/0,03 3,5M | 391 | 1 | NR | 384 | 1 | NR | 1.823% | OFFICIAL | 2DN13G20F3230UG100 | 30 | 2DN | ENERGY | 13G | DIN RAIL MODULAR DEV | 20F | ADD-ON RCD | 1 | 2 | NR | 1852.34 | CCM | 323.5 | 291.15 | G | 8011564061583 | 8011564061583 | 8011564383593 | 85362010
GW95406 | HP ADD-ON RCD 2P In<125A IST.AC/0.03 4M | DOD.WYŁ.RÓŻ-PR.2P In<125A CHW.AC/0,03 4M | 391 | 1 | NR | 384 | 1 | NR | 1.823% | OFFICIAL | 2DN13G20F3260Q0100 | 30 | 2DN | ENERGY | 13G | DIN RAIL MODULAR DEV | 20F | ADD-ON RCD | 1 | 2 | NR | 2054.052 | CCM | 481 | 432.9 | G | 8011564116078 | 8011564116078 | 8011564489516 | 85362090
GW94423 | ADD-ON RCD 4P IN<25A ISTANT.AC/0,3 3,5M | DOD.WYŁ.RÓŻN.4P IN<25A CHWIL.AC/0,3 3,5M | 284 | 1 | NR | 279 | 1 | NR | 1.792% | OFFICIAL | 2DN13G20F3210UA100 | 30 | 2DN | ENERGY | 13G | DIN RAIL MODULAR DEV | 20F | ADD-ON RCD | 1 | 2 | NR | 2054.052 | CCM | 328.5 | 295.65 | G | 8011564061439 | 8011564061439 | 8011564383449 | 85362010
GW94424 | ADD-ON RCD 4P IN<25A ISTANT.AC/0,5 3,5M | DOD.WYŁ.RÓŻN.4P IN<25A CHWIL.AC/0,5 3,5M | 284 | 1 | NR | 279 | 1 | NR | 1.792% | OFFICIAL | 2DN13G20F3210UA100 | 30 | 2DN | ENERGY | 13G | DIN RAIL MODULAR DEV | 20F | ADD-ON RCD | 1 | 2 | NR | 2054.052 | CCM | 333 | 299.7 | G | 8011564061446 | 8011564061446 | 8011564383456 | 85362010
GW95428 | HP ADD-ON RCD 4P In<125A IST.AC/0.3 6M | DOD.WYŁ.RÓŻ-PR.4P In<125A CHW.AC/0,3 6M | 512 | 1 | NR | 503 | 1 | NR | 1.789% | OFFICIAL | 2DN13G20F3260Q0100 | 30 | 2DN | ENERGY | 13G | DIN RAIL MODULAR DEV | 20F | ADD-ON RCD | 1 | 2 | NR | 3334.65 | CCM | 816.5 | 734.85 | G | 8011564116399 | 8011564116399 | 8011564489691 | 85362090
GW95426 | HP ADD-ON RCD 4P In<125A IST.AC/0.03 6M | DOD.WYŁ.RÓŻ-PR.4P In<125A CHW.AC/0,03 6M | 635 | 1 | NR | 624 | 1 | NR | 1.763% | OFFICIAL | 2DN13G20F3260Q0100 | 30 | 2DN | ENERGY | 13G | DIN RAIL MODULAR DEV | 20F | ADD-ON RCD | 1 | 2 | NR | 3334.65 | CCM | 815.5 | 733.95 | G | 8011564116375 | 8011564116375 | 8011564489677 | 85362090
GW94585 | ADD-ON RCD 4P IN<63A SELECT.A/1 3,5M | DOD.WY.RÓŻN.4P IN<63A SELEKT.A/1 3,5M | 578 | 1 | NR | 568 | 1 | NR | 1.761% | OFFICIAL | 2DN13G20F3250UM100 | 30 | 2DN | ENERGY | 13G | DIN RAIL MODULAR DEV | 20F | ADD-ON RCD | 1 | 2 | NR | 2054.052 | CCM | 359.5 | 323.55 | G | 8011564061750 | 8011564061750 | 8011564383760 | 85362010
GW95436 | HP ADD-ON RCD 2P In<125A IST.A /0.03 4M | DOD.WYŁ.RÓŻ-PR.2P In<125A CHW.A/0,03 4M | 522 | 1 | NR | 513 | 1 | NR | 1.754% | OFFICIAL | 2DN13G20F3270Q6100 | 30 | 2DN | ENERGY | 13G | DIN RAIL MODULAR DEV | 20F | ADD-ON RCD | 1 | 2 | NR | 2054.052 | CCM | 478 | 430.2 | G | 8011564116443 | 8011564116443 | 8011564489745 | 85362090
GW95478 | HP ADD-ON RCD 3P In<125A SEL.A/0.3 6M | DOD.WYŁ.RÓŻ-PR.3P In<125A SEL.A/0,3 6M | 873 | 1 | NR | 858 | 1 | NR | 1.748% | OFFICIAL | 2DN13G20F3280QC100 | 30 | 2DN | ENERGY | 13G | DIN RAIL MODULAR DEV | 20F | ADD-ON RCD | 1 | 2 | NR | 3334.65 | CCM | 696.5 | 626.85 | G | 8011564116658 | 8011564116658 | 8011564489943 | 85362090
GW95480 | HP ADD-ON RCD 3P In<125A SEL.A/1 6M | DOD.WYŁ.RÓŻ-PR.3P In<125A SEL.A/1 6M | 873 | 1 | NR | 858 | 1 | NR | 1.748% | OFFICIAL | 2DN13G20F3280QC100 | 30 | 2DN | ENERGY | 13G | DIN RAIL MODULAR DEV | 20F | ADD-ON RCD | 1 | 2 | NR | 3334.65 | CCM | 703.5 | 633.15 | G | 8011564116665 | 8011564116665 | 8011564489950 | 85362090
GW94513 | ADD-ON RCD 2P IN<63A ISTANT.A/0,3 2M | DOD.WYŁ.RÓŻN. 2P IN<63A CHWIL.A/0,3 2M | 233 | 1 | NR | 229 | 1 | NR | 1.747% | OFFICIAL | 2DN13G20F3230UG100 | 30 | 2DN | ENERGY | 13G | DIN RAIL MODULAR DEV | 20F | ADD-ON RCD | 1 | 2 | NR | 1291.763 | CCM | 235.5 | 211.95 | G | 8011564061552 | 8011564061552 | 8011564383562 | 85362010
GW94514 | ADD-ON RCD 2P IN<63A ISTANT.A/0,5 2M | DOD.WYŁ.RÓŻN. 2P IN<63A CHWIL.A/0,5 2M | 233 | 1 | NR | 229 | 1 | NR | 1.747% | OFFICIAL | 2DN13G20F3230UG100 | 30 | 2DN | ENERGY | 13G | DIN RAIL MODULAR DEV | 20F | ADD-ON RCD | 1 | 2 | NR | 1291.763 | CCM | 242.5 | 218.25 | G | 8011564061569 | 8011564061569 | 8011564383579 | 85362010
GW94548 | ADD-ON RCD 3P IN<63A ISTANT.A/0,3 3,5M | DOD.WY.RÓŻN.3P IN<63A CHWIL.A/0,3 3,5M | 351 | 1 | NR | 345 | 1 | NR | 1.739% | OFFICIAL | 2DN13G20F3230UG100 | 30 | 2DN | ENERGY | 13G | DIN RAIL MODULAR DEV | 20F | ADD-ON RCD | 1 | 2 | NR | 1852.34 | CCM | 330 | 297 | G | 8011564061620 | 8011564061620 | 8011564383630 | 85362010
GW94549 | ADD-ON RCD 3P IN<63A ISTANT.A/0,5 3,5M | DOD.WY.RÓŻN.3P IN<63A CHWIL.A/0,5 3,5M | 351 | 1 | NR | 345 | 1 | NR | 1.739% | OFFICIAL | 2DN13G20F3230UG100 | 30 | 2DN | ENERGY | 13G | DIN RAIL MODULAR DEV | 20F | ADD-ON RCD | 1 | 2 | NR | 1852.34 | CCM | 331 | 297.9 | G | 8011564061637 | 8011564061637 | 8011564383647 | 85362010
GW94403 | ADD-ON RCD 2P IN<25A ISTANT.AC/0,3 2M. | DOD.WYŁ.RÓŻN. 2P IN<25A CHWIL.AC/0,3 2M | 177 | 1 | NR | 174 | 1 | NR | 1.724% | OFFICIAL | 2DN13G20F3210UA100 | 30 | 2DN | ENERGY | 13G | DIN RAIL MODULAR DEV | 20F | ADD-ON RCD | 1 | 2 | NR | 1291.763 | CCM | 231 | 207.9 | G | 8011564061316 | 8011564061316 | 8011564383326 | 85362010
GW94404 | ADD-ON RCD 2P IN<25A ISTANT.AC/0,5 2M. | DOD.WYŁ.RÓŻN. 2P IN<25A CHWIL.AC/0,5 2M | 177 | 1 | NR | 174 | 1 | NR | 1.724% | OFFICIAL | 2DN13G20F3210UA100 | 30 | 2DN | ENERGY | 13G | DIN RAIL MODULAR DEV | 20F | ADD-ON RCD | 1 | 2 | NR | 1291.763 | CCM | 224.5 | 202.05 | G | 8011564061323 | 8011564061323 | 8011564383333 | 85362010
GW95456 | HP ADD-ON RCD 4P In<125A IST.A /0.03 6M | DOD.WYŁ.RÓŻ-PR.4P In<125A CHW.A/0,03 6M | 827 | 1 | NR | 813 | 1 | NR | 1.722% | OFFICIAL | 2DN13G20F3270Q6100 | 30 | 2DN | ENERGY | 13G | DIN RAIL MODULAR DEV | 20F | ADD-ON RCD | 1 | 2 | NR | 3334.65 | CCM | 817.5 | 735.75 | G | 8011564116573 | 8011564116573 | 8011564489868 | 85362090
GW94422 | ADD-ON RCD 4P IN<25A ISTANT.AC/0,03 3,5M | DOD.WY.RÓŻN.4P IN<25A CHWIL.AC/0,03 3,5M | 355 | 1 | NR | 349 | 1 | NR | 1.719% | OFFICIAL | 2DN13G20F3210UA100 | 30 | 2DN | ENERGY | 13G | DIN RAIL MODULAR DEV | 20F | ADD-ON RCD | 1 | 2 | NR | 2054.052 | CCM | 344.5 | 310.05 | G | 8011564061422 | 8011564061422 | 8011564383432 | 85362010
GW94449 | ADD-ON RCD 3P IN<63A ISTANT.AC/0,3 3,5M | DOD.WY.RÓŻN.3P IN<63A CHWIL.AC/0,3 3,5M | 296 | 1 | NR | 291 | 1 | NR | 1.718% | OFFICIAL | 2DN13G20F3210UA100 | 30 | 2DN | ENERGY | 13G | DIN RAIL MODULAR DEV | 20F | ADD-ON RCD | 1 | 2 | NR | 1852.34 | CCM | 328.5 | 295.65 | G | 8011564061408 | 8011564061408 | 8011564383418 | 85362010
GW94450 | ADD-ON RCD 3P IN<63A ISTANT.AC/0,5 3,5M | DOD.WY.RÓŻN.3P IN<63A CHWIL.AC/0,5 3,5M | 296 | 1 | NR | 291 | 1 | NR | 1.718% | OFFICIAL | 2DN13G20F3210UA100 | 30 | 2DN | ENERGY | 13G | DIN RAIL MODULAR DEV | 20F | ADD-ON RCD | 1 | 2 | NR | 1852.34 | CCM | 332.5 | 299.25 | G | 8011564061415 | 8011564061415 | 8011564383425 | 85362010
GW94512 | ADD-ON RCD 2P IN<63A ISTANT.A/0,03 2M | DOD.WYŁ.RÓŻN. 2P IN<63A CHWIL.A/0,03 2M | 296 | 1 | NR | 291 | 1 | NR | 1.718% | OFFICIAL | 2DN13G20F3230UG100 | 30 | 2DN | ENERGY | 13G | DIN RAIL MODULAR DEV | 20F | ADD-ON RCD | 1 | 2 | NR | 1291.763 | CCM | 247 | 222.3 | G | 8011564061538 | 8011564061538 | 8011564383548 | 85362010
GW95418 | HP ADD-ON RCD 3P In<125A IST.AC/0.3 6M | DOD.WYŁ.RÓŻ-PR.3P In<125A CHW.AC/0,3 6M | 478 | 1 | NR | 470 | 1 | NR | 1.702% | OFFICIAL | 2DN13G20F3260Q0100 | 30 | 2DN | ENERGY | 13G | DIN RAIL MODULAR DEV | 20F | ADD-ON RCD | 1 | 2 | NR | 3334.65 | CCM | 699.5 | 629.55 | G | 8011564116337 | 8011564116337 | 8011564489639 | 85362090
GW95416 | HP ADD-ON RCD 3P In<125A IST.AC/0.03 6M | DOD.WYŁ.RÓŻ-PR.3P In<125A CHW.AC/0,03 6M | 601 | 1 | NR | 591 | 1 | NR | 1.692% | OFFICIAL | 2DN13G20F3260Q0100 | 30 | 2DN | ENERGY | 13G | DIN RAIL MODULAR DEV | 20F | ADD-ON RCD | 1 | 2 | NR | 3334.65 | CCM | 713.5 | 642.15 | G | 8011564116313 | 8011564116313 | 8011564489615 | 85362090
GW95458 | HP ADD-ON RCD 4P In<125A IST.A /0.3 6M | DOD.WYŁ.RÓŻ-PR.4P In<125A CHW.A/0,3 6M | 667 | 1 | NR | 656 | 1 | NR | 1.677% | OFFICIAL | 2DN13G20F3270Q6100 | 30 | 2DN | ENERGY | 13G | DIN RAIL MODULAR DEV | 20F | ADD-ON RCD | 1 | 2 | NR | 3334.65 | CCM | 804 | 723.6 | G | 8011564116580 | 8011564116580 | 8011564489875 | 85362090
GW94448 | ADD-ON RCD 3P IN<63A ISTANT.AC/0,03 3,5M | DOD.WY.RÓŻN.3P IN<63A CHWIL.AC/0,03 3,5M | 365 | 1 | NR | 359 | 1 | NR | 1.671% | OFFICIAL | 2DN13G20F3210UA100 | 30 | 2DN | ENERGY | 13G | DIN RAIL MODULAR DEV | 20F | ADD-ON RCD | 1 | 2 | NR | 1852.34 | CCM | 347 | 312.3 | G | 8011564061392 | 8011564061392 | 8011564383401 | 85362010
GW94412 | ADD-ON RCD 2P IN<63A ISTANT.AC/0,03 2M. | DOD.WYŁ.RÓŻN. 2P IN<63A CHWIL.AC/0,03 2M | 245 | 1 | NR | 241 | 1 | NR | 1.66% | OFFICIAL | 2DN13G20F3210UA100 | 30 | 2DN | ENERGY | 13G | DIN RAIL MODULAR DEV | 20F | ADD-ON RCD | 1 | 2 | NR | 1291.763 | CCM | 251.5 | 226.35 | G | 8011564061330 | 8011564061330 | 8011564383340 | 85362010
GW94598 | ADD-ON RCD 3P IN<63A SELECT.A/0,3 3,5M | DOD.WY.RÓŻN.3P IN<63A SELEKT.A/0,3 3,5M | 492 | 1 | NR | 484 | 1 | NR | 1.653% | OFFICIAL | 2DN13G20F3250UM100 | 30 | 2DN | ENERGY | 13G | DIN RAIL MODULAR DEV | 20F | ADD-ON RCD | 1 | 2 | NR | 1852.34 | CCM | 306 | 275.4 | G | 8011564061712 | 8011564061712 | 8011564383722 | 85362010
GW94595 | ADD-ON RCD 3P IN<63A IMMUN.A/0,03 3,5M | DOD.WY.RÓŻN.3P IN<63A ODP.A/0,03 3,5M | 496 | 1 | NR | 488 | 1 | NR | 1.639% | OFFICIAL | 2DN13G20F3320UC100 | 30 | 2DN | ENERGY | 13G | DIN RAIL MODULAR DEV | 20F | ADD-ON RCD | 1 | 2 | NR | 1852.34 | CCM | 281.137 | 179.571 | G | 8011564761988 | 8011564761988 | 8011564905276 | 85362010
GW95488 | HP ADD-ON RCD 4P In<125A SEL.A/0.3 6M | DOD.WYŁ.RÓŻ-PR.4P In<125A SEL.A/0,3 6M | 932 | 1 | NR | 917 | 1 | NR | 1.636% | OFFICIAL | 2DN13G20F3280QC100 | 30 | 2DN | ENERGY | 13G | DIN RAIL MODULAR DEV | 20F | ADD-ON RCD | 1 | 2 | NR | 3334.65 | CCM | 816.5 | 734.85 | G | 8011564116696 | 8011564116696 | 8011564489981 | 85362090
GW95490 | HP ADD-ON RCD 4P In<125A SEL.A/1 6M | DOD.WYŁ.RÓŻ-PR.4P In<125A SEL.A/1 6M | 932 | 1 | NR | 917 | 1 | NR | 1.636% | OFFICIAL | 2DN13G20F3280QC100 | 30 | 2DN | ENERGY | 13G | DIN RAIL MODULAR DEV | 20F | ADD-ON RCD | 1 | 2 | NR | 3334.65 | CCM | 817 | 735.3 | G | 8011564116702 | 8011564116702 | 8011564489998 | 85362090
GW95448 | HP ADD-ON RCD 3P In<125A IST.A /0.3 6M | DOD.WYŁ.RÓŻ-PR.3P In<125A CHW.A/0,3 6M | 623 | 1 | NR | 613 | 1 | NR | 1.631% | OFFICIAL | 2DN13G20F3270Q6100 | 30 | 2DN | ENERGY | 13G | DIN RAIL MODULAR DEV | 20F | ADD-ON RCD | 1 | 2 | NR | 3334.65 | CCM | 821.5 | 739.35 | G | 8011564116535 | 8011564116535 | 8011564489820 | 85362090
GW94522 | ADD-ON RCD 4P IN<25A ISTANT.A/0,03 3,5M | DOD.WY.RÓŻN.4P IN<25A CHWIL.A/0,03 3,5M | 81.1 | 1 | NR | 79.8 | 1 | NR | 1.629% | OFFICIAL | 2DN13G20F3230UG100 | 30 | 2DN | ENERGY | 13G | DIN RAIL MODULAR DEV | 20F | ADD-ON RCD | 1 | 2 | NR | 2054.052 | CCM | 341.5 | 307.35 | G | 8011564061644 | 8011564061644 | 8011564383654 | 85362010
GW94433 | ADD-ON RCD 4P IN<63A ISTANT.AC/0,3 3,5M | DOD.WY.RÓŻN.4P IN<63A CHWIL.AC/0,3 3,5M | 313 | 1 | NR | 308 | 1 | NR | 1.623% | OFFICIAL | 2DN13G20F3210UA100 | 30 | 2DN | ENERGY | 13G | DIN RAIL MODULAR DEV | 20F | ADD-ON RCD | 1 | 2 | NR | 2054.052 | CCM | 363 | 326.7 | G | 8011564061460 | 8011564061460 | 8011564383470 | 85362010
GW94434 | ADD-ON RCD 4P IN<63A ISTANT.AC/0,5 3,5M | DOD.WY.RÓŻN.4P IN<63A CHWIL.AC/0,5 3,5M | 313 | 1 | NR | 308 | 1 | NR | 1.623% | OFFICIAL | 2DN13G20F3210UA100 | 30 | 2DN | ENERGY | 13G | DIN RAIL MODULAR DEV | 20F | ADD-ON RCD | 1 | 2 | NR | 2054.052 | CCM | 361 | 324.9 | G | 8011564061484 | 8011564061484 | 8011564383494 | 85362010
GW94533 | ADD-ON RCD 4P IN<63A ISTANT.A/0,3 3,5M | DOD.WY.RÓŻN.4P IN<63A CHWIL.A/0,3 3,5M | 377 | 1 | NR | 371 | 1 | NR | 1.617% | OFFICIAL | 2DN13G20F3230UG100 | 30 | 2DN | ENERGY | 13G | DIN RAIL MODULAR DEV | 20F | ADD-ON RCD | 1 | 2 | NR | 2054.052 | CCM | 368.5 | 331.65 | G | 8011564061682 | 8011564061682 | 8011564383692 | 85362010
GW94534 | ADD-ON RCD 4P IN<63A ISTANT.A/0,5 3,5M | DOD.WY.RÓŻN.4P IN<63A CHWIL.A/0,5 3,5M | 377 | 1 | NR | 371 | 1 | NR | 1.617% | OFFICIAL | 2DN13G20F3230UG100 | 30 | 2DN | ENERGY | 13G | DIN RAIL MODULAR DEV | 20F | ADD-ON RCD | 1 | 2 | NR | 2054.052 | CCM | 361.5 | 325.35 | G | 8011564061699 | 8011564061699 | 8011564383708 | 85362010
GW94543 | ADD-ON RCD 3P IN<25A ISTANT.A/0,3 3,5M | DOD.WY.RÓŻN.3P IN<25A CHWIL.A/0,3 3,5M | 316 | 1 | NR | 311 | 1 | NR | 1.608% | OFFICIAL | 2DN13G20F3230UG100 | 30 | 2DN | ENERGY | 13G | DIN RAIL MODULAR DEV | 20F | ADD-ON RCD | 1 | 2 | NR | 1852.34 | CCM | 301 | 270.9 | G | 8011564061590 | 8011564061590 | 8011564383609 | 85362010
GW94544 | ADD-ON RCD 3P IN<25A ISTANT.A/0,5 3,5M | DOD.WY.RÓŻN.3P IN<25A CHWIL.A/0,5 3,5M | 316 | 1 | NR | 311 | 1 | NR | 1.608% | OFFICIAL | 2DN13G20F3230UG100 | 30 | 2DN | ENERGY | 13G | DIN RAIL MODULAR DEV | 20F | ADD-ON RCD | 1 | 2 | NR | 1852.34 | CCM | 298.5 | 268.65 | G | 8011564061606 | 8011564061606 | 8011564383616 | 85362010
GW95408 | HP ADD-ON RCD 2P In<125A IST.AC/0.3 4M | DOD.WYŁ.RÓŻ-PR.2P In<125A CHW.AC/0,3 4M | 316 | 1 | NR | 311 | 1 | NR | 1.608% | OFFICIAL | 2DN13G20F3260Q0100 | 30 | 2DN | ENERGY | 13G | DIN RAIL MODULAR DEV | 20F | ADD-ON RCD | 1 | 2 | NR | 2054.052 | CCM | 476 | 428.4 | G | 8011564116092 | 8011564116092 | 8011564489530 | 85362090
GW94547 | ADD-ON RCD 3P IN<63A ISTANT.A/0,03 3,5M | DOD.WY.RÓŻN.3P IN<63A CHWIL.A/0,03 3,5M | 444 | 1 | NR | 437 | 1 | NR | 1.602% | OFFICIAL | 2DN13G20F3230UG100 | 30 | 2DN | ENERGY | 13G | DIN RAIL MODULAR DEV | 20F | ADD-ON RCD | 1 | 2 | NR | 1852.34 | CCM | 355.5 | 319.95 | G | 8011564061613 | 8011564061613 | 8011564383623 | 85362010
GW94532 | ADD-ON RCD 4P IN<63A ISTANT.A/0,03 3,5M | DOD.WY.RÓŻN.4P IN<63A CHWIL.A/0,03 3,5M | 83 | 1 | NR | 81.7 | 1 | NR | 1.591% | OFFICIAL | 2DN13G20F3230UG100 | 30 | 2DN | ENERGY | 13G | DIN RAIL MODULAR DEV | 20F | ADD-ON RCD | 1 | 2 | NR | 2054.052 | CCM | 375.5 | 337.95 | G | 8011564061675 | 8011564061675 | 8011564383685 | 85362010
GW94432 | ADD-ON RCD 4P IN<63A ISTANT.AC/0,03 3,5M | DOD.WY.RÓŻN.4P IN<63A CHWIL.AC/0,03 3,5M | 385 | 1 | NR | 379 | 1 | NR | 1.583% | OFFICIAL | 2DN13G20F3210UA100 | 30 | 2DN | ENERGY | 13G | DIN RAIL MODULAR DEV | 20F | ADD-ON RCD | 1 | 2 | NR | 2054.052 | CCM | 395 | 355.5 | G | 8011564061453 | 8011564061453 | 8011564383463 | 85362010
GW95468 | HP ADD-ON RCD 2P In<125A SEL.A/0.3 4M | DOD.WYŁ.RÓŻ-PR.2P In<125A SEL.A/0,3 4M | 579 | 1 | NR | 570 | 1 | NR | 1.579% | OFFICIAL | 2DN13G20F3280QC100 | 30 | 2DN | ENERGY | 13G | DIN RAIL MODULAR DEV | 20F | ADD-ON RCD | 1 | 2 | NR | 2054.052 | CCM | 476 | 428.4 | G | 8011564116610 | 8011564116610 | 8011564489905 | 85362090
GW95470 | HP ADD-ON RCD 2P In<125A SEL.A/1 4M | DOD.WYŁ.RÓŻ-PR.2P In<125A SEL.A/1 4M | 579 | 1 | NR | 570 | 1 | NR | 1.579% | OFFICIAL | 2DN13G20F3280QC100 | 30 | 2DN | ENERGY | 13G | DIN RAIL MODULAR DEV | 20F | ADD-ON RCD | 1 | 2 | NR | 2054.052 | CCM | 480.5 | 432.45 | G | 8011564116627 | 8011564116627 | 8011564489912 | 85362090
GW94566 | ADD-ON RCD 2P IN<63A IMMUN.A/0,03 2M | DOD.WYŁ.RÓŻN. 2P IN<63A ODP.A/0,03 2M | 324 | 1 | NR | 319 | 1 | NR | 1.567% | OFFICIAL | 2DN13G20F3320UC100 | 30 | 2DN | ENERGY | 13G | DIN RAIL MODULAR DEV | 20F | ADD-ON RCD | 1 | 2 | NR | 1291.763 | CCM | 222.947 | 136.351 | G | 8011564761971 | 8011564761971 | 8011564905269 | 85362010
GW94586 | ADD-ON RCD 4P IN<63A IMMUN.A/0,03 3,5M | DOD.WY.RÓŻN.4P IN<63A ODP.A/0,03 3,5M | 520 | 1 | NR | 512 | 1 | NR | 1.562% | OFFICIAL | 2DN13G20F3320UC100 | 30 | 2DN | ENERGY | 13G | DIN RAIL MODULAR DEV | 20F | ADD-ON RCD | 1 | 2 | NR | 2054.052 | CCM | 394.664 | 260.164 | G | 8011564761995 | 8011564761995 | 8011564905283 | 85362010
GW95446 | HP ADD-ON RCD 3P In<125A IST.A /0.03 6M | DOD.WYŁ.RÓŻ-PR.3P In<125A CHW.A/0,03 6M | 780 | 1 | NR | 768 | 1 | NR | 1.562% | OFFICIAL | 2DN13G20F3270Q6100 | 30 | 2DN | ENERGY | 13G | DIN RAIL MODULAR DEV | 20F | ADD-ON RCD | 1 | 2 | NR | 3334.65 | CCM | 702.5 | 632.25 | G | 8011564116511 | 8011564116511 | 8011564489806 | 85362090
GW95512 | HP ADD-ON RCD 4P In<125A ADJ.A 0.3/3 6M | DOD.WYŁ.RÓŻ-PR.4P In<125A REG.A/3 6M | 1300 | 1 | NR | 1280 | 1 | NR | 1.562% | OFFICIAL | 2DN13G20F3270Q6100 | 30 | 2DN | ENERGY | 13G | DIN RAIL MODULAR DEV | 20F | ADD-ON RCD | 1 | 2 | NR | 3334.65 | CCM | 839 | 755.1 | G | 8011564126121 | 8011564126121 | 8011564504721 | 85362090
GW94563 | ADD-ON RCD 2P IN<63A SELECT.A/0,3 2M | DOD.WYŁ.RÓŻN. 2P IN<63A SELEKT.A/0,3 2M | 326 | 1 | NR | 321 | 1 | NR | 1.558% | OFFICIAL | 2DN13G20F3250UM100 | 30 | 2DN | ENERGY | 13G | DIN RAIL MODULAR DEV | 20F | ADD-ON RCD | 1 | 2 | NR | 1291.763 | CCM | 243.5 | 219.15 | G | 8011564061705 | 8011564061705 | 8011564383715 | 85362010
GW94413 | ADD-ON RCD 2P IN<63A ISTANT.AC/0,3 2M. | DOD.WYŁ.RÓŻN. 2P IN<63A CHWIL.AC/0,3 2M | 196 | 1 | NR | 193 | 1 | NR | 1.554% | OFFICIAL | 2DN13G20F3210UA100 | 30 | 2DN | ENERGY | 13G | DIN RAIL MODULAR DEV | 20F | ADD-ON RCD | 1 | 2 | NR | 1291.763 | CCM | 240 | 216 | G | 8011564061347 | 8011564061347 | 8011564383357 | 85362010
GW94414 | ADD-ON RCD 2P IN<63A ISTANT.AC/0,5 2M. | DOD.WYŁ.RÓŻN. 2P IN<63A CHWIL.AC/0,5 2M | 196 | 1 | NR | 193 | 1 | NR | 1.554% | OFFICIAL | 2DN13G20F3210UA100 | 30 | 2DN | ENERGY | 13G | DIN RAIL MODULAR DEV | 20F | ADD-ON RCD | 1 | 2 | NR | 1291.763 | CCM | 249.5 | 224.55 | G | 8011564061354 | 8011564061354 | 8011564383364 | 85362010
GW94401 | ADD-ON RCD 2P IN<25A ISTANT.AC/0,01 2M. | DOD.WYŁ.RÓŻN. 2P IN<25A CHWIL.AC/0,01 2M | 327 | 1 | NR | 322 | 1 | NR | 1.553% | OFFICIAL | 2DN13G20F3210UA100 | 30 | 2DN | ENERGY | 13G | DIN RAIL MODULAR DEV | 20F | ADD-ON RCD | 1 | 2 | NR | 1291.763 | CCM | 234.5 | 211.05 | G | 8011564061293 | 8011564061293 | 8011564383302 | 85362010
GW94442 | ADD-ON RCD 3P IN<25A ISTANT.AC/0,03 3,5M | DOD.WY.RÓŻN.3P IN<25A CHWIL.AC/0,03 3,5M | 327 | 1 | NR | 322 | 1 | NR | 1.553% | OFFICIAL | 2DN13G20F3210UA100 | 30 | 2DN | ENERGY | 13G | DIN RAIL MODULAR DEV | 20F | ADD-ON RCD | 1 | 2 | NR | 1852.34 | CCM | 322.5 | 290.25 | G | 8011564061361 | 8011564061361 | 8011564383371 | 85362010
GW94583 | ADD-ON RCD 4P IN<63A SELECT.A/0,3 3,5M | DOD.WY.RÓŻN.4P IN<63A SELEKT.A/0,3 3,5M | 524 | 1 | NR | 516 | 1 | NR | 1.55% | OFFICIAL | 2DN13G20F3250UM100 | 30 | 2DN | ENERGY | 13G | DIN RAIL MODULAR DEV | 20F | ADD-ON RCD | 1 | 2 | NR | 2054.052 | CCM | 375.5 | 337.95 | G | 8011564061729 | 8011564061729 | 8011564383739 | 85362010
GW94443 | ADD-ON RCD 3P IN<25A ISTANT.AC/0,3 3,5M | DOD.WYŁ.RÓŻN.3P IN<25A CHWIL.AC/0,3 3,5M | 266 | 1 | NR | 262 | 1 | NR | 1.527% | OFFICIAL | 2DN13G20F3210UA100 | 30 | 2DN | ENERGY | 13G | DIN RAIL MODULAR DEV | 20F | ADD-ON RCD | 1 | 2 | NR | 1852.34 | CCM | 308 | 277.2 | G | 8011564061378 | 8011564061378 | 8011564383388 | 85362010
GW94444 | ADD-ON RCD 3P IN<25A ISTANT.AC/0,5 3,5M | DOD.WYŁ.RÓŻN.3P IN<25A CHWIL.AC/0,5 3,5M | 266 | 1 | NR | 262 | 1 | NR | 1.527% | OFFICIAL | 2DN13G20F3210UA100 | 30 | 2DN | ENERGY | 13G | DIN RAIL MODULAR DEV | 20F | ADD-ON RCD | 1 | 2 | NR | 1852.34 | CCM | 308 | 277.2 | G | 8011564061385 | 8011564061385 | 8011564383395 | 85362010
GW94502 | ADD-ON RCD 2P IN<25A ISTANT.A/0,03 2M | DOD.WYŁ.RÓŻN. 2P IN<25A CHWIL.A/0,03 2M | 266 | 1 | NR | 262 | 1 | NR | 1.527% | OFFICIAL | 2DN13G20F3230UG100 | 30 | 2DN | ENERGY | 13G | DIN RAIL MODULAR DEV | 20F | ADD-ON RCD | 1 | 2 | NR | 1291.763 | CCM | 225.5 | 202.95 | G | 8011564061491 | 8011564061491 | 8011564383500 | 85362010
GW94523 | ADD-ON RCD 4P IN<25A ISTANT.A/0,3 3,5M | DOD.WY.RÓŻN.4P IN<25A CHWIL.A/0,3 3,5M | 337 | 1 | NR | 332 | 1 | NR | 1.506% | OFFICIAL | 2DN13G20F3230UG100 | 30 | 2DN | ENERGY | 13G | DIN RAIL MODULAR DEV | 20F | ADD-ON RCD | 1 | 2 | NR | 2054.052 | CCM | 313.5 | 282.15 | G | 8011564061651 | 8011564061651 | 8011564383661 | 85362010
GW94524 | ADD-ON RCD 4P IN<25A ISTANT.A/0,5 3,5M | DOD.WY.RÓŻN.4P IN<25A CHWIL.A/0,5 3,5M | 337 | 1 | NR | 332 | 1 | NR | 1.506% | OFFICIAL | 2DN13G20F3230UG100 | 30 | 2DN | ENERGY | 13G | DIN RAIL MODULAR DEV | 20F | ADD-ON RCD | 1 | 2 | NR | 2054.052 | CCM | 333 | 299.7 | G | 8011564061668 | 8011564061668 | 8011564383678 | 85362010
GW94600 | ADD-ON RCD 3P IN<63A SELECT.A/1 3,5M | DOD.WY.RÓŻN.3P IN<63A SELEKT.A/1 3,5M | 541 | 1 | NR | 533 | 1 | NR | 1.501% | OFFICIAL | 2DN13G20F3250UM100 | 30 | 2DN | ENERGY | 13G | DIN RAIL MODULAR DEV | 20F | ADD-ON RCD | 1 | 2 | NR | 1852.34 | CCM | 334.5 | 301.05 | G | 8011564061743 | 8011564061743 | 8011564383753 | 85362010
GW95438 | HP ADD-ON RCD 2P In<125A IST.A /0.3 4M | DOD.WYŁ.RÓŻ-PR.2P In<125A CHW.A/0,3 4M | 413 | 1 | NR | 407 | 1 | NR | 1.474% | OFFICIAL | 2DN13G20F3270Q6100 | 30 | 2DN | ENERGY | 13G | DIN RAIL MODULAR DEV | 20F | ADD-ON RCD | 1 | 2 | NR | 2054.052 | CCM | 475.5 | 427.95 | G | 8011564116467 | 8011564116467 | 8011564489769 | 85362090
GW94402 | ADD-ON RCD 2P IN<25A ISTANT.AC/0,03 2M. | DOD.WYŁ.RÓŻN. 2P IN<25A CHWIL.AC/0,03 2M | 208 | 1 | NR | 205 | 1 | NR | 1.463% | OFFICIAL | 2DN13G20F3210UA100 | 30 | 2DN | ENERGY | 13G | DIN RAIL MODULAR DEV | 20F | ADD-ON RCD | 1 | 2 | NR | 1291.763 | CCM | 233.5 | 210.15 | G | 8011564061309 | 8011564061309 | 8011564383319 | 85362010
GW94565 | ADD-ON RCD 2P IN<63A SELECT.A/1 2M | DOD.WYŁ.RÓŻN. 2P IN<63A SELEKT.A/1 2M | 358 | 1 | NR | 353 | 1 | NR | 1.416% | OFFICIAL | 2DN13G20F3250UM100 | 30 | 2DN | ENERGY | 13G | DIN RAIL MODULAR DEV | 20F | ADD-ON RCD | 1 | 2 | NR | 1291.763 | CCM | 241.5 | 217.35 | G | 8011564061736 | 8011564061736 | 8011564383746 | 85362010
GW96861 | ANALOGUE VOLTMETER 0-300V 3M | WOLTOMIERZ ANALOGOWY 0-300V 3M | 99.4 | 1 | NR |  |  |  |  | INTERNAL USE | 2DN13G21F3580W6100 | 40 | 2DN | ENERGY | 13G | DIN RAIL MODULAR DEV | 21F | MODULAR ACCESSORIES | 1 | 4 | NR | 550 | CCM | 140.75 | 126.675 | G
GW96871 | ANALOGUE AMMETER DIRECT ACTIV. 10A 3M | AMPEROMIERZ ANALOGOWY DZIAŁ.BEZP. 10A 3M | 101 | 1 | NR |  |  |  |  | INTERNAL USE | 2DN13G21F3580W8100 | 40 | 2DN | ENERGY | 13G | DIN RAIL MODULAR DEV | 21F | MODULAR ACCESSORIES | 1 | 4 | NR | 550 | CCM | 139.25 | 125.325 | G
GW96872 | ANALOGUE AMMETER DIRECT ACTIV. 20A 3M | AMPEROMIERZ ANALOGOWY DZIAŁ.BEZP. 20A 3M | 103 | 1 | NR |  |  |  |  | INTERNAL USE | 2DN13G21F3580W8100 | 40 | 2DN | ENERGY | 13G | DIN RAIL MODULAR DEV | 21F | MODULAR ACCESSORIES | 1 | 4 | NR | 550 | CCM | 139.5 | 125.55 | G
GW96873 | ANALOGUE AMMETER DIRECT ACTIV. 30A 3M | AMPEROMIERZ ANALOGOWY DZIAŁ.BEZP. 30A 3M | 105 | 1 | NR |  |  |  |  | INTERNAL USE | 2DN13G21F3580W8100 | 40 | 2DN | ENERGY | 13G | DIN RAIL MODULAR DEV | 21F | MODULAR ACCESSORIES | 1 | 4 | NR | 550 | CCM | 139.5 | 125.55 | G
GW96878 | ANALOGUE AMMETER T.A.SUPPLY 5A 3M | AMPEROMIERZ ANALOGOWY ZASIL.T.A. 5A 3M | 92.6 | 1 | NR |  |  |  |  | INTERNAL USE | 2DN13G21F3580W8100 | 40 | 2DN | ENERGY | 13G | DIN RAIL MODULAR DEV | 21F | MODULAR ACCESSORIES | 1 | 4 | NR | 459.375 | CCM | 130.75 | 117.675 | G
GW96971 | ANALOGUE AMMETER SCALE F.S 40A | SKALA DO AMPEROMIERZA ANAL.PEŁ.SKALA 40A | 8.5 | 1 | NR |  |  |  |  | INTERNAL USE | 2DN13G21F3580W8100 | 40 | 2DN | ENERGY | 13G | DIN RAIL MODULAR DEV | 21F | MODULAR ACCESSORIES | 10 | 100 | NR | 37.961 | CCM | 10 | 10 | G
GW96972 | ANALOGUE AMMETER SCALE F.S 50A | SKALA DO AMPEROMIERZA ANAL.PEŁ.SKALA 50A | 8.5 | 1 | NR |  |  |  |  | INTERNAL USE | 2DN13G21F3580W8100 | 40 | 2DN | ENERGY | 13G | DIN RAIL MODULAR DEV | 21F | MODULAR ACCESSORIES | 10 | 100 | NR | 37.961 | CCM | 10 | 9 | G
GW96973 | ANALOGUE AMMETER SCALE F.S 60A | SKALA DO AMPEROMIERZA ANAL.PEŁ.SKALA 60A | 8.5 | 1 | NR |  |  |  |  | INTERNAL USE | 2DN13G21F3580W8100 | 40 | 2DN | ENERGY | 13G | DIN RAIL MODULAR DEV | 21F | MODULAR ACCESSORIES | 10 | 100 | NR | 37.961 | CCM | 10 | 9 | G
GW96974 | ANALOGUE AMMETER SCALE F.S 100A | SKALA DO AMPEROM.ANAL.PEŁ.SKALA 100A | 8.5 | 1 | NR |  |  |  |  | INTERNAL USE | 2DN13G21F3580W8100 | 40 | 2DN | ENERGY | 13G | DIN RAIL MODULAR DEV | 21F | MODULAR ACCESSORIES | 10 | 100 | NR | 37.961 | CCM | 6.067 | 5.007 | G
GW96976 | ANALOGUE AMMETER SCALE F.S 250A | SKALA DO AMPEROM.ANAL.PEŁ.SKALA 250A | 8.5 | 1 | NR |  |  |  |  | INTERNAL USE | 2DN13G21F3580W8100 | 40 | 2DN | ENERGY | 13G | DIN RAIL MODULAR DEV | 21F | MODULAR ACCESSORIES | 10 | 100 | NR | 37.961 | CCM | 5.1 | 4.59 | G
GW96977 | ANALOGUE AMMETER SCALE F.S 400A | SKALA DO AMPEROM.ANAL.PEŁ.SKALA 400A | 8.5 | 1 | NR |  |  |  |  | INTERNAL USE | 2DN13G21F3580W8100 | 40 | 2DN | ENERGY | 13G | DIN RAIL MODULAR DEV | 21F | MODULAR ACCESSORIES | 10 | 100 | NR | 37.961 | CCM | 10 | 9 | G
GW96978 | ANALOGUE AMMETER SCALE F.S 600A | SKALA DO AMPEROM.ANAL.PEŁ.SKALA 600A | 8.5 | 1 | NR |  |  |  |  | INTERNAL USE | 2DN13G21F3580W8100 | 40 | 2DN | ENERGY | 13G | DIN RAIL MODULAR DEV | 21F | MODULAR ACCESSORIES | 10 | 100 | NR | 37.961 | CCM | 10 | 9 | G
GWD6821 | I-ON EVO IP MODULE |  | 417 | 1 | NR |  |  |  |  | INTERNAL USE | 2DN13G21F3580WA100 | 30 | 2DN | ENERGY | 13G | DIN RAIL MODULAR DEV | 21F | MODULAR ACCESSORIES | 1 | 5 | NR | 388.388 | CCM | 86.193 | 58.793 | G
GW96167 | SWITCH DISCONNECTOR 3P 80A | ROZŁĄCZNIK IZOLACYJNY 3P 80A | 62.6 | 1 | NR | 29.5 | 1 | NR | 112.2% | OFFICIAL | 2DN13G21F3490VL100 | 30 | 2DN | ENERGY | 13G | DIN RAIL MODULAR DEV | 21F | MODULAR ACCESSORIES | 2 | 8 | NR | 687.619 | CCM | 336.75 | 303.075 | G | 8011564131705 | 8011564514898 | 8011564514904 | 85363030
GW96168 | SWITCH DISCONNECTOR 3P 100A | ROZŁĄCZNIK IZOLACYJNY 3P 100A | 66.5 | 1 | NR | 36.4 | 1 | NR | 82.69% | OFFICIAL | 2DN13G21F3490VL100 | 30 | 2DN | ENERGY | 13G | DIN RAIL MODULAR DEV | 21F | MODULAR ACCESSORIES | 2 | 8 | NR | 687.619 | CCM | 335.875 | 302.288 | G | 8011564131712 | 8011564514911 | 8011564514928 | 85363030
GW96125 | SWITCH DISCONNECTOR 3P 40A | ROZŁĄCZNIK IZOLACYJNY 3P 40A | 25 | 1 | NR | 19.5 | 1 | NR | 28.21% | OFFICIAL | 2DN13G21F3490VL100 | 30 | 2DN | ENERGY | 13G | DIN RAIL MODULAR DEV | 21F | MODULAR ACCESSORIES | 2 | 8 | NR | 687.619 | CCM | 328.25 | 295.425 | G | 8011564110380 | 8011564472488 | 8011564472471 | 85363030
GWD6761 | CONTACTOR AUXIL. CONTACT 2NO | STYK POMOCNICZY STYCZNIKA 2NO | 51.1 | 1 | NR | 42.2 | 1 | NR | 21.09% | OFFICIAL | 2DN13G21F3530VV100 | 30 | 2DN | ENERGY | 13G | DIN RAIL MODULAR DEV | 21F | MODULAR ACCESSORIES | 1 | 12 | NR | 342 | CCM | 30 | 27 | G | 8011564809697 | 8011564809697 | 8011564946262 | 85389099
GW96178 | SWITCH DISCONNECTOR 4P 100A | ROZŁĄCZNIK IZOLACYJNY 4P 100A | 81.5 | 1 | NR | 69.5 | 1 | NR | 17.27% | OFFICIAL | 2DN13G21F3490VL100 | 30 | 2DN | ENERGY | 13G | DIN RAIL MODULAR DEV | 21F | MODULAR ACCESSORIES | 1 | 3 | NR | 965.042 | CCM | 466 | 419.4 | G | 8011564131767 | 8011564131767 | 8034035446603 | 85363030
GWD6002 | AUX CONTACT ON/OFF IDP/SEZ.ACC.0,5M | STYK DODATK RCCB-POZ.OTWARTA/ZAMKNIĘTA | 45.3 | 1 | NR | 40.4 | 1 | NR | 12.13% | OFFICIAL | 2DN13G21F3410V0100 | 30 | 2DN | ENERGY | 13G | DIN RAIL MODULAR DEV | 21F | MODULAR ACCESSORIES | 1 | 16 | NR | 256.757 | CCM | 66.637 | 35.012 | G | 8011564821613 | 8011564821613 | 8011564963108 | 85308000
GWD6762 | CONTACTOR AUXIL. CONTACT 1NO+1NC | STYK POMOCNICZY STYCZNIKA 1NO+1NC | 46.1 | 1 | NR | 42.2 | 1 | NR | 9.242% | OFFICIAL | 2DN13G21F3530VV100 | 30 | 2DN | ENERGY | 13G | DIN RAIL MODULAR DEV | 21F | MODULAR ACCESSORIES | 1 | 12 | NR | 342 | CCM | 30 | 27 | G | 8011564809703 | 8011564809703 | 8011564946279 | 85389099
GW96022 | SEALABLE SCREW CAPS MTC/MT/MDC 1PZ | USZCZELNIANE ZAKRĘTKI 1M. | 1.5 | 1 | NR | 1.45 | 1 | NR | 3.448% | OFFICIAL | 2DN13G21F3430V6100 | 30 | 2DN | ENERGY | 13G | DIN RAIL MODULAR DEV | 21F | MODULAR ACCESSORIES | 10 | 100 | NR | 19.419 | CCM | 1.62 | 1.458 | G | 8011564059276 | 8011564379800 | 8011564379817 | 85389099
GW72107 | FUSE GG 10.3X38 10A 500V | BEZPIECZNIK GG 10,3X38 10A 500V | 1.75 | 1 | NR | 1.7 | 1 | NR | 2.941% | OFFICIAL | 2DN13G21F3450VE100 | 30 | 2DN | ENERGY | 13G | DIN RAIL MODULAR DEV | 21F | MODULAR ACCESSORIES | 10 | 100 | NR | 10.075 | CCM | 8.44 | 7.596 | G | 8011564062832 | 8011564385009 | 8011564385016 | 85361010
GW72108 | FUSE GG 10.3X38 20A 500V | BEZPIECZNIK GG 10,3X38 20A 500V | 1.75 | 1 | NR | 1.7 | 1 | NR | 2.941% | OFFICIAL | 2DN13G21F3450VE100 | 30 | 2DN | ENERGY | 13G | DIN RAIL MODULAR DEV | 21F | MODULAR ACCESSORIES | 10 | 100 | NR | 10.075 | CCM | 8.52 | 7.668 | G | 8011564062856 | 8011564385030 | 8011564385047 | 85361050
GW72109 | FUSE GG 10.3X38 25A 500V | BEZPIECZNIK GG 10,3X38 25A 500V | 1.75 | 1 | NR | 1.7 | 1 | NR | 2.941% | OFFICIAL | 2DN13G21F3450VE100 | 30 | 2DN | ENERGY | 13G | DIN RAIL MODULAR DEV | 21F | MODULAR ACCESSORIES | 10 | 100 | NR | 10.075 | CCM | 8.69 | 7.821 | G | 8011564062870 | 8011564385061 | 8011564385078 | 85361050
GW72110 | FUSE GG 10.3X38 32A 400V | BEZPIECZNIK GG 10,3X38 32A 400V | 1.1 | 1 | NR | 1.07 | 1 | NR | 2.804% | OFFICIAL | 2DN13G21F3450VE100 | 30 | 2DN | ENERGY | 13G | DIN RAIL MODULAR DEV | 21F | MODULAR ACCESSORIES | 10 | 100 | NR | 10.075 | CCM | 9.13 | 8.217 | G | 8011564062900 | 8011564385108 | 8011564385115 | 85361050
GWD6764 | PAIR OF CONTACTOR SELEABLE COVER 2M | PARA POKRYW USZCZELNIANYCH STYCZNIKA 2M | 2 | 1 | NR | 1.95 | 1 | NR | 2.564% | OFFICIAL | 2DN13G21F3530VV100 | 30 | 2DN | ENERGY | 13G | DIN RAIL MODULAR DEV | 21F | MODULAR ACCESSORIES | 1 | 10 | NR | 44.1 | CCM | 8 | 8 | G | 8011564809574 | 8011564809574 | 8011564946033 | 85389099
GW96961 | SHORT PIN CONNECTION TERMINAL | ZACISK PRZYŁĄCZENIOWY KRÓTKI WTYCZKA | 4.1 | 1 | NR | 4 | 1 | NR | 2.5% | OFFICIAL | 2DN13G21F3430VA100 | 30 | 2DN | ENERGY | 13G | DIN RAIL MODULAR DEV | 21F | MODULAR ACCESSORIES | 50 | 50 | NR | 6.615 | CCM | 6.615 | 6.615 | G | 8011564279285 | 8011564626638 | 8011564626638 | 85389099
GW96332 | SOLID-CORE TOROID DIAM. 35MM 125A | PRZEKŁADNIK Z RDZ. LITYM ŚR. 35MM 125A | 126 | 1 | NR | 123 | 1 | NR | 2.439% | OFFICIAL | 2DN13G21F3590VX100 | 30 | 2DN | ENERGY | 13G | DIN RAIL MODULAR DEV | 21F | MODULAR ACCESSORIES | 1 | 30 | NR | 1087.8 | CCM | 234.5 | 211.05 | G | 8011564176836 | 8011564176836 | 8011564176836 | 85043129
GW96783 | COUPLE OF TERMINAL COVERS FOR GW96781 | PARA POKRYW ZACISKÓW DO GW96781 | 4.3 | 1 | NR | 4.2 | 1 | NR | 2.381% | OFFICIAL | 2DN13G21F3520VS100 | 40 | 2DN | ENERGY | 13G | DIN RAIL MODULAR DEV | 21F | MODULAR ACCESSORIES | 1 | 50 | NR | 163.257 | CCM | 17.4 | 15.66 | G | 8011564636040 | 8011564636040 | 8011564636057 | 85389099
GW96846 | DIG. TIME SWITCH 1CO 1M 3YEARS RES. | WYŁ. GODZ. CYFROWY 1SC 1M 3ANNI | 172 | 1 | NR | 168 | 1 | NR | 2.381% | OFFICIAL | 2DN13G21F3560W4100 | 40 | 2DN | ENERGY | 13G | DIN RAIL MODULAR DEV | 21F | MODULAR ACCESSORIES | 1 | 4 | NR | 485.485 | CCM | 132.5 | 119.25 | G | 8011564422537 | 8011564422537 | 8011564647824 | 91070000
GW96041 | PADLOCKING LEVER BLOCK | BLOKADA DŹWIGNI | 13.2 | 1 | NR | 12.9 | 1 | NR | 2.326% | OFFICIAL | 2DN13G21F3430V6100 | 30 | 2DN | ENERGY | 13G | DIN RAIL MODULAR DEV | 21F | MODULAR ACCESSORIES | 10 | 100 | NR | 19.419 | CCM | 3.43 | 3.087 | G | 8011564059306 | 8011564379862 | 8011564379879 | 85389099
GWD6765 | PAIR OF CONTACTOR SELEABLE COVER 3M | PARA POKRYW USZCZELNIANYCH STYCZNIKA 3M | 2.25 | 1 | NR | 2.2 | 1 | NR | 2.273% | OFFICIAL | 2DN13G21F3530VV100 | 30 | 2DN | ENERGY | 13G | DIN RAIL MODULAR DEV | 21F | MODULAR ACCESSORIES | 1 | 10 | NR | 44.1 | CCM | 8 | 8 | G | 8011564809680 | 8011564809680 | 8011564946255 | 85389099
GW96314 | DISC. FUSE HOLDER 3P+N 22X58 690V 100A | ROZŁ. UCHWYT BEZP 3P+N 22X58 690V 100A | 136 | 1 | NR | 133 | 1 | NR | 2.256% | OFFICIAL | 2DN13G21F3450VC100 | 30 | 2DN | ENERGY | 13G | DIN RAIL MODULAR DEV | 21F | MODULAR ACCESSORIES | 1 | 24 | NR | 3000 | CCM | 0.745 | 0.695 | KG | 8011564775541 | 8011564775541 | 8011564775541 | 85361050
GW96507F | CONN.COMB 1IDP+11MTC 13M | SZYNA ŁĄCZ. SZTYFTOWA 2P 13 MODUŁÓW MTC | 22.7 | 1 | NR | 22.2 | 1 | NR | 2.252% | OFFICIAL | 2DN13G21F3430V8100 | 30 | 2DN | ENERGY | 13G | DIN RAIL MODULAR DEV | 21F | MODULAR ACCESSORIES | 1 | 10 | NR | 453.15 | CCM | 114.582 | 93.052 | G | 8011564866805 | 8011564866805 | 8011564995154 | 85369010
GW96026 | SEALABLE SCREW CAPS MTHP/BDHP 1PZ | USZCZELNIANE ZAKRĘTKI 1,5 M. | 9.1 | 1 | NR | 8.9 | 1 | NR | 2.247% | OFFICIAL | 2DN13G21F3430V6100 | 30 | 2DN | ENERGY | 13G | DIN RAIL MODULAR DEV | 21F | MODULAR ACCESSORIES | 10 | 100 | NR | 19.419 | CCM | 1.34 | 1.206 | G | 8011564116719 | 8011564490017 | 8011564490000 | 85389099
GWD6417 | LST - SPD 1P+N 40KA T2 | LST - SPD 1P+N 40KA T2 | 228 | 1 | NR | 223 | 1 | NR | 2.242% | OFFICIAL | 2DN13G21F3470VG100 | 30 | 2DN | ENERGY | 13G | DIN RAIL MODULAR DEV | 21F | MODULAR ACCESSORIES | 1 | 6 | NR | 632.689 | CCM | 200 | 180 | G | 8011564774896 | 8011564774896 | 8011564774896 | 85361090
GW96333 | SOLID-CORE TOROID DIAM. 80MM 400A | PRZEKŁADNIK Z RDZ. LITYM ŚR. 80MM 400A | 188 | 1 | NR | 184 | 1 | NR | 2.174% | OFFICIAL | 2DN13G21F3590VX100 | 30 | 2DN | ENERGY | 13G | DIN RAIL MODULAR DEV | 21F | MODULAR ACCESSORIES | 1 | 30 | NR | 1087.8 | CCM | 314.1 | 282.69 | G | 8011564176843 | 8011564176843 | 8011564176843 | 85043129
GW96832 | AN. WEEK TIME SWITCH 1CO 3M 150H RES. | WYŁ. GODZINOWY TYG.1SC 3M 150H RIS. | 141 | 1 | NR | 138 | 1 | NR | 2.174% | OFFICIAL | 2DN13G21F3560W2100 | 40 | 2DN | ENERGY | 13G | DIN RAIL MODULAR DEV | 21F | MODULAR ACCESSORIES | 1 | 4 | NR | 949.033 | CCM | 177.25 | 159.525 | G | 8011564064614 | 8011564064614 | 8011564387812 | 91070000
GWD6412 | LST - SPD 1P 40KA AUX. T2 | LST - SPD 1P 40KA DOD. T2 | 188 | 1 | NR | 184 | 1 | NR | 2.174% | OFFICIAL | 2DN13G21F3470VG100 | 30 | 2DN | ENERGY | 13G | DIN RAIL MODULAR DEV | 21F | MODULAR ACCESSORIES | 1 | 12 | NR | 316.344 | CCM | 100 | 90 | G | 8011564774872 | 8011564774872 | 8011564774872 | 85361090
GW96503 | INSULATED TERMINAL | ZACISK IZOLOWANY | 7.1 | 1 | NR | 6.95 | 1 | NR | 2.158% | OFFICIAL | 2DN13G21F3430VA100 | 30 | 2DN | ENERGY | 13G | DIN RAIL MODULAR DEV | 21F | MODULAR ACCESSORIES | 50 | 50 | NR | 8.96 | CCM | 13.24 | 11.916 | G | 8011564210899 | 8011564210899 | 8011564564831 | 85389099
GWD6453 | LST - SPD NEUTRAL CARTRIDGE 50KA T1+2 | LST - SPD KASETA ZERO 50KA T1+2 | 284 | 1 | NR | 278 | 1 | NR | 2.158% | OFFICIAL | 2DN13G21F3470VI100 | 30 | 2DN | ENERGY | 13G | DIN RAIL MODULAR DEV | 21F | MODULAR ACCESSORIES | 1 | 6 | NR | 632.689 | CCM | 90 | 81 | G | 8011564802124 | 8011564802124 | 8011564802124 | 85361090
GWD6402 | LST - SPD 3P+N 12,5KA T1+2 | LST - SPD 3P+N 12,5KA T1+2 | 384 | 1 | NR | 376 | 1 | NR | 2.128% | OFFICIAL | 2DN13G21F3470VG100 | 30 | 2DN | ENERGY | 13G | DIN RAIL MODULAR DEV | 21F | MODULAR ACCESSORIES | 1 | 3 | NR | 1265.378 | CCM | 645 | 580.5 | G | 8011564801981 | 8011564801981 | 8011564801981 | 85361090
GWD6442 | LST - SPD PHASE CARTRIDGE 40KA 400V T2 | LST - SPD KASETA FAZA 40KA 400V T2 | 144 | 1 | NR | 141 | 1 | NR | 2.128% | OFFICIAL | 2DN13G21F3470VI100 | 30 | 2DN | ENERGY | 13G | DIN RAIL MODULAR DEV | 21F | MODULAR ACCESSORIES | 1 | 6 | NR | 632.689 | CCM | 45 | 40.5 | G | 8011564775121 | 8011564775121 | 8011564775121 | 85361090
GWD6785 | ASTRONOMICAL SWITCH 1C 2M | PRZEŁĄCZNIK ASTRONOMICZNY 1C 2M | 193 | 1 | NR | 189 | 1 | NR | 2.116% | OFFICIAL | 2DN13G21F3560WE100 | 30 | 2DN | ENERGY | 13G | DIN RAIL MODULAR DEV | 21F | MODULAR ACCESSORIES | 1 | 4 | NR | 703.196 | CCM | 60.095 | 5.82 | G | 8034035007088 | 8034035007088 | 8034035416187 | 91070000
GWD6443 | LST - SPD NEUTRAL CARTRIDGE 40KA T2 | LST - SPD KASETA ZERO 40KA T2 | 146 | 1 | NR | 143 | 1 | NR | 2.098% | OFFICIAL | 2DN13G21F3470VI100 | 30 | 2DN | ENERGY | 13G | DIN RAIL MODULAR DEV | 21F | MODULAR ACCESSORIES | 1 | 6 | NR | 632.689 | CCM | 45 | 40.5 | G | 8011564775138 | 8011564775138 | 8011564775138 | 85361090
GW96217 | DISC. FUSE-HOLDER 1P+N 14X51 690V 50A | ROZŁ. UCHWYT BEZP.1P+N 14X51 690V 50A | 39.2 | 1 | NR | 38.4 | 1 | NR | 2.083% | OFFICIAL | 2DN13G21F3450VC100 | 30 | 2DN | ENERGY | 13G | DIN RAIL MODULAR DEV | 21F | MODULAR ACCESSORIES | 6 | 48 | NR | 613.198 | CCM | 254.792 | 222 | G | 8011564113732 | 8011564479197 | 8011564479197 | 85361050
GW96303 | DISC. FUSE-HOLDER 2P 14X51 690V 50A | ROZŁ. UCHWYT BEZP.2P 14X51 690V 50A | 39.2 | 1 | NR | 38.4 | 1 | NR | 2.083% | OFFICIAL | 2DN13G21F3450VC100 | 30 | 2DN | ENERGY | 13G | DIN RAIL MODULAR DEV | 21F | MODULAR ACCESSORIES | 6 | 48 | NR | 916.825 | CCM | 217 | 217 | G | 8011564113763 | 8011564478251 | 8011564478251 | 85361050
GW96535 | COMP. ISOL. SWITCH 3P 16A 250-415V - 1 M | KOMPAKT. WYŁ. IZOL.3P 16A 250-415V - 1 M | 39.3 | 1 | NR | 38.5 | 1 | NR | 2.078% | OFFICIAL | 2DN13G21F3490VJ100 | 30 | 2DN | ENERGY | 13G | DIN RAIL MODULAR DEV | 21F | MODULAR ACCESSORIES | 1 | 12 | NR | 316.344 | CCM | 97.636 | 81.086 | G | 8011564448537 | 8011564448537 | 8011564675438 | 85362010
GW96556 | TWO-WAY-SWITCH (1-2) 2P 16A 250V 1M | ŁĄCZNIK SCHODOW.(1-2) 2P 16A 250V 1M | 39.3 | 1 | NR | 38.5 | 1 | NR | 2.078% | OFFICIAL | 2DN13G21F3490VK100 | 30 | 2DN | ENERGY | 13G | DIN RAIL MODULAR DEV | 21F | MODULAR ACCESSORIES | 1 | 12 | NR | 316.344 | CCM | 83.272 | 66.722 | G | 8011564447943 | 8011564447943 | 8011564674790 | 85365080
GW96566 | PUSH-BUTTON+LIGHT.1NO 16A 230V GREEN 1M | PRZYCISK+LAMPKA 1NO 16A 230V ZIELONY 1M | 39.3 | 1 | NR | 38.5 | 1 | NR | 2.078% | OFFICIAL | 2DN13G21F3500VO100 | 30 | 2DN | ENERGY | 13G | DIN RAIL MODULAR DEV | 21F | MODULAR ACCESSORIES | 1 | 12 | NR | 316.344 | CCM | 72.083 | 64.875 | G | 8011564447981 | 8011564447981 | 8011564674837 | 85365080
GW96567 | PUSH-BUTTON+LIGHT.1NC 16A 230V RED 1M | PRZYCISK+LAMPKA 1NC 16A 230V CZERWONY 1M | 39.3 | 1 | NR | 38.5 | 1 | NR | 2.078% | OFFICIAL | 2DN13G21F3500VO100 | 30 | 2DN | ENERGY | 13G | DIN RAIL MODULAR DEV | 21F | MODULAR ACCESSORIES | 1 | 12 | NR | 316.344 | CCM | 78.703 | 62.153 | G | 8011564447998 | 8011564447998 | 8011564674844 | 85365080
GW96570 | PUSH-BUTTON+LIGHT.1NA 16A 12-48V AC/DC G | PRZYCISK+LAMPKA 1NA 16A 12-48V AC/DC SZ | 39.3 | 1 | NR | 38.5 | 1 | NR | 2.078% | OFFICIAL | 2DN13G21F3500VO100 | 30 | 2DN | ENERGY | 13G | DIN RAIL MODULAR DEV | 21F | MODULAR ACCESSORIES | 1 | 12 | NR | 316.344 | CCM | 79.729 | 63.179 | G | 8011564448032 | 8011564448032 | 8011564674875 | 85365080
GW96571 | PUSH-BUTTON+LIGHT.1NC 16A 12-48V AC/DC R | PRZYCISK+LAMPKA 1NC 16A 12-48V AC/DC CZ | 39.3 | 1 | NR | 38.5 | 1 | NR | 2.078% | OFFICIAL | 2DN13G21F3500VO100 | 30 | 2DN | ENERGY | 13G | DIN RAIL MODULAR DEV | 21F | MODULAR ACCESSORIES | 1 | 12 | NR | 316.344 | CCM | 80.493 | 63.943 | G | 8011564448049 | 8011564448049 | 8011564674882 | 85365080
GWD6676 | RELAY AUXILIARY CONTACT 2CO | STYK DODATKOWY PRZEKAŹNIKA 2CO | 39.3 | 1 | NR | 38.5 | 1 | NR | 2.078% | OFFICIAL | 2DN13G21F3530W9100 | 30 | 2DN | ENERGY | 13G | DIN RAIL MODULAR DEV | 21F | MODULAR ACCESSORIES | 1 | 20 | NR | 275.048 | CCM | 30 | 30 | G | 8011564834361 | 8011564834361 | 8011564978188 | 85389099
GWD6677 | RELAY AUXILIARY CONTACT 1NA+1NC | STYK DODATKOWY PRZEKAŹNIKA 1NA+1NC | 39.3 | 1 | NR | 38.5 | 1 | NR | 2.078% | OFFICIAL | 2DN13G21F3530W9100 | 30 | 2DN | ENERGY | 13G | DIN RAIL MODULAR DEV | 21F | MODULAR ACCESSORIES | 1 | 20 | NR | 275.048 | CCM | 30 | 30 | G | 8011564834378 | 8011564834378 | 8011564978195 | 85389099
GWD6678 | RELAY AUXILIARY CONTACT 2NO | STYK DODATKOWY PRZEKAŹNIKA 2NO | 39.3 | 1 | NR | 38.5 | 1 | NR | 2.078% | OFFICIAL | 2DN13G21F3530W9100 | 30 | 2DN | ENERGY | 13G | DIN RAIL MODULAR DEV | 21F | MODULAR ACCESSORIES | 1 | 20 | NR | 275.048 | CCM | 30 | 30 | G | 8011564834385 | 8011564834385 | 8011564978225 | 85389099
GW90898 | RESTART CM COMANDO 12VDC | RESTART CM COMANDO 12VDC | 249 | 1 | NR | 244 | 1 | NR | 2.049% | OFFICIAL | 2DN13G21FL036H0100 | 30 | 2DN | ENERGY | 13G | DIN RAIL MODULAR DEV | 21F | MODULAR ACCESSORIES | 1 | 4 | NR | 2725.125 | CCM | 431.157 | 284.557 | G | 8034035059834 | 8034035059834 | 8034035448683 | 85362010
GW96215 | DISC. FUSE-HOLDER 1P+N 10,3X38 690V 32A | ROZŁ. UCHWYT BEZP.1P+N 10,3X38 690V 32A | 20 | 1 | NR | 19.6 | 1 | NR | 2.041% | OFFICIAL | 2DN13G21F3450VC100 | 30 | 2DN | ENERGY | 13G | DIN RAIL MODULAR DEV | 21F | MODULAR ACCESSORIES | 6 | 54 | NR | 296.444 | CCM | 137.333 | 137.333 | G | 8011564062733 | 8011564985544 | 8011564985544 | 85361050
GW96216 | DISC. FUSE-HOLDER 1P+N 8,5X31,5 400V 20A | ROZŁ. UCHWYT BEZP.1P+N 8,5X31,5 400V 20A | 20 | 1 | NR | 19.6 | 1 | NR | 2.041% | OFFICIAL | 2DN13G21F3450VC100 | 30 | 2DN | ENERGY | 13G | DIN RAIL MODULAR DEV | 21F | MODULAR ACCESSORIES | 6 | 54 | NR | 321.148 | CCM | 151.019 | 135.019 | G | 8011564113725 | 8011564985506 | 8011564985506 | 85361050
GW96301 | DISC. FUSE-HOLDER 2P 8,5X31,5 400V 20A | ROZŁ. UCHWYT BEZP.2P 8,5X31,5 400V 20A | 20 | 1 | NR | 19.6 | 1 | NR | 2.041% | OFFICIAL | 2DN13G21F3450VC100 | 30 | 2DN | ENERGY | 13G | DIN RAIL MODULAR DEV | 21F | MODULAR ACCESSORIES | 6 | 54 | NR | 308.796 | CCM | 137.333 | 137.333 | G | 8011564113749 | 8011564985513 | 8011564985513 | 85361050
GW96302 | DISC. FUSE-HOLDER 2P 10,3X38 690V 32A | ROZŁ. UCHWYT BEZP.2P 10,3X38 690V 32A | 20 | 1 | NR | 19.6 | 1 | NR | 2.041% | OFFICIAL | 2DN13G21F3450VC100 | 30 | 2DN | ENERGY | 13G | DIN RAIL MODULAR DEV | 21F | MODULAR ACCESSORIES | 6 | 54 | NR | 308.796 | CCM | 145.7 | 132.333 | G | 8011564113756 | 8011564985551 | 8011564985551 | 85361050
GW96532 | COMP. ISOL. SWITCH 1P 32A 250V - 1 M | KOMPAKT. WYŁ. IZOL.1P 32A 250V - 1 M | 25 | 1 | NR | 24.5 | 1 | NR | 2.041% | OFFICIAL | 2DN13G21F3490VJ100 | 30 | 2DN | ENERGY | 13G | DIN RAIL MODULAR DEV | 21F | MODULAR ACCESSORIES | 3 | 12 | NR | 316.344 | CCM | 65.581 | 53.698 | G | 8011564447714 | 8011564674424 | 8011564674431 | 85362010
GWD6426 | LST - SPD 3P 40KA 600V DC T2 | LST - SPD 3P 40KA 600V DC T2 | 351 | 1 | NR | 344 | 1 | NR | 2.035% | OFFICIAL | 2DN13G21F3470VG100 | 30 | 2DN | ENERGY | 13G | DIN RAIL MODULAR DEV | 21F | MODULAR ACCESSORIES | 1 | 4 | NR | 949.033 | CCM | 330 | 297 | G | 8011564775039 | 8011564775039 | 8011564775039 | 85361090
GWD6418 | LST - SPD 1P+N 40KA AUX. T2 | LST - SPD 1P+N 40KA DOD. T2 | 301 | 1 | NR | 295 | 1 | NR | 2.034% | OFFICIAL | 2DN13G21F3470VG100 | 30 | 2DN | ENERGY | 13G | DIN RAIL MODULAR DEV | 21F | MODULAR ACCESSORIES | 1 | 6 | NR | 632.689 | CCM | 200 | 180 | G | 8011564774902 | 8011564774902 | 8011564774902 | 85361090
GWD6434 | LST - SPD NEUTRAL CARTRIDGE 50KA T1+2 | LST - SPD KASETA ZERO 50KA T1+2 | 554 | 1 | NR | 543 | 1 | NR | 2.026% | OFFICIAL | 2DN13G21F3470VI100 | 30 | 2DN | ENERGY | 13G | DIN RAIL MODULAR DEV | 21F | MODULAR ACCESSORIES | 1 | 6 | NR | 632.689 | CCM | 45 | 40.5 | G | 8011564775077 | 8011564775077 | 8011564775077 | 85361090
GW96765 | AUX. CONT. FOR MPS FAULT/POSIT. 2 CO | DODAT. STYK DO MPS BŁĄD/POZ. 2 CO | 45.4 | 1 | NR | 44.5 | 1 | NR | 2.022% | OFFICIAL | 2DN13G21F3480VD100 | 40 | 2DN | ENERGY | 13G | DIN RAIL MODULAR DEV | 21F | MODULAR ACCESSORIES | 1 | 12 | NR | 235.156 | CCM | 68.583 | 61.725 | G | 8011564189867 | 8011564189867 | 8011564545861 | 85389099
GW96450 | CURRENT TRANSFORMER 600A | PRZEKŁADNIK PRĄDOWY 600A | 55.6 | 1 | NR | 54.5 | 1 | NR | 2.018% | OFFICIAL | 2DN13G21F3520W3100 | 30 | 2DN | ENERGY | 13G | DIN RAIL MODULAR DEV | 21F | MODULAR ACCESSORIES | 1 | 6 | NR | 916.825 | CCM | 341.344 | 307.209 | G | 8011564064966 | 8011564064966 | 8011564064966 | 85043129
GWD6433 | LST - SPD PHASE CARTRIDGE 25KA T1+2 | LST - SPD KASETA FAZA 25KA T1+2 | 559 | 1 | NR | 548 | 1 | NR | 2.007% | OFFICIAL | 2DN13G21F3470VI100 | 30 | 2DN | ENERGY | 13G | DIN RAIL MODULAR DEV | 21F | MODULAR ACCESSORIES | 1 | 6 | NR | 632.689 | CCM | 45 | 40.5 | G | 8011564775060 | 8011564775060 | 8011564775060 | 85361090
GW90896 | RESTART CMxRCBO/MT+BD/MTC/MT 2M | RESTART CMxWYŁ.RÓŻ./MT+BD/MTC/MT 2M | 153 | 1 | NR | 150 | 1 | NR | 2% | OFFICIAL | 2DN13G21FL036H0100 | 30 | 2DN | ENERGY | 13G | DIN RAIL MODULAR DEV | 21F | MODULAR ACCESSORIES | 1 | 4 | NR | 2725.125 | CCM | 385 | 346.5 | G | 8011564254718 | 8011564254718 | 8011564663183 | 85362010
GW96340 | BASE LOAD | OBCIĄŻENIE PODSTAWOWE | 25.5 | 1 | NR | 25 | 1 | NR | 2% | OFFICIAL | 2DN13G21F3490VK100 | 30 | 2DN | ENERGY | 13G | DIN RAIL MODULAR DEV | 21F | MODULAR ACCESSORIES | 1 | 5 | NR | 324 | CCM | 19 | 17.1 | G | 8011564189935 | 8011564189935 | 8011564545939 | 85389099
GW96401 | BELL 12V AC 1M. | DZWONEK 12V AC 1M. | 30.6 | 1 | NR | 30 | 1 | NR | 2% | OFFICIAL | 2DN13G21F3510VQ100 | 30 | 2DN | ENERGY | 13G | DIN RAIL MODULAR DEV | 21F | MODULAR ACCESSORIES | 1 | 12 | NR | 133 | CCM | 71.167 | 64.05 | G | 8011564063624 | 8011564386259 | 8011564386259 | 85318040
GW96781 | BELL TRANSF. 8VA 230/8V SWITCH OFF TYPE | TRASF.DZWONKA 8VA 230/8V TYP WYŁĄCZANY | 30.6 | 1 | NR | 30 | 1 | NR | 2% | OFFICIAL | 2DN13G21F3520VS100 | 30 | 2DN | ENERGY | 13G | DIN RAIL MODULAR DEV | 21F | MODULAR ACCESSORIES | 1 | 6 | NR | 632.689 | CCM | 250 | 225 | G | 8011564291126 | 8011564291126 | 8011564636026 | 85043121
GW96425 | BELL TRANSFORMER 15VA T.P.230V T.S.12V | TRANSFORMATOR DZW 15VA T.P.230V T.S.12V | 51.1 | 1 | NR | 50.1 | 1 | NR | 1.996% | OFFICIAL | 2DN13G21F3520VS100 | 30 | 2DN | ENERGY | 13G | DIN RAIL MODULAR DEV | 21F | MODULAR ACCESSORIES | 1 | 6 | NR | 266 | CCM | 335 | 301.5 | G | 8011564063747 | 8011564386372 | 8011564386372 | 85043121
GW96426 | BELL TRANSFORMER 15VA T.P.230V T.S.24V | TRANSFORMATOR DZW 15VA T.P.230V T.S.24V | 51.1 | 1 | NR | 50.1 | 1 | NR | 1.996% | OFFICIAL | 2DN13G21F3520VS100 | 30 | 2DN | ENERGY | 13G | DIN RAIL MODULAR DEV | 21F | MODULAR ACCESSORIES | 1 | 6 | NR | 266 | CCM | 336.167 | 302.55 | G | 8011564063754 | 8011564386389 | 8011564386389 | 85043121
GW96899 | NETWORK ANALIZER | ANALIZATOR SIECI | 819 | 1 | NR | 803 | 1 | NR | 1.993% | OFFICIAL | 2DN13G21F3580WA100 | 30 | 2DN | ENERGY | 13G | DIN RAIL MODULAR DEV | 21F | MODULAR ACCESSORIES | 1 | 2 | NR | 885.995 | CCM | 315 | 283.5 | G | 8011564425132 | 8011564425132 | 8011564669123 | 90303100
GW96005 | AUX CONTACT ON/OFF IDP 125A 0,5M | DODATKOWY STYK OTWARTY/ZAMKNIĘTY SD 125A | 103 | 1 | NR | 101 | 1 | NR | 1.98% | OFFICIAL | 2DN13G21F3410V0100 | 40 | 2DN | ENERGY | 13G | DIN RAIL MODULAR DEV | 21F | MODULAR ACCESSORIES | 1 | 12 | NR | 216.328 | CCM | 56.667 | 51 | G | 8011564204867 | 8011564204867 | 8011564204867 | 85308000
GWD6435 | LST - SPD NEUTRAL CARTRIDGE 100KA T1+2 | LST - SPD KASETA ZERO 100KA T1+2 | 773 | 1 | NR | 758 | 1 | NR | 1.979% | OFFICIAL | 2DN13G21F3470VI100 | 30 | 2DN | ENERGY | 13G | DIN RAIL MODULAR DEV | 21F | MODULAR ACCESSORIES | 1 | 6 | NR | 632.689 | CCM | 45 | 40.5 | G | 8011564775084 | 8011564775084 | 8011564775084 | 85361090
GW96537 | COMP. ISOL. SWITCH 4P 16A 250-415V - 1 M | KOMPAKT. WYŁ. IZ.4P 16A 250-415V - 1 M | 46.4 | 1 | NR | 45.5 | 1 | NR | 1.978% | OFFICIAL | 2DN13G21F3490VJ100 | 30 | 2DN | ENERGY | 13G | DIN RAIL MODULAR DEV | 21F | MODULAR ACCESSORIES | 1 | 12 | NR | 316.344 | CCM | 92.756 | 76.206 | G | 8011564447875 | 8011564447875 | 8011564690929 | 85362010
GWD6780 | OUTDOOR PROBE FOR TWILIGHT SWITCH | CZUJNIK ZEWN. DO PRZEŁĄCZNIKA ZMIERZCH. | 46.5 | 1 | NR | 45.6 | 1 | NR | 1.974% | OFFICIAL | 2DN13G21F3560WE100 | 30 | 2DN | ENERGY | 13G | DIN RAIL MODULAR DEV | 21F | MODULAR ACCESSORIES | 1 | 4 | NR | 703.196 | CCM | 61.728 | 5.82 | G | 8034035007118 | 8034035007118 | 8034035416217 | 90329000
GW96408 | BUZZER 230V AC 2M. WITH TRANSFORMER | BRZĘCZYK 230V AC 2M. Z TRANSFORMATOREM | 62.2 | 1 | NR | 61 | 1 | NR | 1.967% | OFFICIAL | 2DN13G21F3510VQ100 | 30 | 2DN | ENERGY | 13G | DIN RAIL MODULAR DEV | 21F | MODULAR ACCESSORIES | 1 | 6 | NR | 266 | CCM | 229.833 | 206.85 | G | 8011564063686 | 8011564386310 | 8011564386310 | 85318040
GW96449 | CURRENT TRANSFORMER 400A | PRZEKŁADNIK PRĄDOWY 400A | 51.9 | 1 | NR | 50.9 | 1 | NR | 1.965% | OFFICIAL | 2DN13G21F3520W3100 | 30 | 2DN | ENERGY | 13G | DIN RAIL MODULAR DEV | 21F | MODULAR ACCESSORIES | 1 | 6 | NR | 916.825 | CCM | 315.156 | 283.641 | G | 8011564064959 | 8011564064959 | 8011564064959 | 85043129
GW96042 | POLE SEPARATOR MT/MDC 1PZ | ROZDZIELACZ BIEGUNÓW | 2.6 | 1 | NR | 2.55 | 1 | NR | 1.961% | OFFICIAL | 2DN13G21F3430V6100 | 30 | 2DN | ENERGY | 13G | DIN RAIL MODULAR DEV | 21F | MODULAR ACCESSORIES | 10 | 100 | NR | 55.01 | CCM | 5.14 | 4.626 | G | 8011564089228 | 8011564475120 | 8011564475113 | 85389099
GW96205 | DISC. FUSE-HOLDER 1P 10,3X38 690V 32A | ROZŁ. UCHWYT BEZP. 1P 10,3X38 690V 32A | 10.4 | 1 | NR | 10.2 | 1 | NR | 1.961% | OFFICIAL | 2DN13G21F3450VC100 | 30 | 2DN | ENERGY | 13G | DIN RAIL MODULAR DEV | 21F | MODULAR ACCESSORIES | 12 | 108 | NR | 154.398 | CCM | 67.667 | 67.666 | G | 8011564062658 | 8011564495524 | 8011564495524 | 85361050
GW96206 | DISC. FUSE-HOLDER 1P 8,5X31,5 400V 20A | ROZŁ. UCHWYT BEZP. 1P 8,5X31,5 400V 20A | 10.4 | 1 | NR | 10.2 | 1 | NR | 1.961% | OFFICIAL | 2DN13G21F3450VC100 | 30 | 2DN | ENERGY | 13G | DIN RAIL MODULAR DEV | 21F | MODULAR ACCESSORIES | 12 | 108 | NR | 149.074 | CCM | 67.667 | 67.667 | G | 8011564113701 | 8011564479135 | 8011564479135 | 85361050
GW96226 | DISC. FUSE-HOLDER 1P 10,3X38 1000V DC | ROZŁ. UCHWYT BEZP. 1P 10,3X38 1000V DC | 10.4 | 1 | NR | 10.2 | 1 | NR | 1.961% | OFFICIAL | 2DN13G21F3450VC100 | 30 | 2DN | ENERGY | 13G | DIN RAIL MODULAR DEV | 21F | MODULAR ACCESSORIES | 12 | 108 | NR | 155.037 | CCM | 41.67 | 37 | G | 8011564775527 | 8011564918214 | 8011564918214 | 85361050
GWD6808 | THREE PHASE ENERGY METER INDIR. CT/5A 4M | TRÓJFAZ.MIERN.ENERG.POŚR. CT/5A 4M | 520 | 1 | NR | 510 | 1 | NR | 1.961% | OFFICIAL | 2DN13G21F3580WA100 | 40 | 2DN | ENERGY | 13G | DIN RAIL MODULAR DEV | 21F | MODULAR ACCESSORIES | 1 | 2 | NR | 970.97 | CCM | 427.084 | 375.984 | G | 0 | 0 | 0 | 0
GW96218 | DISC. FUSE-HOLDER 1P+N 22X58 690V 100A | ROZŁ. UCHWYT BEZP.1P+N 22X58 690V 100A | 67.9 | 1 | NR | 66.6 | 1 | NR | 1.952% | OFFICIAL | 2DN13G21F3450VC100 | 30 | 2DN | ENERGY | 13G | DIN RAIL MODULAR DEV | 21F | MODULAR ACCESSORIES | 2 | 48 | NR | 210.547 | CCM | 406.667 | 366.001 | G | 8011564775503 | 8011564921924 | 8011564921924 | 85361050
GW96554 | THREE-WAY-SWITCH (1-0-2) 2P 16A 250V 1M | ŁĄCZNIK PODWÓJNY (1-0-2) 2P 16A 250V 1M | 62.7 | 1 | NR | 61.5 | 1 | NR | 1.951% | OFFICIAL | 2DN13G21F3490VK100 | 30 | 2DN | ENERGY | 13G | DIN RAIL MODULAR DEV | 21F | MODULAR ACCESSORIES | 1 | 12 | NR | 316.344 | CCM | 86.667 | 78 | G | 8011564447936 | 8011564447936 | 8011564674783 | 85365080
GWD6652 | LATCHING RELAY 1NO+1NC 16A 12VAC 1M | PRZEKAŹNIK BLOK. 1NO+1NC 16A 12VAC 1M | 62.7 | 1 | NR | 61.5 | 1 | NR | 1.951% | OFFICIAL | 2DN13G21F3530VW100 | 30 | 2DN | ENERGY | 13G | DIN RAIL MODULAR DEV | 21F | MODULAR ACCESSORIES | 6 | 24 | NR | 209 | CCM | 28.598 | 28.442 | G | 8011564847491 | 8011564977884 | 8011564977891 | 85364190
GWD6653 | LATCHING RELAY 1NO+1NC 16A 24VAC 1M | PRZEKAŹNIK BLOK. 1NO+1NC 16A 24VAC 1M | 62.7 | 1 | NR | 61.5 | 1 | NR | 1.951% | OFFICIAL | 2DN13G21F3530VW100 | 30 | 2DN | ENERGY | 13G | DIN RAIL MODULAR DEV | 21F | MODULAR ACCESSORIES | 6 | 24 | NR | 184.5 | CCM | 138.333 | 124.5 | G | 8011564847507 | 8011564977914 | 8011564977921 | 85364190
GWD6654 | LATCHING RELAY 1NO+1NC 16A 230VAC 1M | PRZEKAŹNIK BLOK. 1NO+1NC 16A 230VAC 1M | 62.7 | 1 | NR | 61.5 | 1 | NR | 1.951% | OFFICIAL | 2DN13G21F3530VW100 | 30 | 2DN | ENERGY | 13G | DIN RAIL MODULAR DEV | 21F | MODULAR ACCESSORIES | 6 | 24 | NR | 125 | CCM | 42.3 | 42 | G | 8011564847514 | 8011564977938 | 8011564977945 | 85364900
GWD6657 | LATCHING RELAY 2NO 16A 12VAC 1M | PRZEKAŹNIK BLOKUJĄCY 2NO 16A 12VAC 1M | 62.7 | 1 | NR | 61.5 | 1 | NR | 1.951% | OFFICIAL | 2DN13G21F3530VW100 | 30 | 2DN | ENERGY | 13G | DIN RAIL MODULAR DEV | 21F | MODULAR ACCESSORIES | 6 | 24 | NR | 229.206 | CCM | 130 | 130 | G | 8011564847521 | 8011564977952 | 8011564977969 | 85364190
GWD6658 | LATCHING RELAY 2NO 16A 24VAC 1M | PRZEKAŹNIK BLOKUJĄCY 2NO 16A 24VAC 1M | 62.7 | 1 | NR | 61.5 | 1 | NR | 1.951% | OFFICIAL | 2DN13G21F3530VW100 | 30 | 2DN | ENERGY | 13G | DIN RAIL MODULAR DEV | 21F | MODULAR ACCESSORIES | 6 | 24 | NR | 229.206 | CCM | 145.625 | 145.625 | G | 8011564847538 | 8011564977976 | 8011564977983 | 85364190
GWD6659 | LATCHING RELAY 2NO 16A 230VAC 1M | PRZEKAŹNIK BLOKUJĄCY 2NO 16A 230VAC 1M | 62.7 | 1 | NR | 61.5 | 1 | NR | 1.951% | OFFICIAL | 2DN13G21F3530VW100 | 30 | 2DN | ENERGY | 13G | DIN RAIL MODULAR DEV | 21F | MODULAR ACCESSORIES | 6 | 24 | NR | 60 | CCM | 145.25 | 145.25 | G | 8011564847545 | 8011564977990 | 8011564978010 | 85364900
GWD6664 | LATCHING RELAY 2CO 16A 230VAC 2M | PRZEKAŹNIK BLOKUJĄCY 2CO 16A 230VAC 2M | 62.7 | 1 | NR | 61.5 | 1 | NR | 1.951% | OFFICIAL | 2DN13G21F3530VW100 | 30 | 2DN | ENERGY | 13G | DIN RAIL MODULAR DEV | 21F | MODULAR ACCESSORIES | 3 | 12 | NR | 458.413 | CCM | 208.75 | 208.75 | G | 8011564847569 | 8011564978041 | 8011564978058 | 85364900
GWD6617 | INSTALLATION RELAY 1NO+1NC 16A 12VAC 1M | PRZEKAŹNIK INSTALAC.1NO+1NC 16A 12VAC 1M | 57.5 | 1 | NR | 56.4 | 1 | NR | 1.95% | OFFICIAL | 2DN13G21F3530VT100 | 30 | 2DN | ENERGY | 13G | DIN RAIL MODULAR DEV | 21F | MODULAR ACCESSORIES | 6 | 24 | NR | 171 | CCM | 140.833 | 140.8 | G | 8011564847286 | 8011564977372 | 8011564977389 | 85364190
GWD6618 | INSTALLATION RELAY 1NO+1NC 16A 24VAC 1M | PRZEKAŹNIK INSTALAC.1NO+1NC 16A 24VAC 1M | 57.5 | 1 | NR | 56.4 | 1 | NR | 1.95% | OFFICIAL | 2DN13G21F3530VT100 | 30 | 2DN | ENERGY | 13G | DIN RAIL MODULAR DEV | 21F | MODULAR ACCESSORIES | 6 | 24 | NR | 171 | CCM | 140.833 | 140.8 | G | 8011564847293 | 8011564977396 | 8011564977419 | 85364190
GWD6619 | INSTALLATION RELAY 1NO+1NC 16A 230VAC 1M | PRZEKAŹNIK INSTAL.1NO+1NC 16A 230VAC 1M | 57.5 | 1 | NR | 56.4 | 1 | NR | 1.95% | OFFICIAL | 2DN13G21F3530VT100 | 30 | 2DN | ENERGY | 13G | DIN RAIL MODULAR DEV | 21F | MODULAR ACCESSORIES | 6 | 24 | NR | 171 | CCM | 140 | 140 | G | 8011564847309 | 8011564977426 | 8011564977433 | 85364900
GWD6624 | INSTALLATION RELAY 2NO 16A 230VAC 1M | PRZEKAŹNIK INSTALAC. 2NO 16A 230VAC 1M | 57.5 | 1 | NR | 56.4 | 1 | NR | 1.95% | OFFICIAL | 2DN13G21F3530VT100 | 30 | 2DN | ENERGY | 13G | DIN RAIL MODULAR DEV | 21F | MODULAR ACCESSORIES | 6 | 24 | NR | 171 | CCM | 139.167 | 139.16 | G | 8011564847316 | 8011564977440 | 8011564977457 | 85364900
GWD6772 | DAILY ANALOGUE TIME SWITCH RES.1M | DZIENNY ANALOG.PRZEŁĄCZ. CZAS.Z OP 1M | 99.4 | 1 | NR | 97.5 | 1 | NR | 1.949% | OFFICIAL | 2DN13G21F3560W2100 | 30 | 2DN | ENERGY | 13G | DIN RAIL MODULAR DEV | 21F | MODULAR ACCESSORIES | 1 | 12 | NR | 234.399 | CCM | 94.167 | 90 | G | 8034035007019 | 8034035007019 | 8034035416118 | 91070000
GW96443 | CURRENT TRANSFORMER 40A | PRZEKŁADNIK PRĄDOWY 40A | 47.1 | 1 | NR | 46.2 | 1 | NR | 1.948% | OFFICIAL | 2DN13G21F3520W3100 | 30 | 2DN | ENERGY | 13G | DIN RAIL MODULAR DEV | 21F | MODULAR ACCESSORIES | 1 | 6 | NR | 916.825 | CCM | 464.75 | 418.275 | G | 8011564064812 | 8011564064812 | 8011564064812 | 85043129
GW96444 | CURRENT TRANSFORMER 50A | PRZEKŁADNIK PRĄDOWY 50A | 47.1 | 1 | NR | 46.2 | 1 | NR | 1.948% | OFFICIAL | 2DN13G21F3520W3100 | 30 | 2DN | ENERGY | 13G | DIN RAIL MODULAR DEV | 21F | MODULAR ACCESSORIES | 1 | 6 | NR | 916.825 | CCM | 279.594 | 251.634 | G | 8011564064829 | 8011564064829 | 8011564064829 | 85043129
GW96445 | CURRENT TRANSFORMER 60A | PRZEKŁADNIK PRĄDOWY 60A | 47.1 | 1 | NR | 46.2 | 1 | NR | 1.948% | OFFICIAL | 2DN13G21F3520W3100 | 30 | 2DN | ENERGY | 13G | DIN RAIL MODULAR DEV | 21F | MODULAR ACCESSORIES | 1 | 6 | NR | 916.825 | CCM | 281.375 | 253.238 | G | 8011564064836 | 8011564064836 | 8011564064836 | 85043129
GW96446 | CURRENT TRANSFORMER 100A | PRZEKŁADNIK PRĄDOWY 100A | 47.1 | 1 | NR | 46.2 | 1 | NR | 1.948% | OFFICIAL | 2DN13G21F3520W3100 | 30 | 2DN | ENERGY | 13G | DIN RAIL MODULAR DEV | 21F | MODULAR ACCESSORIES | 1 | 6 | NR | 833 | CCM | 288.625 | 259.763 | G | 8011564064928 | 8011564064928 | 8011564064928 | 85043129
GW96862 | ANALOGUE VOLTMETER 0-500V 3M | WOLTOMIERZ ANALOGOWY 0-500V 3M | 94.3 | 1 | NR | 92.5 | 1 | NR | 1.946% | OFFICIAL | 2DN13G21F3580W6100 | 40 | 2DN | ENERGY | 13G | DIN RAIL MODULAR DEV | 21F | MODULAR ACCESSORIES | 1 | 4 | NR | 550 | CCM | 210 | 189 | G | 8011564064690 | 8011564064690 | 8011564387911 | 90308900
GW96323 | SAFETY TRANSFORMER 40 VA 230V | TRANSFORMATOR BEZPIECZEŃSTWA 40 VA 230V | 42 | 1 | NR | 41.2 | 1 | NR | 1.942% | OFFICIAL | 2DN13G21F3520WC100 | 30 | 2DN | ENERGY | 13G | DIN RAIL MODULAR DEV | 21F | MODULAR ACCESSORIES | 1 | 1 | NR | 540 | CCM | 841 | 756.9 | G | 8011564176980 | 8011564176980 | 8011564176980 | 85043121
GW96551 | CHANGE OVER SWITCH (1-2) 16A 1P 250V 1M | ŁĄCZNIK (1-2) 16A 1P 250V 1M | 31.5 | 1 | NR | 30.9 | 1 | NR | 1.942% | OFFICIAL | 2DN13G21F3490VK100 | 30 | 2DN | ENERGY | 13G | DIN RAIL MODULAR DEV | 21F | MODULAR ACCESSORIES | 3 | 12 | NR | 316.344 | CCM | 70 | 63 | G | 8011564447752 | 8011564674509 | 8011564674516 | 85365080
GWD6407 | LST - SPD 1P+N 20KA T2 | LST - SPD 1P+N 20KA T2 | 210 | 1 | NR | 206 | 1 | NR | 1.942% | OFFICIAL | 2DN13G21F3470VG100 | 30 | 2DN | ENERGY | 13G | DIN RAIL MODULAR DEV | 21F | MODULAR ACCESSORIES | 1 | 6 | NR | 632.689 | CCM | 200 | 180 | G | 8011564774841 | 8011564774841 | 8011564774841 | 85361090
GWD6773 | DAILY ANALOGUE TIME SWITCH RES.2M | DZIENNY ANALOG.PRZEŁĄCZ. CZAS.Z OP 2M | 105 | 1 | NR | 103 | 1 | NR | 1.942% | OFFICIAL | 2DN13G21F3560W2100 | 30 | 2DN | ENERGY | 13G | DIN RAIL MODULAR DEV | 21F | MODULAR ACCESSORIES | 1 | 6 | NR | 468.798 | CCM | 40.415 | 5.765 | G | 8034035007026 | 8034035007026 | 8034035416125 | 91070000
GW96564 | PUSH-BUTTON DOUBLE GR/GR 16A 250V 1M | PRZYCISK PODW. SZARY/SZARY 16A 250V 1M | 36.8 | 1 | NR | 36.1 | 1 | NR | 1.939% | OFFICIAL | 2DN13G21F3500VO100 | 30 | 2DN | ENERGY | 13G | DIN RAIL MODULAR DEV | 21F | MODULAR ACCESSORIES | 1 | 12 | NR | 316.344 | CCM | 70.833 | 63.75 | G | 8011564447967 | 8011564447967 | 8011564674813 | 85365080
GW96565 | PUSH-BUTTON DOUBLE GR/RED 16A 250V 1M | PRZYCISK PODW. SZARY/CZERW 16A 250V 1M | 36.8 | 1 | NR | 36.1 | 1 | NR | 1.939% | OFFICIAL | 2DN13G21F3500VO100 | 30 | 2DN | ENERGY | 13G | DIN RAIL MODULAR DEV | 21F | MODULAR ACCESSORIES | 1 | 12 | NR | 316.344 | CCM | 72.19 | 55.64 | G | 8011564447974 | 8011564447974 | 8011564674820 | 85365080
GW96313 | DISC. FUSE-HOLDER 3P+N 14X51 690V 50A | ROZŁ. UCHWYT BEZP.3P+N 14X51 690V 50A | 84.2 | 1 | NR | 82.6 | 1 | NR | 1.937% | OFFICIAL | 2DN13G21F3450VC100 | 30 | 2DN | ENERGY | 13G | DIN RAIL MODULAR DEV | 21F | MODULAR ACCESSORIES | 3 | 24 | NR | 694.792 | CCM | 456 | 456 | G | 8011564113824 | 8011564985582 | 8011564985582 | 85361050
GW96500 | CONN. PIN BUSBAR 1P P1 GREY 13 CONN. MTC | SZYNA KOŁKOWA 1F SZARA 13M 80A | 7.9 | 1 | NR | 7.75 | 1 | NR | 1.935% | OFFICIAL | 2DN13G21F3430V8100 | 30 | 2DN | ENERGY | 13G | DIN RAIL MODULAR DEV | 21F | MODULAR ACCESSORIES | 25 | 25 | NR | 29.68 | CCM | 39.6 | 35.64 | G | 8011564228153 | 8011564228153 | 8011564583191 | 85369010
GW96501 | CONN. PIN BUSBAR 1P P1 BLUE 13 CONN. MTC | SZYNA KOŁKOWA 1F NIEBIESKA 13M 80A | 7.9 | 1 | NR | 7.75 | 1 | NR | 1.935% | OFFICIAL | 2DN13G21F3430V8100 | 30 | 2DN | ENERGY | 13G | DIN RAIL MODULAR DEV | 21F | MODULAR ACCESSORIES | 25 | 25 | NR | 29.68 | CCM | 39.68 | 35.712 | G | 8011564210868 | 8011564210868 | 8011564564602 | 85369010
GW96308 | DISC. FUSE-HOLDER 3P 14X51 5 690V 50A | ROZŁ. UCHWYT BEZP.3P 14X51 5 690V 50A | 58 | 1 | NR | 56.9 | 1 | NR | 1.933% | OFFICIAL | 2DN13G21F3450VC100 | 30 | 2DN | ENERGY | 13G | DIN RAIL MODULAR DEV | 21F | MODULAR ACCESSORIES | 1 | 4 | NR | 1249.5 | CCM | 326.5 | 326.5 | G | 8011564113794 | 8011564478312 | 8011564478312 | 85361050
GW96421 | BELL TRANSFORMER 5VA T.P.230V T.S.12V | TRANSFORMATOR DZWON 5VA T.P.230V T.S.12V | 42.2 | 1 | NR | 41.4 | 1 | NR | 1.932% | OFFICIAL | 2DN13G21F3520VS100 | 30 | 2DN | ENERGY | 13G | DIN RAIL MODULAR DEV | 21F | MODULAR ACCESSORIES | 1 | 6 | NR | 266 | CCM | 331 | 297.9 | G | 8011564063709 | 8011564386334 | 8011564386334 | 85043121
GW96422 | BELL TRANSFORMER 5VA T.P.230V T.S.24V | TRANSFORMATOR DZWON 5VA T.P.230V T.S.24V | 42.2 | 1 | NR | 41.4 | 1 | NR | 1.932% | OFFICIAL | 2DN13G21F3520VS100 | 30 | 2DN | ENERGY | 13G | DIN RAIL MODULAR DEV | 21F | MODULAR ACCESSORIES | 1 | 6 | NR | 266 | CCM | 335.5 | 301.95 | G | 8011564063716 | 8011564386341 | 8011564386341 | 85043121
GW96762 | MOTOR PROTECTION SWITCH 16-25A | WYŁĄCZNIK SILNIKOWY 16-25A | 211 | 1 | NR | 207 | 1 | NR | 1.932% | OFFICIAL | 2DN13G21F3480VB100 | 40 | 2DN | ENERGY | 13G | DIN RAIL MODULAR DEV | 21F | MODULAR ACCESSORIES | 1 | 4 | NR | 949.033 | CCM | 384.25 | 345.825 | G | 8011564184510 | 8011564184510 | 8011564542297 | 85362010
GW96763 | MOTOR PROTECTION SWITCH 25-40A | WYŁĄCZNIK SILNIKOWY 25-40A | 211 | 1 | NR | 207 | 1 | NR | 1.932% | OFFICIAL | 2DN13G21F3480VB100 | 40 | 2DN | ENERGY | 13G | DIN RAIL MODULAR DEV | 21F | MODULAR ACCESSORIES | 1 | 4 | NR | 949.033 | CCM | 392.75 | 353.475 | G | 8011564184527 | 8011564184527 | 8011564542303 | 85362010
GW96906 | CURRENT MONIT. RELAY - MONOPHASE AC | PRZEKAŹNIK MONIT. PRĄDU - JEDNOFAZOWY AC | 211 | 1 | NR | 207 | 1 | NR | 1.932% | OFFICIAL | 2DN13G21F3540WF100 | 30 | 2DN | ENERGY | 13G | DIN RAIL MODULAR DEV | 21F | MODULAR ACCESSORIES | 1 | 8 | NR | 242.743 | CCM | 83.56 | 60.056 | G | 8011564760035 | 8011564760035 | 8011564904019 | 85364900
GW96907 | PHASE MONIT. RELAY - 3PHASE AC | PRZEKAŹNIK MONIT. FAZY - 3 FAZOWY AC | 211 | 1 | NR | 207 | 1 | NR | 1.932% | OFFICIAL | 2DN13G21F3540WF100 | 30 | 2DN | ENERGY | 13G | DIN RAIL MODULAR DEV | 21F | MODULAR ACCESSORIES | 1 | 8 | NR | 242.743 | CCM | 82.732 | 60.056 | G | 8011564760042 | 8011564760042 | 8011564904026 | 85364900
GW96908 | UNDERVOLTAGE MON. RELAY-MONOPHASE AC/DC | PRZEKAŹNIK MONIT. NISK.NAP.-1FAZ. AC/DC | 211 | 1 | NR | 207 | 1 | NR | 1.932% | OFFICIAL | 2DN13G21F3540WF100 | 30 | 2DN | ENERGY | 13G | DIN RAIL MODULAR DEV | 21F | MODULAR ACCESSORIES | 1 | 8 | NR | 242.743 | CCM | 87.595 | 60.12 | G | 8011564760059 | 8011564760059 | 8011564904033 | 85364900
GW96909 | UNDERVOLTAGE MON. RELAY-3PHASE AC | PRZEKAŹNIK MONIT. NISK.NAP.-3 FAZOWY AC | 211 | 1 | NR | 207 | 1 | NR | 1.932% | OFFICIAL | 2DN13G21F3540WF100 | 30 | 2DN | ENERGY | 13G | DIN RAIL MODULAR DEV | 21F | MODULAR ACCESSORIES | 1 | 8 | NR | 242.743 | CCM | 87.595 | 60.12 | G | 8011564760066 | 8011564760066 | 8011564904040 | 85364900
GWD6601 | INSTALLATION RELAY 1NO 16A 8VAC 1M | PRZEKAŹNIK INSTALACYJNY 1NO 16A 8VAC 1M | 42.2 | 1 | NR | 41.4 | 1 | NR | 1.932% | OFFICIAL | 2DN13G21F3530VT100 | 30 | 2DN | ENERGY | 13G | DIN RAIL MODULAR DEV | 21F | MODULAR ACCESSORIES | 6 | 24 | NR | 180.5 | CCM | 130.833 | 130.833 | G | 8011564847187 | 8011564976863 | 8011564976870 | 85364190
GWD6602 | INSTALLATION RELAY 1NO 16A 12VAC 1M | PRZEKAŹNIK INSTALACYJNY 1NO 16A 12VAC 1M | 42.2 | 1 | NR | 41.4 | 1 | NR | 1.932% | OFFICIAL | 2DN13G21F3530VT100 | 30 | 2DN | ENERGY | 13G | DIN RAIL MODULAR DEV | 21F | MODULAR ACCESSORIES | 6 | 24 | NR | 180.5 | CCM | 132 | 132 | G | 8011564847194 | 8011564976887 | 8011564976894 | 85364190
GWD6603 | INSTALLATION RELAY 1NO 16A 24VAC 1M | PRZEKAŹNIK INSTALACYJNY 1NO 16A 24VAC 1M | 42.2 | 1 | NR | 41.4 | 1 | NR | 1.932% | OFFICIAL | 2DN13G21F3530VT100 | 30 | 2DN | ENERGY | 13G | DIN RAIL MODULAR DEV | 21F | MODULAR ACCESSORIES | 6 | 24 | NR | 180.5 | CCM | 132.042 | 132.042 | G | 8011564847200 | 8011564976931 | 8011564976948 | 85364190
GWD6604 | INSTALLATION RELAY 1NO 16A 230VAC 1M | PRZEKAŹNIK INSTAL. 1NO 16A 230VAC 1M | 42.2 | 1 | NR | 41.4 | 1 | NR | 1.932% | OFFICIAL | 2DN13G21F3530VT100 | 30 | 2DN | ENERGY | 13G | DIN RAIL MODULAR DEV | 21F | MODULAR ACCESSORIES | 6 | 24 | NR | 180.5 | CCM | 130.583 | 130.583 | G | 8011564847217 | 8011564976955 | 8011564976962 | 85364900
GWD6428 | LST - SPD 3P 40KA 1000V DC T2 | LST - SPD 3P 40KA 1000V DC T2 | 264 | 1 | NR | 259 | 1 | NR | 1.931% | OFFICIAL | 2DN13G21F3470VG100 | 30 | 2DN | ENERGY | 13G | DIN RAIL MODULAR DEV | 21F | MODULAR ACCESSORIES | 1 | 4 | NR | 949.033 | CCM | 330 | 297 | G | 8011564775046 | 8011564775046 | 8011564775046 | 85361090
GW96998 | DOUBLE-PIN BUSBAR 3P 56 MODULES | SZYNA ŁĄCZENIOWA WIDEŁKOWA 3P 56 MODUŁÓW | 31.7 | 1 | NR | 31.1 | 1 | NR | 1.929% | OFFICIAL | 2DN13G21F3430V8100 | 30 | 2DN | ENERGY | 13G | DIN RAIL MODULAR DEV | 21F | MODULAR ACCESSORIES | 20 | 20 | NR | 464.1 | CCM | 441.15 | 425 | G | 8011564276482 | 8011564624894 | 8011564624894 | 85369010
GW96407 | BUZZER 230V AC 1M. | BRZĘCZYK 230V AC 1M. | 31.8 | 1 | NR | 31.2 | 1 | NR | 1.923% | OFFICIAL | 2DN13G21F3510VQ100 | 30 | 2DN | ENERGY | 13G | DIN RAIL MODULAR DEV | 21F | MODULAR ACCESSORIES | 1 | 12 | NR | 133 | CCM | 54 | 48.6 | G | 8011564063679 | 8011564386303 | 8011564386303 | 85318040
GW96555 | TWO-WAY-SWITCH (1-2) 1P 16A 250V 1M | ŁĄCZNIK SCHODOW.(1-2) 1P 16A 250V 1M | 37.1 | 1 | NR | 36.4 | 1 | NR | 1.923% | OFFICIAL | 2DN13G21F3490VK100 | 30 | 2DN | ENERGY | 13G | DIN RAIL MODULAR DEV | 21F | MODULAR ACCESSORIES | 3 | 12 | NR | 316.344 | CCM | 71.25 | 64.125 | G | 8011564447776 | 8011564674547 | 8011564674554 | 85365080
GWD6629 | INSTALLATION RELAY 2CO 16A 24VAC/DC 2M | PRZEKAŹNIK INSTALAC. 2CO 16A 24VAC/DC 2M | 69 | 1 | NR | 67.7 | 1 | NR | 1.92% | OFFICIAL | 2DN13G21F3530VT100 | 30 | 2DN | ENERGY | 13G | DIN RAIL MODULAR DEV | 21F | MODULAR ACCESSORIES | 3 | 12 | NR | 342 | CCM | 273.75 | 273.7 | G | 8011564847354 | 8011564977532 | 8011564977549 | 85364190
GWD6630 | INSTALLATION RELAY 2CO 16A 230VAC 2M | PRZEKAŹNIK INSTALAC. 2CO 16A 230VAC 2M | 69 | 1 | NR | 67.7 | 1 | NR | 1.92% | OFFICIAL | 2DN13G21F3530VT100 | 30 | 2DN | ENERGY | 13G | DIN RAIL MODULAR DEV | 21F | MODULAR ACCESSORIES | 3 | 12 | NR | 342 | CCM | 252.083 | 252.083 | G | 8011564847361 | 8011564977556 | 8011564977563 | 85364900
GW96990 | SINGLE-PIN BUSBAR 3P 56 MODULES | SZYNA ŁĄCZENIOWA SZTYFTOWA 3P 56 MODUŁÓW | 58.4 | 1 | NR | 57.3 | 1 | NR | 1.92% | OFFICIAL | 2DN13G21F3430V8100 | 30 | 2DN | ENERGY | 13G | DIN RAIL MODULAR DEV | 21F | MODULAR ACCESSORIES | 20 | 20 | NR | 464.1 | CCM | 410 | 410 | G | 8011564276406 | 8011564624818 | 8011564624818 | 85369010
GWD6646 | LATCHING RELAY 1CO 16A 8VAC 1M | PRZEKAŹNIK BLOKUJĄCY 1CO 16A 8VAC 1M | 47.8 | 1 | NR | 46.9 | 1 | NR | 1.919% | OFFICIAL | 2DN13G21F3530VW100 | 30 | 2DN | ENERGY | 13G | DIN RAIL MODULAR DEV | 21F | MODULAR ACCESSORIES | 6 | 24 | NR | 229.206 | CCM | 125 | 125 | G | 8011564847446 | 8011564977754 | 8011564977761 | 85364190
GWD6647 | LATCHING RELAY 1CO 16A 12VAC 1M | PRZEKAŹNIK BLOKUJĄCY 1CO 16A 12VAC 1M | 47.8 | 1 | NR | 46.9 | 1 | NR | 1.919% | OFFICIAL | 2DN13G21F3530VW100 | 30 | 2DN | ENERGY | 13G | DIN RAIL MODULAR DEV | 21F | MODULAR ACCESSORIES | 6 | 24 | NR | 229.206 | CCM | 138.75 | 138.75 | G | 8011564847453 | 8011564977778 | 8011564977785 | 85364190
GWD6648 | LATCHING RELAY 1CO 16A 24VAC 1M | PRZEKAŹNIK BLOKUJĄCY 1CO 16A 24VAC 1M | 47.8 | 1 | NR | 46.9 | 1 | NR | 1.919% | OFFICIAL | 2DN13G21F3530VW100 | 30 | 2DN | ENERGY | 13G | DIN RAIL MODULAR DEV | 21F | MODULAR ACCESSORIES | 6 | 24 | NR | 229.206 | CCM | 125 | 125 | G | 8011564847460 | 8011564977792 | 8011564977839 | 85364190
GWD6649 | LATCHING RELAY 1CO 16A 24VDC 1M | PRZEKAŹNIK BLOKUJĄCY 1CO 16A 24VDC 1M | 47.8 | 1 | NR | 46.9 | 1 | NR | 1.919% | OFFICIAL | 2DN13G21F3530VW100 | 30 | 2DN | ENERGY | 13G | DIN RAIL MODULAR DEV | 21F | MODULAR ACCESSORIES | 6 | 24 | NR | 229.206 | CCM | 140.208 | 140.208 | G | 8011564847477 | 8011564977846 | 8011564977853 | 85364190
GWD6650 | LATCHING RELAY 1CO 16A 230VAC 1M | PRZEKAŹNIK BLOKUJĄCY 1CO 16A 230VAC 1M | 47.8 | 1 | NR | 46.9 | 1 | NR | 1.919% | OFFICIAL | 2DN13G21F3530VW100 | 30 | 2DN | ENERGY | 13G | DIN RAIL MODULAR DEV | 21F | MODULAR ACCESSORIES | 6 | 24 | NR | 229.206 | CCM | 138.333 | 138.333 | G | 8011564847484 | 8011564977860 | 8011564977877 | 85364900
GWD6468 | KIT POP + MT60 1P+N 63A SINGLE-PHASE | ZESTAW POP + MT60 1P+N 63A JEDNA FAZA | 319 | 1 | NR | 313 | 1 | NR | 1.917% | OFFICIAL | 2DN13G21F3470VG100 | 40 | 2DN | ENERGY | 13G | DIN RAIL MODULAR DEV | 21F | MODULAR ACCESSORIES | 1 | 4 | NR | 2556.918 | CCM | 763.183 | 594.721 | G
GW96867 | DIGITAL VOLTMETER 0-500V 2M | WOLTOMIERZ CYFROWY 0-500V 2M | 213 | 1 | NR | 209 | 1 | NR | 1.914% | OFFICIAL | 2DN13G21F3580W6100 | 30 | 2DN | ENERGY | 13G | DIN RAIL MODULAR DEV | 21F | MODULAR ACCESSORIES | 1 | 4 | NR | 442.998 | CCM | 178.75 | 160.875 | G | 8011564425118 | 8011564425118 | 8011564652132 | 90308900
GW96879 | DIGITAL AMMETER T.A. SUPPLY 999A 2M | AMPEROMIERZ ANALOG. ZASIL. T.A. 999A 2M | 213 | 1 | NR | 209 | 1 | NR | 1.914% | OFFICIAL | 2DN13G21F3580W8100 | 30 | 2DN | ENERGY | 13G | DIN RAIL MODULAR DEV | 21F | MODULAR ACCESSORIES | 1 | 4 | NR | 442.998 | CCM | 182.5 | 164.25 | G | 8011564425125 | 8011564425125 | 8011564652149 | 90308900
GW96441 | CURRENT TRANSFORMER 15A | PRZEKŁADNIK PRĄDOWY 15A | 96 | 1 | NR | 94.2 | 1 | NR | 1.911% | OFFICIAL | 2DN13G21F3520W3100 | 30 | 2DN | ENERGY | 13G | DIN RAIL MODULAR DEV | 21F | MODULAR ACCESSORIES | 1 | 6 | NR | 916.825 | CCM | 361.875 | 325.688 | G | 8011564064799 | 8011564064799 | 8011564064799 | 85043129
GW96442 | CURRENT TRANSFORMER 25A | PRZEKŁADNIK PRĄDOWY 25A | 96 | 1 | NR | 94.2 | 1 | NR | 1.911% | OFFICIAL | 2DN13G21F3520W3100 | 30 | 2DN | ENERGY | 13G | DIN RAIL MODULAR DEV | 21F | MODULAR ACCESSORIES | 1 | 6 | NR | 916.825 | CCM | 366.469 | 329.822 | G | 8011564064805 | 8011564064805 | 8011564064805 | 85043129
GW96809 | STAIRCASE LIGHTING TIME DELAY SWITCH | MINUTNIK ŚWIATŁO SCHODY | 80 | 1 | NR | 78.5 | 1 | NR | 1.911% | OFFICIAL | 2DN13G21F3550W0100 | 30 | 2DN | ENERGY | 13G | DIN RAIL MODULAR DEV | 21F | MODULAR ACCESSORIES | 1 | 8 | NR | 242.743 | CCM | 62.013 | 34.738 | G | 8011564728554 | 8011564728554 | 8011564924659 | 85389099
GWD6667 | LATCHING RELAY 4NO 16A 12VAC 2M | PRZEKAŹNIK BLOKUJĄCY 4NO 16A 12VAC 2M | 96 | 1 | NR | 94.2 | 1 | NR | 1.911% | OFFICIAL | 2DN13G21F3530VW100 | 30 | 2DN | ENERGY | 13G | DIN RAIL MODULAR DEV | 21F | MODULAR ACCESSORIES | 3 | 12 | NR | 458.413 | CCM | 195 | 195 | G | 8011564847576 | 8011564978065 | 8011564978072 | 85364190
GWD6668 | LATCHING RELAY 4NO 16A 24VAC 2M | PRZEKAŹNIK BLOKUJĄCY 4NO 16A 24VAC 2M | 96 | 1 | NR | 94.2 | 1 | NR | 1.911% | OFFICIAL | 2DN13G21F3530VW100 | 30 | 2DN | ENERGY | 13G | DIN RAIL MODULAR DEV | 21F | MODULAR ACCESSORIES | 3 | 12 | NR | 429 | CCM | 280 | 280 | G | 8011564847583 | 8011564978089 | 8011564978096 | 85364190
GWD6669 | LATCHING RELAY 4NO 16A 230VAC 2M | PRZEKAŹNIK BLOKUJĄCY 4NO 16A 230VAC 2M | 96 | 1 | NR | 94.2 | 1 | NR | 1.911% | OFFICIAL | 2DN13G21F3530VW100 | 30 | 2DN | ENERGY | 13G | DIN RAIL MODULAR DEV | 21F | MODULAR ACCESSORIES | 3 | 12 | NR | 429 | CCM | 280 | 280 | G | 8011564847590 | 8011564978140 | 8011564978157 | 85364900
GW96539 | ON-OFF SWITCH+IND.LAMP 16A 1P 230V 1M | PRZYCISK ZAŁ/WYŁ+LAMP.WSK 16A 1P 230V 1M | 32.1 | 1 | NR | 31.5 | 1 | NR | 1.905% | OFFICIAL | 2DN13G21F3490VK100 | 30 | 2DN | ENERGY | 13G | DIN RAIL MODULAR DEV | 21F | MODULAR ACCESSORIES | 3 | 12 | NR | 316.344 | CCM | 66.25 | 59.625 | G | 8011564447745 | 8011564674486 | 8011564674493 | 85363010
GW96553 | THREE-WAY-SWITCH (1-0-2) 1P 16A 250V 1M | ŁĄCZNIK PODWÓJNY (1-0-2) 1P 16A 250V 1M | 32.1 | 1 | NR | 31.5 | 1 | NR | 1.905% | OFFICIAL | 2DN13G21F3490VK100 | 30 | 2DN | ENERGY | 13G | DIN RAIL MODULAR DEV | 21F | MODULAR ACCESSORIES | 3 | 12 | NR | 316.344 | CCM | 83.4 | 66.359 | G | 8011564447769 | 8011564674523 | 8011564674530 | 85365080
GW96767 | SHUNT TRIP RELEASES MPS 110-415 V | WYZWALACZ NAPIĘCIOWY MPS 110-415 V | 80.3 | 1 | NR | 78.8 | 1 | NR | 1.904% | OFFICIAL | 2DN13G21F3480VD100 | 40 | 2DN | ENERGY | 13G | DIN RAIL MODULAR DEV | 21F | MODULAR ACCESSORIES | 1 | 6 | NR | 632.689 | CCM | 132.5 | 119.25 | G | 8011564189881 | 8011564189881 | 8011564545885 | 85389099
GW96769 | UNDER VOLTAGE RELEASES MPS 230V | WYZWALACZ NISKONAPIĘCIOWY MPS 230V | 80.3 | 1 | NR | 78.8 | 1 | NR | 1.904% | OFFICIAL | 2DN13G21F3480VD100 | 40 | 2DN | ENERGY | 13G | DIN RAIL MODULAR DEV | 21F | MODULAR ACCESSORIES | 1 | 6 | NR | 632.689 | CCM | 147.167 | 132.45 | G | 8011564189904 | 8011564189904 | 8011564545908 | 85389099
GW96770 | UNDER VOLTAGE RELEASES MPS 400V | WYZWALACZ NISKONAPIĘCIOWY MPS 400V | 80.3 | 1 | NR | 78.8 | 1 | NR | 1.904% | OFFICIAL | 2DN13G21F3480VD100 | 40 | 2DN | ENERGY | 13G | DIN RAIL MODULAR DEV | 21F | MODULAR ACCESSORIES | 1 | 6 | NR | 632.689 | CCM | 144.667 | 130.2 | G | 8011564189911 | 8011564189911 | 8011564545915 | 85389099
GW96433 | BELL TRANSFORMER 40VA T.P.230V T.S.12V | TRANSFORMATOR DZW 40VA T.P.230V T.S.12V | 64.3 | 1 | NR | 63.1 | 1 | NR | 1.902% | OFFICIAL | 2DN13G21F3520VS100 | 30 | 2DN | ENERGY | 13G | DIN RAIL MODULAR DEV | 21F | MODULAR ACCESSORIES | 1 | 4 | NR | 399 | CCM | 592.5 | 533.25 | G | 8011564063785 | 8011564386419 | 8011564386419 | 85043121
GW96434 | BELL TRANSFORMER 40VA T.P.230V T.S.24V | TRANSFORMATOR DZW 40VA T.P.230V T.S.24V | 64.3 | 1 | NR | 63.1 | 1 | NR | 1.902% | OFFICIAL | 2DN13G21F3520VS100 | 30 | 2DN | ENERGY | 13G | DIN RAIL MODULAR DEV | 21F | MODULAR ACCESSORIES | 1 | 4 | NR | 399 | CCM | 580.75 | 522.675 | G | 8011564063792 | 8011564386426 | 8011564386426 | 85043121
GW96771 | WALL CASING WITH KNOB FOR MPS | OBUDOWA NATYNKOWA Z POKRĘTŁEM DO MPS | 64.3 | 1 | NR | 63.1 | 1 | NR | 1.902% | OFFICIAL | 2DN13G21F3480VD100 | 40 | 2DN | ENERGY | 13G | DIN RAIL MODULAR DEV | 21F | MODULAR ACCESSORIES | 1 | 1 | NR | 5500.95 | CCM | 485 | 436.5 | G | 8011564184169 | 8011564184169 | 8011564184169 | 85381000
GW96423 | BELL TRANSFORMER 10VA T.P.230V T.S.12V | TRANSFORMATOR DZW 10VA T.P.230V T.S.12V | 48.3 | 1 | NR | 47.4 | 1 | NR | 1.899% | OFFICIAL | 2DN13G21F3520VS100 | 30 | 2DN | ENERGY | 13G | DIN RAIL MODULAR DEV | 21F | MODULAR ACCESSORIES | 1 | 6 | NR | 266 | CCM | 336.333 | 302.7 | G | 8011564063723 | 8011564386358 | 8011564386358 | 85043121
GW96424 | BELL TRANSFORMER 10VA T.P.230V T.S.24V | TRANSFORMATOR DZW 10VA T.P.230V T.S.24V | 48.3 | 1 | NR | 47.4 | 1 | NR | 1.899% | OFFICIAL | 2DN13G21F3520VS100 | 30 | 2DN | ENERGY | 13G | DIN RAIL MODULAR DEV | 21F | MODULAR ACCESSORIES | 1 | 6 | NR | 266 | CCM | 334.5 | 301.05 | G | 8011564063730 | 8011564386365 | 8011564386365 | 85043121
GW96447 | CURRENT TRANSFORMER 150A | PRZEKŁADNIK PRĄDOWY 150A | 48.3 | 1 | NR | 47.4 | 1 | NR | 1.899% | OFFICIAL | 2DN13G21F3520W3100 | 30 | 2DN | ENERGY | 13G | DIN RAIL MODULAR DEV | 21F | MODULAR ACCESSORIES | 1 | 6 | NR | 916.825 | CCM | 296.594 | 266.934 | G | 8011564064935 | 8011564064935 | 8011564064935 | 85043129
GW96448 | CURRENT TRANSFORMER 250A | PRZEKŁADNIK PRĄDOWY 250A | 48.3 | 1 | NR | 47.4 | 1 | NR | 1.899% | OFFICIAL | 2DN13G21F3520W3100 | 30 | 2DN | ENERGY | 13G | DIN RAIL MODULAR DEV | 21F | MODULAR ACCESSORIES | 1 | 6 | NR | 833 | CCM | 325.313 | 292.781 | G | 8011564064942 | 8011564064942 | 8011564064942 | 85043129
GWD6010 | AUX CONTACT CONF.IDP/SEZ.ACC.0,5M | STYK DODATK DO RCCB-KONFIGUROWALNY | 53.7 | 1 | NR | 52.7 | 1 | NR | 1.898% | OFFICIAL | 2DN13G21F3410V0100 | 30 | 2DN | ENERGY | 13G | DIN RAIL MODULAR DEV | 21F | MODULAR ACCESSORIES | 1 | 16 | NR | 256.757 | CCM | 56.351 | 36.514 | G | 8011564821637 | 8011564821637 | 8011564963122 | 85308000
GWD6626 | INSTALLATION RELAY 2CO 16A 8VAC 2M | PRZEKAŹNIK INSTALACYJNY 2CO 16A 8VAC 2M | 69.9 | 1 | NR | 68.6 | 1 | NR | 1.895% | OFFICIAL | 2DN13G21F3530VT100 | 30 | 2DN | ENERGY | 13G | DIN RAIL MODULAR DEV | 21F | MODULAR ACCESSORIES | 3 | 12 | NR | 342 | CCM | 258.75 | 258.7 | G | 8011564847323 | 8011564977464 | 8011564977471 | 85364190
GWD6627 | INSTALLATION RELAY 2CO 16A 12VAC 2M | PRZEKAŹNIK INSTALACYJNY 2CO 16A 12VAC 2M | 69.9 | 1 | NR | 68.6 | 1 | NR | 1.895% | OFFICIAL | 2DN13G21F3530VT100 | 30 | 2DN | ENERGY | 13G | DIN RAIL MODULAR DEV | 21F | MODULAR ACCESSORIES | 3 | 12 | NR | 342 | CCM | 256.25 | 256.2 | G | 8011564847330 | 8011564977488 | 8011564977495 | 85364190
GW96851 | VOLTMETER CHANGE-OVER SWITCH 4 POS. L/N | PRZEŁĄCZNIK WOLTOMIERZA 4 POZ. L/N | 80.8 | 1 | NR | 79.3 | 1 | NR | 1.892% | OFFICIAL | 2DN13G21F3490WB100 | 30 | 2DN | ENERGY | 13G | DIN RAIL MODULAR DEV | 21F | MODULAR ACCESSORIES | 1 | 4 | NR | 949.033 | CCM | 141.25 | 127.125 | G | 8011564114012 | 8011564114012 | 8011564478701 | 85365080
GWD6013 | SHUNT TRIP 12/48V IDP/SEZ.ACC.1M | WYZWALACZ NAPIĘC. DO RCCB-12/48V AC/DC | 64.7 | 1 | NR | 63.5 | 1 | NR | 1.89% | OFFICIAL | 2DN13G21F3410V0100 | 30 | 2DN | ENERGY | 13G | DIN RAIL MODULAR DEV | 21F | MODULAR ACCESSORIES | 1 | 8 | NR | 352.734 | CCM | 87.674 | 66.218 | G | 8011564821644 | 8011564821644 | 8011564963139 | 85389099
GW96339 | MAIN DISCONNECTION SWITCH | WYŁĄCZNIK GŁÓWNY | 432 | 1 | NR | 424 | 1 | NR | 1.887% | OFFICIAL | 2DN13G21F3490VK100 | 30 | 2DN | ENERGY | 13G | DIN RAIL MODULAR DEV | 21F | MODULAR ACCESSORIES | 1 | 2 | NR | 810 | CCM | 133 | 119.7 | G | 8011564189928 | 8011564189928 | 8011564545922 | 85389099
GW96524 | DIN RAIL SOCKET FRENCH STD 2P+E 16A 2,5M | GNIAZ. SZYNY DIN ST.FRANC.2P+E 16A 2,5M | 21.6 | 1 | NR | 21.2 | 1 | NR | 1.887% | OFFICIAL | 2DN13G21F3440RW100 | 30 | 2DN | ENERGY | 13G | DIN RAIL MODULAR DEV | 21F | MODULAR ACCESSORIES | 2 | 8 | NR | 687.619 | CCM | 143.75 | 129.375 | G | 8011564441743 | 8011564668683 | 8011564668690 | 85366990
GW96989 | SINGLE-PIN BUSBAR 2P 56 MODULES | SZYNA ŁĄCZENIOWA SZTYFTOWA 2P 56 MODUŁÓW | 48.6 | 1 | NR | 47.7 | 1 | NR | 1.887% | OFFICIAL | 2DN13G21F3430V8100 | 30 | 2DN | ENERGY | 13G | DIN RAIL MODULAR DEV | 21F | MODULAR ACCESSORIES | 20 | 20 | NR | 464.1 | CCM | 300 | 300 | G | 8011564276390 | 8011564624801 | 8011564624801 | 85369010
GW96997 | DOUBLE-PIN BUSBAR 2P 56 MODULES | SZYNA ŁĄCZENIOWA WIDEŁKOWA 2P 56 MODUŁÓW | 48.6 | 1 | NR | 47.7 | 1 | NR | 1.887% | OFFICIAL | 2DN13G21F3430V8100 | 30 | 2DN | ENERGY | 13G | DIN RAIL MODULAR DEV | 21F | MODULAR ACCESSORIES | 20 | 20 | NR | 464.1 | CCM | 320 | 320 | G | 8011564276475 | 8011564624887 | 8011564624887 | 85369010
GWD6451 | LST - SPD PHASE CARTRIDGE 12,5KA T1+2 | LST - SPD KASETA FAZA 12,5KA T1+2 | 216 | 1 | NR | 212 | 1 | NR | 1.887% | OFFICIAL | 2DN13G21F3470VI100 | 30 | 2DN | ENERGY | 13G | DIN RAIL MODULAR DEV | 21F | MODULAR ACCESSORIES | 1 | 6 | NR | 632.689 | CCM | 90 | 81 | G | 8011564802001 | 8011564802001 | 8011564802001 | 85361090
GWD6672 | AUXILIARY DEV. FOR GROUP CONTROL RELAYS | URZ. DODATK. DO PRZEKAŹ STEROW. GRUPĄ | 32.5 | 1 | NR | 31.9 | 1 | NR | 1.881% | OFFICIAL | 2DN13G21F3530W9100 | 30 | 2DN | ENERGY | 13G | DIN RAIL MODULAR DEV | 21F | MODULAR ACCESSORIES | 1 | 20 | NR | 275.048 | CCM | 30 | 30 | G | 8011564834354 | 8011564834354 | 8011564978171 | 85389099
GW96764 | AUX. CONT. FOR MPS POSITION 1NO+1NC | DODAT. STYK DO MPS POZYC.1NO+1NC | 27.1 | 1 | NR | 26.6 | 1 | NR | 1.88% | OFFICIAL | 2DN13G21F3480VD100 | 40 | 2DN | ENERGY | 13G | DIN RAIL MODULAR DEV | 21F | MODULAR ACCESSORIES | 1 | 12 | NR | 235.156 | CCM | 63.417 | 57.075 | G | 8011564189850 | 8011564189850 | 8011564545854 | 85389099
GW96007 | AUXILIARY CONTACT OPEN/CLOSED SD B TYPE | DODATK. STYK OTWARTY/ZAMKNIĘTY SD TYP B | 75.9 | 1 | NR | 74.5 | 1 | NR | 1.879% | OFFICIAL | 2DN13G21F3410V0100 | 40 | 2DN | ENERGY | 13G | DIN RAIL MODULAR DEV | 21F | MODULAR ACCESSORIES | 1 | 12 | NR | 416.5 | CCM | 500 | 450 | G | 0 | 0 | 0 | 0
GW96536 | COMP. ISOL. SWITCH 3P 32A 250-415V - 1 M | KOMPAKT. WYŁ. IZ.3P 32A 250-415V - 1 M | 43.4 | 1 | NR | 42.6 | 1 | NR | 1.878% | OFFICIAL | 2DN13G21F3490VJ100 | 30 | 2DN | ENERGY | 13G | DIN RAIL MODULAR DEV | 21F | MODULAR ACCESSORIES | 1 | 12 | NR | 316.344 | CCM | 97.636 | 81.086 | G | 8011564447868 | 8011564447868 | 8011564674714 | 85362010
GW96568 | PUSH-BUTTON+LIGHT.1NO+1NC 16A 230V GR.1M | PRZYCISK+LAMPKA 1NO+1NC 16A 230V ZIEL.1M | 43.4 | 1 | NR | 42.6 | 1 | NR | 1.878% | OFFICIAL | 2DN13G21F3500VO100 | 30 | 2DN | ENERGY | 13G | DIN RAIL MODULAR DEV | 21F | MODULAR ACCESSORIES | 1 | 12 | NR | 316.344 | CCM | 80 | 72 | G | 8011564448001 | 8011564448001 | 8011564674851 | 85365080
GW96569 | PUSH-BUTTON+LIGH.1NO+1NC 16A 230V RED 1M | PRZYCISK+LAMPKA 1NO+1NC 16A 230V CZER 1M | 43.4 | 1 | NR | 42.6 | 1 | NR | 1.878% | OFFICIAL | 2DN13G21F3500VO100 | 30 | 2DN | ENERGY | 13G | DIN RAIL MODULAR DEV | 21F | MODULAR ACCESSORIES | 1 | 12 | NR | 316.344 | CCM | 87.749 | 71.199 | G | 8011564448025 | 8011564448025 | 8011564674868 | 85365080
GW96853 | VOLTMETER CHANGE-OVER SWITCH 7 POS. | PRZEŁĄCZNIK WOLTOMIERZA 7 POZ. | 97.7 | 1 | NR | 95.9 | 1 | NR | 1.877% | OFFICIAL | 2DN13G21F3490WB100 | 30 | 2DN | ENERGY | 13G | DIN RAIL MODULAR DEV | 21F | MODULAR ACCESSORIES | 1 | 4 | NR | 949.033 | CCM | 155.5 | 139.95 | G | 8011564114036 | 8011564114036 | 8011564478725 | 85365080
GWD6436 | LST - SPD PHASE CARTRIDGE 20KA T2 | LST - SPD KASETA FAZA 20KA T2 | 97.7 | 1 | NR | 95.9 | 1 | NR | 1.877% | OFFICIAL | 2DN13G21F3470VI100 | 30 | 2DN | ENERGY | 13G | DIN RAIL MODULAR DEV | 21F | MODULAR ACCESSORIES | 1 | 6 | NR | 632.689 | CCM | 45 | 40.5 | G | 8011564775091 | 8011564775091 | 8011564775091 | 85361090
GW96146 | SWITCH DISCONNECTOR 1P 63A | ROZŁĄCZNIK IZOLACYJNY 1P 63A | 38 | 1 | NR | 37.3 | 1 | NR | 1.877% | OFFICIAL | 2DN13G21F3490VL100 | 40 | 2DN | ENERGY | 13G | DIN RAIL MODULAR DEV | 21F | MODULAR ACCESSORIES | 6 | 24 | NR | 229.206 | CCM | 112.333 | 101.1 | G | 0 | 0 | 0 | 0
GW96003 | AUX CONTACT ON/OFF IDP 4P (3M) 0,5M | DODATKOWY STYK OTWARTY/ZAMKNIĘTY SD 4P | 48.9 | 1 | NR | 48 | 1 | NR | 1.875% | OFFICIAL | 2DN13G21F3410V0100 | 30 | 2DN | ENERGY | 13G | DIN RAIL MODULAR DEV | 21F | MODULAR ACCESSORIES | 1 | 12 | NR | 241.26 | CCM | 62.083 | 55.875 | G | 8011564204843 | 8011564204843 | 8011564558373 | 85308000
GW96311 | DISC. FUSE-HOLDER 3P+N 8,5X31,5 400V 20A | ROZŁ. UCHW. BEZ.3P+N 8,5X31,5 400V 20A | 43.5 | 1 | NR | 42.7 | 1 | NR | 1.874% | OFFICIAL | 2DN13G21F3450VC100 | 30 | 2DN | ENERGY | 13G | DIN RAIL MODULAR DEV | 21F | MODULAR ACCESSORIES | 3 | 27 | NR | 617.593 | CCM | 270.667 | 270.666 | G | 8011564113800 | 8011564985537 | 8011564985537 | 85361050
GW96312 | DISC. FUSE-HOLDER 3P+N 10,3X38 690V 32A | ROZŁ. UCHWYT BEZP.3P+N 10,3X38 690V 32A | 43.5 | 1 | NR | 42.7 | 1 | NR | 1.874% | OFFICIAL | 2DN13G21F3450VC100 | 30 | 2DN | ENERGY | 13G | DIN RAIL MODULAR DEV | 21F | MODULAR ACCESSORIES | 3 | 27 | NR | 642.296 | CCM | 296.667 | 267.001 | G | 8011564113817 | 8011564985575 | 8011564985575 | 85361050
GWD6606 | INSTALLATION RELAY 1CO 16A 8VAC 1M | PRZEKAŹNIK INSTALACYJNY 1CO 16A 8VAC 1M | 43.5 | 1 | NR | 42.7 | 1 | NR | 1.874% | OFFICIAL | 2DN13G21F3530VT100 | 30 | 2DN | ENERGY | 13G | DIN RAIL MODULAR DEV | 21F | MODULAR ACCESSORIES | 6 | 24 | NR | 180.5 | CCM | 137.292 | 137.292 | G | 8011564847224 | 8011564976979 | 8011564976986 | 85364190
GWD6608 | INSTALLATION RELAY 1CO 16A 12VAC/DC 1M | PRZEKAŹNIK INSTALAC.1CO 16A 12VAC/DC 1M | 43.5 | 1 | NR | 42.7 | 1 | NR | 1.874% | OFFICIAL | 2DN13G21F3530VT100 | 30 | 2DN | ENERGY | 13G | DIN RAIL MODULAR DEV | 21F | MODULAR ACCESSORIES | 6 | 24 | NR | 180.5 | CCM | 141.5 | 141.5 | G | 8011564847248 | 8011564977020 | 8011564977037 | 85364190
GWD6610 | INSTALLATION RELAY 1CO 16A 24VAC/DC 1M | PRZEKAŹNIK INSTALAC. 1CO 16A 24VAC/DC 1M | 43.5 | 1 | NR | 42.7 | 1 | NR | 1.874% | OFFICIAL | 2DN13G21F3530VT100 | 30 | 2DN | ENERGY | 13G | DIN RAIL MODULAR DEV | 21F | MODULAR ACCESSORIES | 6 | 24 | NR | 180.5 | CCM | 140.625 | 140.625 | G | 8011564847262 | 8011564977068 | 8011564977075 | 85364190
GWD6611 | INSTALLATION RELAY 1CO 16A 230VAC 1M | PRZEKAŹNIK INSTALAC. 1CO 16A 230VAC 1M | 43.5 | 1 | NR | 42.7 | 1 | NR | 1.874% | OFFICIAL | 2DN13G21F3530VT100 | 30 | 2DN | ENERGY | 13G | DIN RAIL MODULAR DEV | 21F | MODULAR ACCESSORIES | 6 | 24 | NR | 180.5 | CCM | 137.125 | 137.125 | G | 8011564847279 | 8011564977082 | 8011564977099 | 85364900
GW96403 | BELL 230V AC 2M. WITH TRANSFORMER | DZWONEK 230V AC 2M. Z TRANSFORMATOREM | 59.9 | 1 | NR | 58.8 | 1 | NR | 1.871% | OFFICIAL | 2DN13G21F3510VQ100 | 30 | 2DN | ENERGY | 13G | DIN RAIL MODULAR DEV | 21F | MODULAR ACCESSORIES | 1 | 6 | NR | 266 | CCM | 247.667 | 222.9 | G | 8011564063655 | 8011564386280 | 8011564386280 | 85318040
GW96856 | AMPEROMETER CHANGE-OVER SWITCH 4 POS. | PRZEŁĄCZNIK AMPEROMIERZA 4 POZ. | 92.6 | 1 | NR | 90.9 | 1 | NR | 1.87% | OFFICIAL | 2DN13G21F3490WB100 | 30 | 2DN | ENERGY | 13G | DIN RAIL MODULAR DEV | 21F | MODULAR ACCESSORIES | 1 | 4 | NR | 949.033 | CCM | 154 | 138.6 | G | 8011564114043 | 8011564114043 | 8011564478732 | 85365080
GWD6771 | DAILY ANALOGUE TIME SWITCH NO RES.1M | DZIENNY ANALOG.PRZEŁĄCZ. CZAS.BEZ OP 1M | 92.6 | 1 | NR | 90.9 | 1 | NR | 1.87% | OFFICIAL | 2DN13G21F3560W2100 | 30 | 2DN | ENERGY | 13G | DIN RAIL MODULAR DEV | 21F | MODULAR ACCESSORIES | 1 | 12 | NR | 234.399 | CCM | 28.836 | 5.711 | G | 8034035007002 | 8034035007002 | 8034035416101 | 91070000
GWD6911 | HOUR COUNTER | LICZNIK GODZIN | 92.6 | 1 | NR | 90.9 | 1 | NR | 1.87% | OFFICIAL | 2DN13G21F3580WA100 | 30 | 2DN | ENERGY | 13G | DIN RAIL MODULAR DEV | 21F | MODULAR ACCESSORIES | 1 | 6 | NR | 468.798 | CCM | 33.254 | 5.765 | G | 8034035007040 | 8034035007040 | 8034035416149 | 90283019
GW96525 | DIN RAIL SOCKET IT/GER.STD 2P+E 16A 2,5M | GNI.SZYNY DIN ST.WŁ/NIE-2P+E 16A 2,5M | 21.8 | 1 | NR | 21.4 | 1 | NR | 1.869% | OFFICIAL | 2DN13G21F3440RW100 | 30 | 2DN | ENERGY | 13G | DIN RAIL MODULAR DEV | 21F | MODULAR ACCESSORIES | 2 | 8 | NR | 687.619 | CCM | 148.75 | 133.875 | G | 8011564441750 | 8011564668706 | 8011564668713 | 85366990
GW96526 | DIN RAIL SOCKET DANISH STD 2P+E 16A 2,5M | GNIAZ. SZYNY DIN ST.DUŃSKI 2P+E 16A 2,5M | 21.8 | 1 | NR | 21.4 | 1 | NR | 1.869% | OFFICIAL | 2DN13G21F3440RW100 | 30 | 2DN | ENERGY | 13G | DIN RAIL MODULAR DEV | 21F | MODULAR ACCESSORIES | 2 | 8 | NR | 687.619 | CCM | 140 | 126 | G | 8011564441767 | 8011564668720 | 8011564668737 | 85366990
GWD6438 | LST - SPD NEUTRAL CARTRIDGE 20KA T2 | LST - SPD KASETA ZERO 20KA T2 | 109 | 1 | NR | 107 | 1 | NR | 1.869% | OFFICIAL | 2DN13G21F3470VI100 | 30 | 2DN | ENERGY | 13G | DIN RAIL MODULAR DEV | 21F | MODULAR ACCESSORIES | 1 | 6 | NR | 632.689 | CCM | 45 | 40.5 | G | 8011564775107 | 8011564775107 | 8011564775107 | 85361090
GWD6448 | LST - SPD CARTRIDGE 40KA 1000V DC T2 | LST - SPD KASETA 40KA 1000V DC T2 | 109 | 1 | NR | 107 | 1 | NR | 1.869% | OFFICIAL | 2DN13G21F3470VI100 | 30 | 2DN | ENERGY | 13G | DIN RAIL MODULAR DEV | 21F | MODULAR ACCESSORIES | 1 | 6 | NR | 632.689 | CCM | 60 | 54 | G | 8011564775152 | 8011564775152 | 8011564775152 | 85361090
GW96897 | CURRENT/VOLTAGE MULTIMETER | MULTIMETR NATĘŻENIA/NAPIĘCIA | 491 | 1 | NR | 482 | 1 | NR | 1.867% | OFFICIAL | 2DN13G21F3580WA100 | 30 | 2DN | ENERGY | 13G | DIN RAIL MODULAR DEV | 21F | MODULAR ACCESSORIES | 1 | 4 | NR | 442.998 | CCM | 221.25 | 199.125 | G | 8011564425101 | 8011564425101 | 8011564652125 | 90303100
GW96540 | ON-OFF SWITCH+IND.LAMP 32A 1P 230V 1M | PRZYCISK ZAŁ/WYŁ+LAMP.WSK 32A 1P 230V 1M | 43.7 | 1 | NR | 42.9 | 1 | NR | 1.865% | OFFICIAL | 2DN13G21F3490VK100 | 30 | 2DN | ENERGY | 13G | DIN RAIL MODULAR DEV | 21F | MODULAR ACCESSORIES | 1 | 12 | NR | 316.344 | CCM | 83.606 | 67.056 | G | 8011564447899 | 8011564447899 | 8011564674745 | 85363030
GW96541 | ON-OFF SWITCH+IND.LAMP 16A 2P 230V 1M | PRZYCISK ZAŁ/WYŁ+LAMP.WSK 16A 2P 230V 1M | 43.7 | 1 | NR | 42.9 | 1 | NR | 1.865% | OFFICIAL | 2DN13G21F3490VK100 | 30 | 2DN | ENERGY | 13G | DIN RAIL MODULAR DEV | 21F | MODULAR ACCESSORIES | 1 | 12 | NR | 316.344 | CCM | 73.75 | 66.375 | G | 8011564447905 | 8011564447905 | 8011564674752 | 85363010
GW96411 | BELL/BUZZER 230V 2M. WITH TRANSFORMER | DZW/BRZĘCZ.230V AC 2M Z TRANSFORMATOREM | 87.5 | 1 | NR | 85.9 | 1 | NR | 1.863% | OFFICIAL | 2DN13G21F3510VQ100 | 30 | 2DN | ENERGY | 13G | DIN RAIL MODULAR DEV | 21F | MODULAR ACCESSORIES | 1 | 4 | NR | 399 | CCM | 271 | 243.9 | G | 8011564063693 | 8011564386327 | 8011564386327 | 85318040
GW96004 | AUX CONTACT TRIP IDP 4P (3M) 0,5M | WYŁĄCZNIK SYGNALIZATORA AWARII | 54.7 | 1 | NR | 53.7 | 1 | NR | 1.862% | OFFICIAL | 2DN13G21F3410V0100 | 30 | 2DN | ENERGY | 13G | DIN RAIL MODULAR DEV | 21F | MODULAR ACCESSORIES | 1 | 12 | NR | 241.26 | CCM | 61.667 | 55.5 | G | 8011564204850 | 8011564204850 | 8011564558380 | 85308000
GWD6632 | INSTALLATION RELAY 4NO 16A 12VAC 2M | PRZEKAŹNIK INSTALACYJNY 4NO 16A 12VAC 2M | 82.1 | 1 | NR | 80.6 | 1 | NR | 1.861% | OFFICIAL | 2DN13G21F3530VT100 | 30 | 2DN | ENERGY | 13G | DIN RAIL MODULAR DEV | 21F | MODULAR ACCESSORIES | 3 | 12 | NR | 342 | CCM | 260.417 | 260.4 | G | 8011564847378 | 8011564977570 | 8011564977587 | 85364190
GWD6633 | INSTALLATION RELAY 4NO 16A 24VAC 2M | PRZEKAŹNIK INSTALACYJNY 4NO 16A 24VAC 2M | 82.1 | 1 | NR | 80.6 | 1 | NR | 1.861% | OFFICIAL | 2DN13G21F3530VT100 | 30 | 2DN | ENERGY | 13G | DIN RAIL MODULAR DEV | 21F | MODULAR ACCESSORIES | 3 | 12 | NR | 342 | CCM | 257.917 | 257.9 | G | 8011564847385 | 8011564977594 | 8011564977631 | 85364190
GWD6634 | INSTALLATION RELAY 4NO 16A 230VAC 2M | PRZEKAŹNIK INSTALAC. 4NO 16A 230VAC 2M | 82.1 | 1 | NR | 80.6 | 1 | NR | 1.861% | OFFICIAL | 2DN13G21F3530VT100 | 30 | 2DN | ENERGY | 13G | DIN RAIL MODULAR DEV | 21F | MODULAR ACCESSORIES | 3 | 12 | NR | 342 | CCM | 257.083 | 257 | G | 8011564847392 | 8011564977648 | 8011564977655 | 85364900
GWD6419 | LST - SPD 3P+N 40KA T2 | LST - SPD 3P+N 40KA T2 | 438 | 1 | NR | 430 | 1 | NR | 1.86% | OFFICIAL | 2DN13G21F3470VG100 | 30 | 2DN | ENERGY | 13G | DIN RAIL MODULAR DEV | 21F | MODULAR ACCESSORIES | 1 | 3 | NR | 1265.378 | CCM | 395 | 355.5 | G | 8011564775015 | 8011564775015 | 8011564775015 | 85361090
GWD6430 | LST - SPD FOR PHONE LINE ADSL/PSTN | LST - SPD DO LINII TELEFON. ADSL/PSTN | 219 | 1 | NR | 215 | 1 | NR | 1.86% | OFFICIAL | 2DN13G21F3470VG100 | 30 | 2DN | ENERGY | 13G | DIN RAIL MODULAR DEV | 21F | MODULAR ACCESSORIES | 1 | 12 | NR | 316.344 | CCM | 50 | 45 | G | 8011564775053 | 8011564775053 | 8011564775053 | 85361090
GWD6401 | LST - SPD 1P+N 12,5KA T1+2 | LST - SPD 1P+N 12,5KA T1+2 | 548 | 1 | NR | 538 | 1 | NR | 1.859% | OFFICIAL | 2DN13G21F3470VG100 | 30 | 2DN | ENERGY | 13G | DIN RAIL MODULAR DEV | 21F | MODULAR ACCESSORIES | 1 | 6 | NR | 632.689 | CCM | 320 | 288 | G | 8011564801998 | 8011564801998 | 8011564801998 | 85361090
GW72101 | FUSE GG 10.3X38 16A 500V | BEZPIECZNIK GG 10,3X38 16A 500V | 1.1 | 1 | NR | 1.08 | 1 | NR | 1.852% | OFFICIAL | 2DN13G21F3450VE100 | 30 | 2DN | ENERGY | 13G | DIN RAIL MODULAR DEV | 21F | MODULAR ACCESSORIES | 10 | 100 | NR | 10.075 | CCM | 8.51 | 7.659 | G | 8011564032507 | 8011564346222 | 8011564346239 | 85361050
GW72104 | FUSE GG 10.3X38 2A 500V | BEZPIECZNIK GG 10,3X38 2A 500V | 1.1 | 1 | NR | 1.08 | 1 | NR | 1.852% | OFFICIAL | 2DN13G21F3450VE100 | 30 | 2DN | ENERGY | 13G | DIN RAIL MODULAR DEV | 21F | MODULAR ACCESSORIES | 10 | 100 | NR | 10.075 | CCM | 8.8 | 7.92 | G | 8011564062801 | 8011564384958 | 8011564384965 | 85361010
GW72105 | FUSE GG 10.3X38 6A 500V | BEZPIECZNIK GG 10,3X38 6A 500V | 1.1 | 1 | NR | 1.08 | 1 | NR | 1.852% | OFFICIAL | 2DN13G21F3450VE100 | 30 | 2DN | ENERGY | 13G | DIN RAIL MODULAR DEV | 21F | MODULAR ACCESSORIES | 10 | 100 | NR | 10.075 | CCM | 8.53 | 7.677 | G | 8011564062818 | 8011564384972 | 8011564384989 | 85361010
GWD6781 | WEEKLY DIGITAL TIME SWITCH 1C 1M | TYGODN.CYFR. PRZEŁĄCZNIK CZASOWY 1C 1M | 165 | 1 | NR | 162 | 1 | NR | 1.852% | OFFICIAL | 2DN13G21F3560W4100 | 30 | 2DN | ENERGY | 13G | DIN RAIL MODULAR DEV | 21F | MODULAR ACCESSORIES | 1 | 6 | NR | 468.798 | CCM | 50.215 | 5.765 | G | 8034035007033 | 8034035007033 | 8034035416132 | 91070000
GWD6802 | MID SINGLE PHASE METER DIRECT 40A 1M | JEDNOFAZ.MIERN.ENERG.BEZPOŚR. MID 32A 1M | 220 | 1 | NR | 216 | 1 | NR | 1.852% | OFFICIAL | 2DN13G21F3580WA100 | 30 | 2DN | ENERGY | 13G | DIN RAIL MODULAR DEV | 21F | MODULAR ACCESSORIES | 1 | 5 | NR | 388.388 | CCM | 101.187 | 73.787 | G | 8011564886759 | 8011564886759 | 8011564907997 | 90283019
GW96522 | DIN RAIL SOCKET GER.STD -2P+E 16A - 2,5M | GNIAZDO SZYNY DIN ST.NIE-2P+E 16A - 2,5M | 22 | 1 | NR | 21.6 | 1 | NR | 1.852% | OFFICIAL | 2DN13G21F3440RW100 | 30 | 2DN | ENERGY | 13G | DIN RAIL MODULAR DEV | 21F | MODULAR ACCESSORIES | 2 | 8 | NR | 687.619 | CCM | 145 | 130.5 | G | 8011564441729 | 8011564668645 | 8011564668652 | 85366990
GW96598 | INDICATOR LAMP THREE COLOR 16A 230V 1M | LAMPKA WSKAŹN TRZY KOLORY 16A 230V 1M | 55.1 | 1 | NR | 54.1 | 1 | NR | 1.848% | OFFICIAL | 2DN13G21F3500VM100 | 30 | 2DN | ENERGY | 13G | DIN RAIL MODULAR DEV | 21F | MODULAR ACCESSORIES | 1 | 12 | NR | 316.344 | CCM | 77.985 | 60.822 | G | 8011564897717 | 8011564897717 | 8011564919754 | 85308000
GW96852 | VOLTMETER CHANGE-OVER SWITCH 4 POS. L/L | PRZEŁĄCZNIK WOLTOMIERZA 4 POZ. L/L | 88.3 | 1 | NR | 86.7 | 1 | NR | 1.845% | OFFICIAL | 2DN13G21F3490WB100 | 30 | 2DN | ENERGY | 13G | DIN RAIL MODULAR DEV | 21F | MODULAR ACCESSORIES | 1 | 4 | NR | 949.033 | CCM | 146.25 | 131.625 | G | 8011564114029 | 8011564114029 | 8011564478718 | 85365080
GW96523 | DIN RAIL SOCKET GER.STD+CO.2P+E 16A 2,5M | GNIAZ.SZYNY DIN ST.NIEM+CO.2P+E 16A 2,5M | 27.6 | 1 | NR | 27.1 | 1 | NR | 1.845% | OFFICIAL | 2DN13G21F3440RW100 | 30 | 2DN | ENERGY | 13G | DIN RAIL MODULAR DEV | 21F | MODULAR ACCESSORIES | 2 | 8 | NR | 687.619 | CCM | 144.113 | 105.2 | G | 8011564441736 | 8011564668669 | 8011564668676 | 85366990
GW96561 | PUSH-BUTTON SINGLE 16A 1NO 250V 1M | PRZYCISK POJEDYNCZY 16A 1NO 250V 1M | 27.6 | 1 | NR | 27.1 | 1 | NR | 1.845% | OFFICIAL | 2DN13G21F3500VO100 | 30 | 2DN | ENERGY | 13G | DIN RAIL MODULAR DEV | 21F | MODULAR ACCESSORIES | 3 | 12 | NR | 316.344 | CCM | 62.917 | 56.625 | G | 8011564447783 | 8011564674561 | 8011564674578 | 85365080
GW96562 | PUSH-BUTTON SINGLE 16A 1NC 250V 1M | PRZYCISK POJEDYNCZY 16A 1NC 250V 1M | 27.6 | 1 | NR | 27.1 | 1 | NR | 1.845% | OFFICIAL | 2DN13G21F3500VO100 | 30 | 2DN | ENERGY | 13G | DIN RAIL MODULAR DEV | 21F | MODULAR ACCESSORIES | 3 | 12 | NR | 316.344 | CCM | 60.942 | 49.059 | G | 8011564447790 | 8011564674585 | 8011564674592 | 85365080
GW96996 | DOUBLE-PIN BUSBAR 1P 56 MODULES | SZYNA ŁĄCZENIOWA WIDEŁKOWA 1P 56 MODUŁÓW | 27.6 | 1 | NR | 27.1 | 1 | NR | 1.845% | OFFICIAL | 2DN13G21F3430V8100 | 30 | 2DN | ENERGY | 13G | DIN RAIL MODULAR DEV | 21F | MODULAR ACCESSORIES | 50 | 50 | NR | 185.64 | CCM | 189 | 184 | G | 8011564276468 | 8011564624870 | 8011564624870 | 85369010
GW96542 | ON-OFF SWITCH+IND.LAMP 32A 2P 230V 1M | PRZYCISK ZAŁ/WYŁ+LAMP.WSK 32A 2P 230V 1M | 44.2 | 1 | NR | 43.4 | 1 | NR | 1.843% | OFFICIAL | 2DN13G21F3490VK100 | 30 | 2DN | ENERGY | 13G | DIN RAIL MODULAR DEV | 21F | MODULAR ACCESSORIES | 1 | 12 | NR | 316.344 | CCM | 88.639 | 72.089 | G | 8011564447912 | 8011564447912 | 8011564674769 | 85363030
GWD6405 | LST - SPD 3P+N 25KA AUX. T1+2 | LST - SPD 3P+N 25KA DOD. T1+2 | 2210 | 1 | NR | 2170 | 1 | NR | 1.843% | OFFICIAL | 2DN13G21F3470VG100 | 30 | 2DN | ENERGY | 13G | DIN RAIL MODULAR DEV | 21F | MODULAR ACCESSORIES | 1 | 1 | NR | 2821.875 | CCM | 1.3 | 1.17 | KG | 8011564774834 | 8011564774834 | 8011564774834 | 85361090
GWD6420 | LST - SPD 3P+N 40KA AUX. T2 | LST - SPD 3P+N 40KA DOD. T2 | 554 | 1 | NR | 544 | 1 | NR | 1.838% | OFFICIAL | 2DN13G21F3470VG100 | 30 | 2DN | ENERGY | 13G | DIN RAIL MODULAR DEV | 21F | MODULAR ACCESSORIES | 1 | 3 | NR | 1265.378 | CCM | 395 | 355.5 | G | 8011564775022 | 8011564775022 | 8011564775022 | 85361090
GWD6671 | AUXILIARY MOD. FOR CENTR. COMMAND RELAYS | MOD.DODAT. DO CENTR. PRZEKAŹ STER. | 44.4 | 1 | NR | 43.6 | 1 | NR | 1.835% | OFFICIAL | 2DN13G21F3530W9100 | 30 | 2DN | ENERGY | 13G | DIN RAIL MODULAR DEV | 21F | MODULAR ACCESSORIES | 1 | 20 | NR | 275.048 | CCM | 45.75 | 45.75 | G | 8011564834347 | 8011564834347 | 8011564978164 | 85389099
GWD6807 | MID THREE PHASE METER DIRECT 80A 4M | TRÓJFAZ.MIERN.ENERG.BEZPOŚR. MID 80A 4M | 555 | 1 | NR | 545 | 1 | NR | 1.835% | OFFICIAL | 2DN13G21F3580WA100 | 30 | 2DN | ENERGY | 13G | DIN RAIL MODULAR DEV | 21F | MODULAR ACCESSORIES | 1 | 2 | NR | 970.97 | CCM | 411.084 | 359.984 | G | 8011564886773 | 8011564886773 | 8011564908024 | 90283019
GW96149 | SWITCH DISCONNECTOR 1P 125A | ROZŁĄCZNIK IZOLACYJNY 1P 125A | 72.2 | 1 | NR | 70.9 | 1 | NR | 1.834% | OFFICIAL | 2DN13G21F3490VL100 | 30 | 2DN | ENERGY | 13G | DIN RAIL MODULAR DEV | 21F | MODULAR ACCESSORIES | 6 | 24 | NR | 229.206 | CCM | 112.458 | 101.213 | G | 8011564131644 | 8011564514775 | 8011564514782 | 85363030
GW96538 | COMP. ISOL. SWITCH 4P 32A 250-415V - 1 M | KOMPAKT. WYŁ. IZ.4P 32A 250-415V - 1 M | 50 | 1 | NR | 49.1 | 1 | NR | 1.833% | OFFICIAL | 2DN13G21F3490VJ100 | 30 | 2DN | ENERGY | 13G | DIN RAIL MODULAR DEV | 21F | MODULAR ACCESSORIES | 1 | 12 | NR | 316.344 | CCM | 112.61 | 96.06 | G | 8011564447882 | 8011564447882 | 8011564674738 | 85362010
GWD6007 | AUX CONTACT TRIP IDP/SEZ.ACC.0,5M | STYK DODATK DO RCCB-PRZEKAŹ WYZWAL. | 44.5 | 1 | NR | 43.7 | 1 | NR | 1.831% | OFFICIAL | 2DN13G21F3410V0100 | 30 | 2DN | ENERGY | 13G | DIN RAIL MODULAR DEV | 21F | MODULAR ACCESSORIES | 1 | 16 | NR | 256.757 | CCM | 55.831 | 35.994 | G | 8011564821620 | 8011564821620 | 8011564963115 | 85308000
GWD6641 | LATCHING RELAY 1NO 16A 8VAC 1M | PRZEKAŹNIK BLOKUJĄCY 1NO 16A 8VAC 1M | 44.5 | 1 | NR | 43.7 | 1 | NR | 1.831% | OFFICIAL | 2DN13G21F3530VW100 | 30 | 2DN | ENERGY | 13G | DIN RAIL MODULAR DEV | 21F | MODULAR ACCESSORIES | 6 | 24 | NR | 229.206 | CCM | 131.458 | 131.458 | G | 8011564847408 | 8011564977662 | 8011564977679 | 85364190
GWD6642 | LATCHING RELAY 1NO 16A 12VAC 1M | PRZEKAŹNIK BLOKUJĄCY 1NO 16A 12VAC 1M | 44.5 | 1 | NR | 43.7 | 1 | NR | 1.831% | OFFICIAL | 2DN13G21F3530VW100 | 30 | 2DN | ENERGY | 13G | DIN RAIL MODULAR DEV | 21F | MODULAR ACCESSORIES | 6 | 24 | NR | 229.206 | CCM | 131.875 | 131.875 | G | 8011564847415 | 8011564977686 | 8011564977693 | 85364190
GWD6643 | LATCHING RELAY 1NO 16A 24VAC 1M | PRZEKAŹNIK BLOKUJĄCY 1NO 16A 24VAC 1M | 44.5 | 1 | NR | 43.7 | 1 | NR | 1.831% | OFFICIAL | 2DN13G21F3530VW100 | 30 | 2DN | ENERGY | 13G | DIN RAIL MODULAR DEV | 21F | MODULAR ACCESSORIES | 6 | 24 | NR | 229.206 | CCM | 132.083 | 132.083 | G | 8011564847422 | 8011564977716 | 8011564977723 | 85364190
GWD6644 | LATCHING RELAY 1NO 16A 230VAC 1M | PRZEKAŹNIK BLOKUJĄCY 1NO 16A 230VAC 1M | 44.5 | 1 | NR | 43.7 | 1 | NR | 1.831% | OFFICIAL | 2DN13G21F3530VW100 | 30 | 2DN | ENERGY | 13G | DIN RAIL MODULAR DEV | 21F | MODULAR ACCESSORIES | 6 | 24 | NR | 229.206 | CCM | 131.458 | 131.458 | G | 8011564847439 | 8011564977730 | 8011564977747 | 85364900
GW96994 | DOUBLE-PIN BUSBAR 3P 12 MODULES | SZYNA ŁĄCZENIOWA WIDEŁKOWA 3P 12 MODUŁÓW | 8.35 | 1 | NR | 8.2 | 1 | NR | 1.829% | OFFICIAL | 2DN13G21F3430V8100 | 30 | 2DN | ENERGY | 13G | DIN RAIL MODULAR DEV | 21F | MODULAR ACCESSORIES | 25 | 25 | NR | 94.5 | CCM | 84 | 84 | G | 8011564276444 | 8011564624856 | 8011564624856 | 85369010
GWD6452 | LST - SPD NEUTRAL CARTRIDGE 25KA T1+2 | LST - SPD KASETA ZERO 25KA T1+2 | 223 | 1 | NR | 219 | 1 | NR | 1.826% | OFFICIAL | 2DN13G21F3470VI100 | 30 | 2DN | ENERGY | 13G | DIN RAIL MODULAR DEV | 21F | MODULAR ACCESSORIES | 1 | 6 | NR | 632.689 | CCM | 90 | 81 | G | 8011564802117 | 8011564802117 | 8011564802117 | 85361090
GW96156 | SWITCH DISCONNECTOR 2P 63A | ROZŁĄCZNIK IZOLACYJNY 2P 63A | 67.1 | 1 | NR | 65.9 | 1 | NR | 1.821% | OFFICIAL | 2DN13G21F3490VL100 | 40 | 2DN | ENERGY | 13G | DIN RAIL MODULAR DEV | 21F | MODULAR ACCESSORIES | 3 | 12 | NR | 458.413 | CCM | 222.667 | 200.4 | G | 0 | 0 | 0 | 0
GW96156 | SWITCH DISCONNECTOR 2P 63A | ROZŁĄCZNIK IZOLACYJNY 2P 63A | 67.1 | 1 | NR | 65.9 | 1 | NR | 1.821% | OFFICIAL | 2DN13G21F3490VL100 | 40 | 2DN | ENERGY | 13G | DIN RAIL MODULAR DEV | 21F | MODULAR ACCESSORIES | 3 | 12 | NR | 458.413 | CCM | 222.667 | 200.4 | G | 0 | 0 | 0 | 0
GW96321 | SAFETY TRANSFORMER 15 VA 230V | TRANSFORMATOR BEZPIECZEŃSTWA 15 VA 230V | 67.1 | 1 | NR | 65.9 | 1 | NR | 1.821% | OFFICIAL | 2DN13G21F3520WC100 | 30 | 2DN | ENERGY | 13G | DIN RAIL MODULAR DEV | 21F | MODULAR ACCESSORIES | 4 | 4 | NR | 467.5 | CCM | 469.75 | 422.775 | G | 8011564178717 | 8011564537439 | 8011564537439 | 85043121
GW96563 | PUSH-BUTTON SINGLE 16A 1NO+1NC 250V 1M | PRZYCISK POJEDYNCZY 16A 1NO+1NC 250V 1M | 33.6 | 1 | NR | 33 | 1 | NR | 1.818% | OFFICIAL | 2DN13G21F3500VO100 | 30 | 2DN | ENERGY | 13G | DIN RAIL MODULAR DEV | 21F | MODULAR ACCESSORIES | 1 | 12 | NR | 316.344 | CCM | 71.25 | 64.125 | G | 8011564447950 | 8011564447950 | 8011564674806 | 85365080
GW96592 | INDICATOR LAMP TRIPLE RED 16A 230V 1M | LAMPKA WSKAŹN POTRÓJ CZERW 16A 230V 1M | 22.4 | 1 | NR | 22 | 1 | NR | 1.818% | OFFICIAL | 2DN13G21F3500VM100 | 30 | 2DN | ENERGY | 13G | DIN RAIL MODULAR DEV | 21F | MODULAR ACCESSORIES | 1 | 12 | NR | 316.344 | CCM | 67.083 | 60.375 | G | 8011564447851 | 8011564447851 | 8011564674707 | 85308000
GW96159 | SWITCH DISCONNECTOR 2P 125A | ROZŁĄCZNIK IZOLACYJNY 2P 125A | 101 | 1 | NR | 99.2 | 1 | NR | 1.815% | OFFICIAL | 2DN13G21F3490VL100 | 30 | 2DN | ENERGY | 13G | DIN RAIL MODULAR DEV | 21F | MODULAR ACCESSORIES | 3 | 12 | NR | 458.413 | CCM | 222.417 | 200.175 | G | 8011564131682 | 8011564514850 | 8011564514867 | 85363030
GWD6446 | LST - SPD CARTRIDGE 40KA 600V DC T2 | LST - SPD KASETA 40KA 600V DC T2 | 101 | 1 | NR | 99.2 | 1 | NR | 1.815% | OFFICIAL | 2DN13G21F3470VI100 | 30 | 2DN | ENERGY | 13G | DIN RAIL MODULAR DEV | 21F | MODULAR ACCESSORIES | 1 | 6 | NR | 632.689 | CCM | 50 | 45 | G | 8011564775145 | 8011564775145 | 8011564775145 | 85361090
GW96324 | SAFETY TRANSFORMER 63 VA 230V | TRANSFORMATOR BEZPIECZEŃSTWA 63 VA 230V | 73 | 1 | NR | 71.7 | 1 | NR | 1.813% | OFFICIAL | 2DN13G21F3520WC100 | 30 | 2DN | ENERGY | 13G | DIN RAIL MODULAR DEV | 21F | MODULAR ACCESSORIES | 1 | 1 | NR | 730.73 | CCM | 1.332 | 1.199 | KG | 8011564177079 | 8011564177079 | 8011564177079 | 85043121
GW96552 | CHANGE OVER SWITCH (1-2) 16A 2P 250V 1M | ŁĄCZNIK (1-2) 16A 2P 250V 1M | 56.2 | 1 | NR | 55.2 | 1 | NR | 1.812% | OFFICIAL | 2DN13G21F3490VK100 | 30 | 2DN | ENERGY | 13G | DIN RAIL MODULAR DEV | 21F | MODULAR ACCESSORIES | 1 | 12 | NR | 316.344 | CCM | 87.083 | 78.375 | G | 8011564447929 | 8011564447929 | 8011564674776 | 85365080
GW96015 | SHUNT TRIP 230V IDP 4P (3M) 0,5M | WYZWALACZE NAPIĘCIOWE SD | 67.5 | 1 | NR | 66.3 | 1 | NR | 1.81% | OFFICIAL | 2DN13G21F3410V2100 | 30 | 2DN | ENERGY | 13G | DIN RAIL MODULAR DEV | 21F | MODULAR ACCESSORIES | 1 | 12 | NR | 241.26 | CCM | 62.083 | 55.875 | G | 8011564204874 | 8011564204874 | 8011564558403 | 85389099
GWD6015 | SHUNT TRIP 110/415V IDP/SEZ.ACC.1M | WYZWALACZ NAPIĘC. DO RCCB-110/415V AC | 67.5 | 1 | NR | 66.3 | 1 | NR | 1.81% | OFFICIAL | 2DN13G21F3410V0100 | 30 | 2DN | ENERGY | 13G | DIN RAIL MODULAR DEV | 21F | MODULAR ACCESSORIES | 1 | 8 | NR | 352.734 | CCM | 82.674 | 61.218 | G | 8011564821651 | 8011564821651 | 8011564963146 | 85389099
GW96187 | SWITCH DISCONNECTOR ROT 4P 32A 1000V DC | OBROTOWY ROZŁĄCZNIK IZOL 4P 32A 1000V DC | 169 | 1 | NR | 166 | 1 | NR | 1.807% | OFFICIAL | 2DN13G21F3490VL100 | 30 | 2DN | ENERGY | 13G | DIN RAIL MODULAR DEV | 21F | MODULAR ACCESSORIES | 1 | 1 | NR | 623.675 | CCM | 266 | 266 | G | 8011564775480 | 8011564775480 | 8011564775480 | 85363030
GWD6413 | LST - SPD 1P 40KA 400V T2 | LST - SPD 1P 40KA 400V T2 | 169 | 1 | NR | 166 | 1 | NR | 1.807% | OFFICIAL | 2DN13G21F3470VG100 | 30 | 2DN | ENERGY | 13G | DIN RAIL MODULAR DEV | 21F | MODULAR ACCESSORIES | 1 | 12 | NR | 316.344 | CCM | 100 | 90 | G | 8011564774889 | 8011564774889 | 8011564774889 | 85361090
GW96406 | BUZZER 12V AC 1M. | BRZĘCZYK 12V AC 1M. | 28.2 | 1 | NR | 27.7 | 1 | NR | 1.805% | OFFICIAL | 2DN13G21F3510VQ100 | 30 | 2DN | ENERGY | 13G | DIN RAIL MODULAR DEV | 21F | MODULAR ACCESSORIES | 1 | 12 | NR | 133 | CCM | 57.083 | 51.375 | G | 8011564063662 | 8011564386297 | 8011564386297 | 85318040
GW96533 | COMP. ISOL. SWITCH 2P 16A 250-415V - 1 M | KOMPAKT. WYŁ. IZ.2P 16A 250-415V - 1 M | 28.2 | 1 | NR | 27.7 | 1 | NR | 1.805% | OFFICIAL | 2DN13G21F3490VJ100 | 30 | 2DN | ENERGY | 13G | DIN RAIL MODULAR DEV | 21F | MODULAR ACCESSORIES | 3 | 12 | NR | 316.344 | CCM | 77.5 | 69.75 | G | 8011564447721 | 8011564674448 | 8011564674455 | 85362010
GW96987 | SINGLE-PIN BUSBAR 4P 12 MODULES | SZYNA ŁĄCZENIOWA SZTYFTOWA 4P 12 MODUŁÓW | 28.2 | 1 | NR | 27.7 | 1 | NR | 1.805% | OFFICIAL | 2DN13G21F3430V8100 | 30 | 2DN | ENERGY | 13G | DIN RAIL MODULAR DEV | 21F | MODULAR ACCESSORIES | 20 | 20 | NR | 118.125 | CCM | 130 | 117 | G | 8011564276376 | 8011564624788 | 8011564624788 | 85369010
GW96995 | DOUBLE-PIN BUSBAR 4P 12 MODULES | SZYNA ŁĄCZENIOWA WIDEŁKOWA 4P 12 MODUŁÓW | 28.2 | 1 | NR | 27.7 | 1 | NR | 1.805% | OFFICIAL | 2DN13G21F3430V8100 | 30 | 2DN | ENERGY | 13G | DIN RAIL MODULAR DEV | 21F | MODULAR ACCESSORIES | 20 | 20 | NR | 118.125 | CCM | 135 | 135 | G | 8011564276451 | 8011564624863 | 8011564624863 | 85369010
GW96531 | COMP. ISOL. SWITCH 1P 16A 250V - 1 M | KOMPAKT. WYŁ. IZOL.1P 16A 250V - 1 M | 22.6 | 1 | NR | 22.2 | 1 | NR | 1.802% | OFFICIAL | 2DN13G21F3490VJ100 | 30 | 2DN | ENERGY | 13G | DIN RAIL MODULAR DEV | 21F | MODULAR ACCESSORIES | 3 | 12 | NR | 316.344 | CCM | 69.319 | 51.153 | G | 8011564447707 | 8011564674400 | 8011564674417 | 85362010
GWD6441 | LST - SPD PHASE CARTRIDGE 40KA T2 | LST - SPD KASETA FAZA 40KA T2 | 113 | 1 | NR | 111 | 1 | NR | 1.802% | OFFICIAL | 2DN13G21F3470VI100 | 30 | 2DN | ENERGY | 13G | DIN RAIL MODULAR DEV | 21F | MODULAR ACCESSORIES | 1 | 6 | NR | 632.689 | CCM | 45 | 40.5 | G | 8011564775114 | 8011564775114 | 8011564775114 | 85361090
GW96402 | BELL 230V AC 1M. | DZWONEK 230V AC 1M. | 17 | 1 | NR | 16.7 | 1 | NR | 1.796% | OFFICIAL | 2DN13G21F3510VQ100 | 30 | 2DN | ENERGY | 13G | DIN RAIL MODULAR DEV | 21F | MODULAR ACCESSORIES | 1 | 12 | NR | 133 | CCM | 68.833 | 61.95 | G | 8011564063631 | 8011564386266 | 8011564386266 | 85318040
GW96760 | MOTOR PROTECTION SWITCH 6.3-10A | WYŁĄCZNIK SILNIKOWY 6,3-10A | 170 | 1 | NR | 167 | 1 | NR | 1.796% | OFFICIAL | 2DN13G21F3480VB100 | 40 | 2DN | ENERGY | 13G | DIN RAIL MODULAR DEV | 21F | MODULAR ACCESSORIES | 1 | 4 | NR | 949.033 | CCM | 373.75 | 336.375 | G | 8011564184497 | 8011564184497 | 8011564542273 | 85362010
GW96761 | MOTOR PROTECTION SWITCH 10-16A | WYŁĄCZNIK SILNIKOWY 10-16A | 170 | 1 | NR | 167 | 1 | NR | 1.796% | OFFICIAL | 2DN13G21F3480VB100 | 40 | 2DN | ENERGY | 13G | DIN RAIL MODULAR DEV | 21F | MODULAR ACCESSORIES | 1 | 4 | NR | 949.033 | CCM | 373.75 | 336.375 | G | 8011564184503 | 8011564184503 | 8011564542280 | 85362010
GW96975 | ANALOGUE AMMETER SCALE F.S 150A | SKALA DO AMPEROM.ANAL.PEŁ.SKALA 150A | 8.5 | 1 | NR | 8.35 | 1 | NR | 1.796% | OFFICIAL | 2DN13G21F3580W8100 | 40 | 2DN | ENERGY | 13G | DIN RAIL MODULAR DEV | 21F | MODULAR ACCESSORIES | 10 | 100 | NR | 37.961 | CCM | 5.91 | 5.007 | G | 8011564133594 | 8011564133594 | 8011564518698 | 90309000
GW96979 | ANALOGUE AMMETER SCALE F.S 1000A | SKALA DO AMPEROM.ANAL.PEŁ.SKALA 1000A | 8.5 | 1 | NR | 8.35 | 1 | NR | 1.796% | OFFICIAL | 2DN13G21F3580W8100 | 30 | 2DN | ENERGY | 13G | DIN RAIL MODULAR DEV | 21F | MODULAR ACCESSORIES | 10 | 100 | NR | 37.961 | CCM | 10 | 9 | G | 8011564133631 | 8011564133631 | 8011564518735 | 90309000
GW96980 | ANALOGUE AMMETER SCALE F.S 1250A | SKALA DO AMPEROM.ANAL.PEŁ.SKALA 1250A | 8.5 | 1 | NR | 8.35 | 1 | NR | 1.796% | OFFICIAL | 2DN13G21F3580W8100 | 30 | 2DN | ENERGY | 13G | DIN RAIL MODULAR DEV | 21F | MODULAR ACCESSORIES | 10 | 100 | NR | 37.961 | CCM | 5.732 | 5.007 | G | 8011564133648 | 8011564133648 | 8011564518742 | 90309000
GW96981 | ANALOGUE AMMETER SCALE F.S 1600A | SKALA DO AMPEROM.ANAL.PEŁ.SKALA 1600A | 8.5 | 1 | NR | 8.35 | 1 | NR | 1.796% | OFFICIAL | 2DN13G21F3580W8100 | 30 | 2DN | ENERGY | 13G | DIN RAIL MODULAR DEV | 21F | MODULAR ACCESSORIES | 10 | 100 | NR | 37.961 | CCM | 5.732 | 5.007 | G | 8011564133655 | 8011564133655 | 8011564518759 | 90309000
GW96334 | SOLID-CORE TOROID DIAM.110MM 630A | PRZEKŁADNIK Z RDZ. LITYM ŚR.110MM 630A | 227 | 1 | NR | 223 | 1 | NR | 1.794% | OFFICIAL | 2DN13G21F3590VX100 | 30 | 2DN | ENERGY | 13G | DIN RAIL MODULAR DEV | 21F | MODULAR ACCESSORIES | 1 | 6 | NR | 3100 | CCM | 566 | 509.4 | G | 8011564176850 | 8011564176850 | 8011564176850 | 85043129
GWD6786 | ASTRONOMICAL SWITCH 2C 2M | PRZEŁĄCZNIK ASTRONOMICZNY 2C 2M | 229 | 1 | NR | 225 | 1 | NR | 1.778% | OFFICIAL | 2DN13G21F3560WE100 | 30 | 2DN | ENERGY | 13G | DIN RAIL MODULAR DEV | 21F | MODULAR ACCESSORIES | 1 | 3 | NR | 937.595 | CCM | 279.666 | 279.666 | G | 8034035007095 | 8034035007095 | 8034035416194 | 91070000
GWD6663 | LATCHING RELAY 2CO 16A 24VAC 2M | PRZEKAŹNIK BLOKUJĄCY 2CO 16A 24VAC 2M | 63 | 1 | NR | 61.9 | 1 | NR | 1.777% | OFFICIAL | 2DN13G21F3530VW100 | 30 | 2DN | ENERGY | 13G | DIN RAIL MODULAR DEV | 21F | MODULAR ACCESSORIES | 3 | 12 | NR | 378 | CCM | 208.333 | 208.333 | G | 8011564847552 | 8011564978027 | 8011564978034 | 85364190
GW96985 | SINGLE-PIN BUSBAR 2P 12 MODULES | SZYNA ŁĄCZENIOWA SZTYFTOWA 2P 12 MODUŁÓW | 11.5 | 1 | NR | 11.3 | 1 | NR | 1.77% | OFFICIAL | 2DN13G21F3430V8100 | 30 | 2DN | ENERGY | 13G | DIN RAIL MODULAR DEV | 21F | MODULAR ACCESSORIES | 25 | 25 | NR | 94.5 | CCM | 60 | 60 | G | 8011564276352 | 8011564624764 | 8011564624764 | 85369010
GW96991 | SINGLE-PIN BUSBAR 4P 56 MODULES | SZYNA ŁĄCZENIOWA SZTYFTOWA 4P 56 MODUŁÓW | 115 | 1 | NR | 113 | 1 | NR | 1.77% | OFFICIAL | 2DN13G21F3430V8100 | 30 | 2DN | ENERGY | 13G | DIN RAIL MODULAR DEV | 21F | MODULAR ACCESSORIES | 15 | 15 | NR | 618.8 | CCM | 727 | 654 | G | 8011564276413 | 8011564624825 | 8011564624825 | 85369010
GW96999 | DOUBLE-PIN BUSBAR 4P 56 MODULES | SZYNA ŁĄCZENIOWA WIDEŁKOWA 4P 56 MODUŁÓW | 115 | 1 | NR | 113 | 1 | NR | 1.77% | OFFICIAL | 2DN13G21F3430V8100 | 30 | 2DN | ENERGY | 13G | DIN RAIL MODULAR DEV | 21F | MODULAR ACCESSORIES | 15 | 15 | NR | 618.8 | CCM | 726.666 | 726.666 | G | 8011564276499 | 8011564624900 | 8011564624900 | 85369010
GWD6409 | LST - SPD 3P+N 20KA T2 | LST - SPD 3P+N 20KA T2 | 405 | 1 | NR | 398 | 1 | NR | 1.759% | OFFICIAL | 2DN13G21F3470VG100 | 30 | 2DN | ENERGY | 13G | DIN RAIL MODULAR DEV | 21F | MODULAR ACCESSORIES | 1 | 3 | NR | 1265.378 | CCM | 395 | 355.5 | G | 8011564774858 | 8011564774858 | 8011564774858 | 85361090
GW96431 | BELL TRANSFORMER 30VA T.P.230V T.S.12V | TRANSFORMATOR DZW 30VA T.P.230V T.S.12V | 57.9 | 1 | NR | 56.9 | 1 | NR | 1.757% | OFFICIAL | 2DN13G21F3520VS100 | 30 | 2DN | ENERGY | 13G | DIN RAIL MODULAR DEV | 21F | MODULAR ACCESSORIES | 1 | 4 | NR | 399 | CCM | 474.25 | 426.825 | G | 8011564063761 | 8011564386396 | 8011564386396 | 85043121
GW96432 | BELL TRANSFORMER 30VA T.P.230V T.S.24V | TRANSFORMATOR DZW 30VA T.P.230V T.S.24V | 57.9 | 1 | NR | 56.9 | 1 | NR | 1.757% | OFFICIAL | 2DN13G21F3520VS100 | 30 | 2DN | ENERGY | 13G | DIN RAIL MODULAR DEV | 21F | MODULAR ACCESSORIES | 1 | 4 | NR | 399 | CCM | 467.5 | 420.75 | G | 8011564063778 | 8011564386402 | 8011564386402 | 85043121
GW96038 | SEALABLE SCREW IDP 4P (3M) 2PZ | USZCZELNIANE ZAKRĘTKI DO SD 4P 3M | 11.6 | 1 | NR | 11.4 | 1 | NR | 1.754% | OFFICIAL | 2DN13G21F3430V6100 | 30 | 2DN | ENERGY | 13G | DIN RAIL MODULAR DEV | 21F | MODULAR ACCESSORIES | 1 | 10 | NR | 161.713 | CCM | 17.231 | 16.456 | G | 8011564217942 | 8011564217942 | 8011564570764 | 85389099
GW96176 | SWITCH DISCONNECTOR 4P 63A | ROZŁĄCZNIK IZOLACYJNY 4P 63A | 58 | 1 | NR | 57 | 1 | NR | 1.754% | OFFICIAL | 2DN13G21F3490VL100 | 40 | 2DN | ENERGY | 13G | DIN RAIL MODULAR DEV | 21F | MODULAR ACCESSORIES | 1 | 3 | NR | 965.042 | CCM | 465.5 | 418.95 | G | 0 | 0 | 0 | 0
GW96186 | SWITCH DISCONNECTOR ROT 2P 25A 600V DC | OBROTOWY ROZŁĄCZNIK IZOL. 2P 25A 600V DC | 116 | 1 | NR | 114 | 1 | NR | 1.754% | OFFICIAL | 2DN13G21F3490VL100 | 30 | 2DN | ENERGY | 13G | DIN RAIL MODULAR DEV | 21F | MODULAR ACCESSORIES | 1 | 1 | NR | 651.7 | CCM | 50.1 | 47.6 | G | 8011564775473 | 8011564775473 | 8011564775473 | 85363030
GW96814 | MULTIFUNCTIONAL TIMER | TIMER WIELOFUNKCYJNY | 174 | 1 | NR | 171 | 1 | NR | 1.754% | OFFICIAL | 2DN13G21F3550W0100 | 30 | 2DN | ENERGY | 13G | DIN RAIL MODULAR DEV | 21F | MODULAR ACCESSORIES | 1 | 8 | NR | 242.743 | CCM | 78.75 | 70.875 | G | 8011564443105 | 8011564443105 | 8011564670211 | 91070000
GW96815 | ASYMMETRICAL TIMER | TIMER ASYMETRYCZNY | 174 | 1 | NR | 171 | 1 | NR | 1.754% | OFFICIAL | 2DN13G21F3550W0100 | 30 | 2DN | ENERGY | 13G | DIN RAIL MODULAR DEV | 21F | MODULAR ACCESSORIES | 1 | 8 | NR | 242.743 | CCM | 87.513 | 60.038 | G | 8011564760028 | 8011564760028 | 8011564904002 | 91070000
GW96534 | COMP. ISOL. SWITCH 2P 32A 250-415V - 1 M | KOMPAKT. WYŁ. IZ.2P 32A 250-415V - 1 M | 29.2 | 1 | NR | 28.7 | 1 | NR | 1.742% | OFFICIAL | 2DN13G21F3490VJ100 | 30 | 2DN | ENERGY | 13G | DIN RAIL MODULAR DEV | 21F | MODULAR ACCESSORIES | 3 | 12 | NR | 316.344 | CCM | 69.583 | 62.625 | G | 8011564447738 | 8011564674462 | 8011564674479 | 85362010
GW96966 | CLOSING CAPS FOR BUSBARS 4P | ZAŚLEPKI ZAMYKAJĄCE DO MAGISTRAL 4P | 1.17 | 1 | NR | 1.15 | 1 | NR | 1.739% | OFFICIAL | 2DN13G21F3430VA100 | 30 | 2DN | ENERGY | 13G | DIN RAIL MODULAR DEV | 21F | MODULAR ACCESSORIES | 10 | 500 | NR | 7.592 | CCM | 1.1 | 0.99 | G | 8011564276543 | 8011564624955 | 8011564624955 | 85389099
GWD6465 | KIT POP + MT60 1P+N 32A SINGLE-PHASE | ZESTAW POP + MT60 1P+N 32A JEDNA FAZA | 293 | 1 | NR | 288 | 1 | NR | 1.736% | OFFICIAL | 2DN13G21F3470VG100 | 40 | 2DN | ENERGY | 13G | DIN RAIL MODULAR DEV | 21F | MODULAR ACCESSORIES | 1 | 4 | NR | 2556.918 | CCM | 758.517 | 590.055 | G
GWD6474 | KIT POP + MTC60 1P+N 25A SINGLE-PHASE | ZESTAW POP + MTC60 1P+N 25A JEDNA FAZA | 293 | 1 | NR | 288 | 1 | NR | 1.736% | OFFICIAL | 2DN13G21F3470VG100 | 40 | 2DN | ENERGY | 13G | DIN RAIL MODULAR DEV | 21F | MODULAR ACCESSORIES | 1 | 4 | NR | 2725.125 | CCM | 550.445 | 436.888 | G
GWD6475 | KIT POP + MTC60 1P+N 32A SINGLE-PHASE | ZESTAW POP + MTC60 1P+N 32A JEDNA FAZA | 293 | 1 | NR | 288 | 1 | NR | 1.736% | OFFICIAL | 2DN13G21F3470VG100 | 40 | 2DN | ENERGY | 13G | DIN RAIL MODULAR DEV | 21F | MODULAR ACCESSORIES | 1 | 4 | NR | 2725.125 | CCM | 553.778 | 440.221 | G
GWD6779 | TWILIGHT SWITCH 1M | PRZEŁĄCZNIK ZMIERZCHOWY 1M | 118 | 1 | NR | 116 | 1 | NR | 1.724% | OFFICIAL | 2DN13G21F3560WE100 | 30 | 2DN | ENERGY | 13G | DIN RAIL MODULAR DEV | 21F | MODULAR ACCESSORIES | 1 | 3 | NR | 937.595 | CCM | 143.333 | 143 | G | 8034035007101 | 8034035007101 | 8034035416200 | 91070000
GWD6789 | ASTRO.COMBINED TIME SWITCH BT 1C 2M | PRZEŁĄCZNIK ASTRON. ŁĄCZONY BT 1C 2M | 118 | 1 | NR | 116 | 1 | NR | 1.724% | OFFICIAL | 2DN13G21F3560WE100 | 30 | 2DN | ENERGY | 13G | DIN RAIL MODULAR DEV | 21F | MODULAR ACCESSORIES | 1 | 3 | NR | 937.595 | CCM | 130.075 | 5.875 | G | 8034035007132 | 8034035007132 | 8034035416231 | 91070000
GW96306 | DISC. FUSE-HOLDER 3P 8,5X31,5 400V 20A | ROZŁ. UCHWYT BEZP.3P 8,5X31,5 400V 20A | 29.7 | 1 | NR | 29.2 | 1 | NR | 1.712% | OFFICIAL | 2DN13G21F3450VC100 | 30 | 2DN | ENERGY | 13G | DIN RAIL MODULAR DEV | 21F | MODULAR ACCESSORIES | 4 | 36 | NR | 152.804 | CCM | 198 | 198 | G | 8011564113770 | 8011564985520 | 8011564985520 | 85361050
GW96307 | DISC. FUSE-HOLDER 3P 10,3X38 690V 32A | ROZŁ. UCHWYT BEZP.3P 10,3X38 690V 32A | 29.7 | 1 | NR | 29.2 | 1 | NR | 1.712% | OFFICIAL | 2DN13G21F3450VC100 | 30 | 2DN | ENERGY | 13G | DIN RAIL MODULAR DEV | 21F | MODULAR ACCESSORIES | 4 | 36 | NR | 481.722 | CCM | 218 | 208 | G | 8011564113787 | 8011564985568 | 8011564985568 | 85361050
GWD6404 | LST - SPD 1P+N 25KA AUX. T1+2 | LST - SPD 1P+N 25KA DOD. T1+2 | 1190 | 1 | NR | 1170 | 1 | NR | 1.709% | OFFICIAL | 2DN13G21F3470VG100 | 30 | 2DN | ENERGY | 13G | DIN RAIL MODULAR DEV | 21F | MODULAR ACCESSORIES | 1 | 3 | NR | 1265.378 | CCM | 650 | 585 | G | 8011564774827 | 8011564774827 | 8011564774827 | 85361090
GW96014 | SHUNT TRIP RELEASExRESTART RM TOP/CM 1M | WYZWALACZ NAPIĘCIOWxRESTART RM TOP/CM 1M | 66 | 1 | NR | 64.9 | 1 | NR | 1.695% | OFFICIAL | 2DN13G21F3410V2100 | 30 | 2DN | ENERGY | 13G | DIN RAIL MODULAR DEV | 21F | MODULAR ACCESSORIES | 1 | 6 | NR | 632.689 | CCM | 95 | 85.5 | G | 8011564761506 | 8011564761506 | 8011564904989 | 85389099
GW96322 | SAFETY TRANSFORMER 25 VA 230V | TRANSFORMATOR BEZPIECZEŃSTWA 25 VA 230V | 36 | 1 | NR | 35.4 | 1 | NR | 1.695% | OFFICIAL | 2DN13G21F3520WC100 | 30 | 2DN | ENERGY | 13G | DIN RAIL MODULAR DEV | 21F | MODULAR ACCESSORIES | 4 | 4 | NR | 100.558 | CCM | 585.25 | 526.725 | G | 8011564177062 | 8011564536012 | 8011564536012 | 85043121
GW96335 | SOLID-CORE TOROID DIAM. 210MM 1600A | PRZEKŁADNIK Z RDZ. LITYM ŚR. 210MM 1600A | 420 | 1 | NR | 413 | 1 | NR | 1.695% | OFFICIAL | 2DN13G21F3590VX100 | 30 | 2DN | ENERGY | 13G | DIN RAIL MODULAR DEV | 21F | MODULAR ACCESSORIES | 1 | 4 | NR | 8158.5 | CCM | 0.866 | 0.779 | KG | 8011564176867 | 8011564176867 | 8011564176867 | 85043129
GW96951 | 2-POSITION LINE SWITCH | PRZEŁĄCZNIK LINII 2-POZYCYJNY | 120 | 1 | NR | 118 | 1 | NR | 1.695% | OFFICIAL | 2DN13G21F3490WB100 | 30 | 2DN | ENERGY | 13G | DIN RAIL MODULAR DEV | 21F | MODULAR ACCESSORIES | 1 | 4 | NR | 949.033 | CCM | 145.5 | 130.95 | G | 8011564162617 | 8011564162617 | 8011564526617 | 85365080
GW96952 | 3-POSITION LINE SWITCH CENTRAL ZERO | PRZEŁĄCZNIK LINII 3-POZYCYJNY CENTR.ZERO | 120 | 1 | NR | 118 | 1 | NR | 1.695% | OFFICIAL | 2DN13G21F3490WB100 | 30 | 2DN | ENERGY | 13G | DIN RAIL MODULAR DEV | 21F | MODULAR ACCESSORIES | 1 | 4 | NR | 949.033 | CCM | 143 | 128.7 | G | 8011564162624 | 8011564162624 | 8011564526624 | 85365080
GW96953 | 3-POSITION LINE SWITCH ZERO POS. RETURN | PRZEŁĄCZNIK LINII 3-POZ.ZERO POZ. POWR. | 120 | 1 | NR | 118 | 1 | NR | 1.695% | OFFICIAL | 2DN13G21F3490WB100 | 30 | 2DN | ENERGY | 13G | DIN RAIL MODULAR DEV | 21F | MODULAR ACCESSORIES | 1 | 4 | NR | 949.033 | CCM | 144.75 | 130.275 | G | 8011564124813 | 8011564124813 | 8011564502413 | 85365080
GW96988 | SINGLE-PIN BUSBAR 1P 56 MODULES MTC | SZYNA ŁĄCZ. SZTYFTOWA 1P 56 MODUŁÓW MTC | 24.1 | 1 | NR | 23.7 | 1 | NR | 1.688% | OFFICIAL | 2DN13G21F3430V8100 | 30 | 2DN | ENERGY | 13G | DIN RAIL MODULAR DEV | 21F | MODULAR ACCESSORIES | 50 | 50 | NR | 185.64 | CCM | 152 | 152 | G | 8011564276383 | 8011564624795 | 8011564624795 | 85369010
GWD6466 | KIT POP + MT60 1P+N 40A SINGLE-PHASE | ZESTAW POP + MT60 1P+N 40A JEDNA FAZA | 302 | 1 | NR | 297 | 1 | NR | 1.684% | OFFICIAL | 2DN13G21F3470VG100 | 40 | 2DN | ENERGY | 13G | DIN RAIL MODULAR DEV | 21F | MODULAR ACCESSORIES | 1 | 4 | NR | 2556.918 | CCM | 764.267 | 595.805 | G
GW96451 | CURRENT TRANSFORMER 1000A | PRZEKŁADNIK PRĄDOWY 1000A | 121 | 1 | NR | 119 | 1 | NR | 1.681% | OFFICIAL | 2DN13G21F3520W3100 | 30 | 2DN | ENERGY | 13G | DIN RAIL MODULAR DEV | 21F | MODULAR ACCESSORIES | 1 | 3 | NR | 2793.667 | CCM | 610.917 | 549.825 | G | 8011564064973 | 8011564064973 | 8011564064973 | 85043129
GW96452 | CURRENT TRANSFORMER 1200A | PRZEKŁADNIK PRĄDOWY 1200A | 121 | 1 | NR | 119 | 1 | NR | 1.681% | OFFICIAL | 2DN13G21F3520W3100 | 30 | 2DN | ENERGY | 13G | DIN RAIL MODULAR DEV | 21F | MODULAR ACCESSORIES | 1 | 3 | NR | 2793.667 | CCM | 642 | 577.8 | G | 8011564133518 | 8011564133518 | 8011564133518 | 85043129
GW96331 | RESIDUAL CURRENT EARTH RELAY | PRZEKAŹNIK UZIEM. PRĄDU RESZTKOWEGO | 369 | 1 | NR | 363 | 1 | NR | 1.653% | OFFICIAL | 2DN13G21F3590VX100 | 30 | 2DN | ENERGY | 13G | DIN RAIL MODULAR DEV | 21F | MODULAR ACCESSORIES | 1 | 4 | NR | 554.795 | CCM | 312.75 | 281.475 | G | 8011564177093 | 8011564177093 | 8011564579019 | 85364900
GW96227 | DISC. FUSE-HOLDER 2P 10,3X38 1000VDC 20A | ROZŁ. UCHW. BEZP.2P 10,3X38 1000VDC 20A | 18.6 | 1 | NR | 18.3 | 1 | NR | 1.639% | OFFICIAL | 2DN13G21F3450VC100 | 30 | 2DN | ENERGY | 13G | DIN RAIL MODULAR DEV | 21F | MODULAR ACCESSORIES | 6 | 54 | NR | 308.796 | CCM | 0.108 | 0.108 | KG | 8011564775534 | 8011564921931 | 8011564921931 | 85361050
GWD6801 | SINGLE PHASE ENERGY METER DIRECT 32A 1M | JEDNOFAZ.MIERNIK ENERGII BEZPOŚR.32A 1M | 186 | 1 | NR | 183 | 1 | NR | 1.639% | OFFICIAL | 2DN13G21F3580WA100 | 30 | 2DN | ENERGY | 13G | DIN RAIL MODULAR DEV | 21F | MODULAR ACCESSORIES | 1 | 5 | NR | 388.388 | CCM | 101.187 | 73.787 | G | 8011564812413 | 8011564812413 | 8011564949607 | 90283019
GW96993 | DOUBLE-PIN BUSBAR 2P 12 MODULES | SZYNA ŁĄCZENIOWA WIDEŁKOWA 2P 12 MODUŁÓW | 12.5 | 1 | NR | 12.3 | 1 | NR | 1.626% | OFFICIAL | 2DN13G21F3430V8100 | 30 | 2DN | ENERGY | 13G | DIN RAIL MODULAR DEV | 21F | MODULAR ACCESSORIES | 25 | 25 | NR | 94.5 | CCM | 68 | 68 | G | 8011564276437 | 8011564624849 | 8011564624849 | 85369010
GW72103 | NF FUSE WITH TIME LAG 22X58 63A | BEZPIECZNIK NF Z OPÓŹN.CZAS. 22X58 63A | 3.15 | 1 | NR | 3.1 | 1 | NR | 1.613% | OFFICIAL | 2DN13G21F3450VE100 | 30 | 2DN | ENERGY | 13G | DIN RAIL MODULAR DEV | 21F | MODULAR ACCESSORIES | 10 | 30 | NR | 60.75 | CCM | 56.6 | 51.67 | G | 8011564032521 | 8011564346260 | 8011564346277 | 85361050
GW96179 | SWITCH DISCONNECTOR 4P 125A | ROZŁĄCZNIK IZOLACYJNY 4P 125A | 189 | 1 | NR | 186 | 1 | NR | 1.613% | OFFICIAL | 2DN13G21F3490VL100 | 30 | 2DN | ENERGY | 13G | DIN RAIL MODULAR DEV | 21F | MODULAR ACCESSORIES | 1 | 3 | NR | 965.042 | CCM | 461 | 414.9 | G | 8011564131774 | 8011564131774 | 8034035446610 | 85363030
GW96207 | DISC. FUSE-HOLDER 1P 14X51 690V 50A | ROZŁ. UCHWYT BEZP. 1P 14X51 690V 50A | 18.9 | 1 | NR | 18.6 | 1 | NR | 1.613% | OFFICIAL | 2DN13G21F3450VC100 | 30 | 2DN | ENERGY | 13G | DIN RAIL MODULAR DEV | 21F | MODULAR ACCESSORIES | 12 | 96 | NR | 306.599 | CCM | 119.791 | 113.5 | G | 8011564113718 | 8011564479159 | 8011564479159 | 85361050
GW96967 | TEETH-COVER ROW FOR BUSBARS (5 CAPS) | POKRYW. ZĄBKOWANA DO MAGISTRAL (5 ZAŚL) | 3.15 | 1 | NR | 3.1 | 1 | NR | 1.613% | OFFICIAL | 2DN13G21F3430VA100 | 30 | 2DN | ENERGY | 13G | DIN RAIL MODULAR DEV | 21F | MODULAR ACCESSORIES | 10 | 10 | NR | 33.075 | CCM | 6 | 5.4 | G | 8011564276550 | 8011564624962 | 8011564624962 | 85389099
GWD6026 | SEALABLE SCREW CAPS IDP/SEZ.ACC.2P 2PZ | PARA ZAŚLEPEK ŚRUB DO 2P-2M RCCB | 9.5 | 1 | NR | 9.35 | 1 | NR | 1.604% | OFFICIAL | 2DN13G21F3430V6100 | 30 | 2DN | ENERGY | 13G | DIN RAIL MODULAR DEV | 21F | MODULAR ACCESSORIES | 1 | 50 | NR | 38.839 | CCM | 5.031 | 3.193 | G | 8011564825680 | 8011564825680 | 8011564966970 | 85389099
GWD6027 | SEALABLE SCREW CAPS IDP/SEZ.ACC.4P 2PZ | PARA ZAŚLEPEK ŚRUB DO 4P-4M RCCB | 13 | 1 | NR | 12.8 | 1 | NR | 1.562% | OFFICIAL | 2DN13G21F3430V6100 | 30 | 2DN | ENERGY | 13G | DIN RAIL MODULAR DEV | 21F | MODULAR ACCESSORIES | 1 | 10 | NR | 161.713 | CCM | 13.435 | 6.094 | G | 8011564825697 | 8011564825697 | 8011564966987 | 85389099
GW72131 | FUSE GPV 10,3X38 6A 1000V DC | BEZPIECZNIK GG 10,3X38 6A 1000V DC | 20.1 | 1 | NR | 19.8 | 1 | NR | 1.515% | OFFICIAL | 2DN13G21F3450W1100 | 30 | 2DN | ENERGY | 13G | DIN RAIL MODULAR DEV | 21F | MODULAR ACCESSORIES | 10 | 200 | NR | 8.1 | CCM | 8.5 | 8.5 | G | 8011564775268 | 8011564917972 | 8011564917972 | 85361010
GW72132 | FUSE GPV 10,3X38 8A 1000V DC | BEZPIECZNIK GG 10,3X38 8A 1000V DC | 20.1 | 1 | NR | 19.8 | 1 | NR | 1.515% | OFFICIAL | 2DN13G21F3450W1100 | 30 | 2DN | ENERGY | 13G | DIN RAIL MODULAR DEV | 21F | MODULAR ACCESSORIES | 10 | 200 | NR | 8.1 | CCM | 8.5 | 8.5 | G | 8011564775275 | 8011564917989 | 8011564917989 | 85361010
GW72133 | FUSE GPV 10,3X38 10A 1000V DC | BEZPIECZNIK GG 10,3X38 10A 1000V DC | 20.1 | 1 | NR | 19.8 | 1 | NR | 1.515% | OFFICIAL | 2DN13G21F3450W1100 | 30 | 2DN | ENERGY | 13G | DIN RAIL MODULAR DEV | 21F | MODULAR ACCESSORIES | 10 | 200 | NR | 8.1 | CCM | 8.5 | 8.5 | G | 8011564775282 | 8011564918108 | 8011564918108 | 85361010
GW72134 | FUSE GPV 10,3X38 12A 1000V DC | BEZPIECZNIK GG 10,3X38 12A 1000V DC | 20.1 | 1 | NR | 19.8 | 1 | NR | 1.515% | OFFICIAL | 2DN13G21F3450W1100 | 30 | 2DN | ENERGY | 13G | DIN RAIL MODULAR DEV | 21F | MODULAR ACCESSORIES | 10 | 200 | NR | 8.1 | CCM | 8.5 | 8.5 | G | 8011564775299 | 8011564918122 | 8011564918122 | 85361050
GW72135 | FUSE GPV 10,3X38 16A 1000V DC | BEZPIECZNIK GG 10,3X38 16A 1000V DC | 20.1 | 1 | NR | 19.8 | 1 | NR | 1.515% | OFFICIAL | 2DN13G21F3450W1100 | 30 | 2DN | ENERGY | 13G | DIN RAIL MODULAR DEV | 21F | MODULAR ACCESSORIES | 10 | 200 | NR | 8.1 | CCM | 8.5 | 8.5 | G | 8011564775305 | 8011564918146 | 8011564918146 | 85361050
GW72136 | FUSE GPV 10,3X38 20A 1000V DC | BEZPIECZNIK GG 10,3X38 20A 1000V DC | 20.1 | 1 | NR | 19.8 | 1 | NR | 1.515% | OFFICIAL | 2DN13G21F3450W1100 | 30 | 2DN | ENERGY | 13G | DIN RAIL MODULAR DEV | 21F | MODULAR ACCESSORIES | 10 | 200 | NR | 8.1 | CCM | 8.5 | 8.5 | G | 8011564775411 | 8011564918160 | 8011564918160 | 85361050
GW96453 | CURRENT TRANSFORMER 1500A | PRZEKŁADNIK PRĄDOWY 1500A | 134 | 1 | NR | 132 | 1 | NR | 1.515% | OFFICIAL | 2DN13G21F3520W3100 | 30 | 2DN | ENERGY | 13G | DIN RAIL MODULAR DEV | 21F | MODULAR ACCESSORIES | 1 | 3 | NR | 2793.667 | CCM | 676.417 | 608.775 | G | 8011564133525 | 8011564133525 | 8011564133525 | 85043129
GWD6411 | LST - SPD 1P 40KA T2 | LST - SPD 1P 40KA T2 | 134 | 1 | NR | 132 | 1 | NR | 1.515% | OFFICIAL | 2DN13G21F3470VG100 | 30 | 2DN | ENERGY | 13G | DIN RAIL MODULAR DEV | 21F | MODULAR ACCESSORIES | 1 | 12 | NR | 316.344 | CCM | 110 | 99 | G | 8011564774865 | 8011564774865 | 8011564774865 | 85361090
GW96751 | MOTOR PROTECTION SWITCH 0.1-0.16A | WYŁĄCZNIK SILNIKOWY 0,1-0,16A | 135 | 1 | NR | 133 | 1 | NR | 1.504% | OFFICIAL | 2DN13G21F3480VB100 | 40 | 2DN | ENERGY | 13G | DIN RAIL MODULAR DEV | 21F | MODULAR ACCESSORIES | 1 | 4 | NR | 949.033 | CCM | 371.5 | 334.35 | G | 8011564184312 | 8011564184312 | 8011564542112 | 85362010
GW96752 | MOTOR PROTECTION SWITCH 0.16-0.25A | WYŁĄCZNIK SILNIKOWY 0,16-0,25A | 135 | 1 | NR | 133 | 1 | NR | 1.504% | OFFICIAL | 2DN13G21F3480VB100 | 40 | 2DN | ENERGY | 13G | DIN RAIL MODULAR DEV | 21F | MODULAR ACCESSORIES | 1 | 4 | NR | 949.033 | CCM | 371.5 | 334.35 | G | 8011564184329 | 8011564184329 | 8011564542129 | 85362010
GW96753 | MOTOR PROTECTION SWITCH 0.25-0.4A | WYŁĄCZNIK SILNIKOWY 0,25-0,4A | 135 | 1 | NR | 133 | 1 | NR | 1.504% | OFFICIAL | 2DN13G21F3480VB100 | 40 | 2DN | ENERGY | 13G | DIN RAIL MODULAR DEV | 21F | MODULAR ACCESSORIES | 1 | 4 | NR | 949.033 | CCM | 366 | 329.4 | G | 8011564184336 | 8011564184336 | 8011564542136 | 85362010
GW96754 | MOTOR PROTECTION SWITCH 0.4-0.63A | WYŁĄCZNIK SILNIKOWY 0,4-0,63A | 135 | 1 | NR | 133 | 1 | NR | 1.504% | OFFICIAL | 2DN13G21F3480VB100 | 40 | 2DN | ENERGY | 13G | DIN RAIL MODULAR DEV | 21F | MODULAR ACCESSORIES | 1 | 4 | NR | 949.033 | CCM | 366 | 329.4 | G | 8011564184411 | 8011564184411 | 8011564542211 | 85362010
GW96755 | MOTOR PROTECTION SWITCH 0.63-1A | WYŁĄCZNIK SILNIKOWY 0,63-1A | 135 | 1 | NR | 133 | 1 | NR | 1.504% | OFFICIAL | 2DN13G21F3480VB100 | 40 | 2DN | ENERGY | 13G | DIN RAIL MODULAR DEV | 21F | MODULAR ACCESSORIES | 1 | 4 | NR | 949.033 | CCM | 371 | 333.9 | G | 8011564184428 | 8011564184428 | 8011564542228 | 85362010
GW96756 | MOTOR PROTECTION SWITCH 1-1.6A | WYŁĄCZNIK SILNIKOWY 1-1,6A | 135 | 1 | NR | 133 | 1 | NR | 1.504% | OFFICIAL | 2DN13G21F3480VB100 | 40 | 2DN | ENERGY | 13G | DIN RAIL MODULAR DEV | 21F | MODULAR ACCESSORIES | 1 | 4 | NR | 949.033 | CCM | 374.75 | 337.275 | G | 8011564184435 | 8011564184435 | 8011564542235 | 85362010
GW96757 | MOTOR PROTECTION SWITCH 1.6-2.5A | WYŁĄCZNIK SILNIKOWY 1,6-2,5A | 135 | 1 | NR | 133 | 1 | NR | 1.504% | OFFICIAL | 2DN13G21F3480VB100 | 40 | 2DN | ENERGY | 13G | DIN RAIL MODULAR DEV | 21F | MODULAR ACCESSORIES | 1 | 4 | NR | 949.033 | CCM | 367 | 330.3 | G | 8011564184442 | 8011564184442 | 8011564542242 | 85362010
GW96758 | MOTOR PROTECTION SWITCH 2.5-4A | WYŁĄCZNIK SILNIKOWY 2,5-4A | 135 | 1 | NR | 133 | 1 | NR | 1.504% | OFFICIAL | 2DN13G21F3480VB100 | 40 | 2DN | ENERGY | 13G | DIN RAIL MODULAR DEV | 21F | MODULAR ACCESSORIES | 1 | 4 | NR | 949.033 | CCM | 379.25 | 341.325 | G | 8011564184459 | 8011564184459 | 8011564542259 | 85362010
GW96759 | MOTOR PROTECTION SWITCH 4-6.3A | WYŁĄCZNIK SILNIKOWY 4-6,3A | 135 | 1 | NR | 133 | 1 | NR | 1.504% | OFFICIAL | 2DN13G21F3480VB100 | 40 | 2DN | ENERGY | 13G | DIN RAIL MODULAR DEV | 21F | MODULAR ACCESSORIES | 1 | 4 | NR | 949.033 | CCM | 375.75 | 338.175 | G | 8011564184473 | 8011564184473 | 8011564542266 | 85362010
GWD6766 | SPACER 0,5M | PRZEKŁADKA 0,5M | 1.35 | 1 | NR | 1.33 | 1 | NR | 1.504% | OFFICIAL | 2DN13G21F3530W9100 | 30 | 2DN | ENERGY | 13G | DIN RAIL MODULAR DEV | 21F | MODULAR ACCESSORIES | 12 | 12 | NR | 161.828 | CCM | 5.315 | 0.054 | G | 8011564811812 | 8011564948600 | 8011564948600 | 85389099
GWD6820 | MODBUS INTERFACE ENERGY METER | MIERNIK ENERGII INTERFEJS MODBUS | 206 | 1 | NR | 203 | 1 | NR | 1.478% | OFFICIAL | 2DN13G21F3580WA100 | 30 | 2DN | ENERGY | 13G | DIN RAIL MODULAR DEV | 21F | MODULAR ACCESSORIES | 1 | 5 | NR | 388.388 | CCM | 71.848 | 44.448 | G | 8011564886766 | 8011564886766 | 8011564908017 | 85389099
GWD6776 | WEEKLY ANALOGUE TIME SWITCH RES.2,5M | TYGODN.ANALOG.PRZEŁĄCZ. CZAS.Z OP 2,5M | 138 | 1 | NR | 136 | 1 | NR | 1.471% | OFFICIAL | 2DN13G21F3560W2100 | 30 | 2DN | ENERGY | 13G | DIN RAIL MODULAR DEV | 21F | MODULAR ACCESSORIES | 1 | 4 | NR | 703.196 | CCM | 53.728 | 5.82 | G | 8034035007057 | 8034035007057 | 8034035416156 | 91070000
GW96986 | SINGLE-PIN BUSBAR 3P 12 MODULES | SZYNA ŁĄCZENIOWA SZTYFTOWA 3P 12 MODUŁÓW | 13.9 | 1 | NR | 13.7 | 1 | NR | 1.46% | OFFICIAL | 2DN13G21F3430V8100 | 30 | 2DN | ENERGY | 13G | DIN RAIL MODULAR DEV | 21F | MODULAR ACCESSORIES | 25 | 25 | NR | 94.5 | CCM | 80 | 80 | G | 8011564276369 | 8011564624771 | 8011564624771 | 85369010
GWD6763 | PAIR OF CONTACTOR SELEABLE COVER 1M | PARA POKRYW USZCZELNIANYCH STYCZNIKA 1M | 1.42 | 1 | NR | 1.4 | 1 | NR | 1.429% | OFFICIAL | 2DN13G21F3530VV100 | 30 | 2DN | ENERGY | 13G | DIN RAIL MODULAR DEV | 21F | MODULAR ACCESSORIES | 1 | 10 | NR | 44.1 | CCM | 8 | 8 | G | 8011564809420 | 8011564809420 | 8011564945739 | 85389099
GW96169 | SWITCH DISCONNECTOR 3P 125A | ROZŁĄCZNIK IZOLACYJNY 3P 125A | 144 | 1 | NR | 142 | 1 | NR | 1.408% | OFFICIAL | 2DN13G21F3490VL100 | 30 | 2DN | ENERGY | 13G | DIN RAIL MODULAR DEV | 21F | MODULAR ACCESSORIES | 2 | 8 | NR | 687.619 | CCM | 334.875 | 301.388 | G | 8011564131729 | 8011564514935 | 8011564514942 | 85363030
GWD6916 | LOAD MANAGEMENT RELAY P-COMFORT | P-COMFORT PRZEK. ZARZĄDZ. OBCIĄŻENIAMI | 144 | 1 | NR | 142 | 1 | NR | 1.408% | OFFICIAL | 2DN13G21F3540VZ100 | 30 | 2DN | ENERGY | 13G | DIN RAIL MODULAR DEV | 21F | MODULAR ACCESSORIES | 1 | 6 | NR | 632.689 | CCM | 113.323 | 82.316 | G | 8011564881563 | 8011564881563 | 8011564902640 | 85389099
GW96220 | D. C. FUSE-HOLDER 1P+N 10,3X38 690V 32A | ROZŁ.UCHWYT BEZP.1P+N 10,3X38 690V 32A | 14.5 | 1 | NR | 14.3 | 1 | NR | 1.399% | OFFICIAL | 2DN13G21F3450VC100 | 30 | 2DN | ENERGY | 13G | DIN RAIL MODULAR DEV | 21F | MODULAR ACCESSORIES | 12 | 108 | NR | 154.398 | CCM | 68.52 | 68.52 | G | 8011564775510 | 8011564918191 | 8011564918191 | 85361050
GW96984 | SINGLE-PIN BUSBAR 1P 12 MODULES | SZYNA ŁĄCZENIOWA SZTYFTOWA 1P 12 MODUŁÓW | 7.25 | 1 | NR | 7.15 | 1 | NR | 1.399% | OFFICIAL | 2DN13G21F3430V8100 | 30 | 2DN | ENERGY | 13G | DIN RAIL MODULAR DEV | 21F | MODULAR ACCESSORIES | 50 | 50 | NR | 14.84 | CCM | 34 | 34 | G | 8011564276345 | 8011564624757 | 8011564624757 | 85369010
GW96992 | DOUBLE-PIN BUSBAR 1P 12 MODULES | SZYNA ŁĄCZENIOWA WIDEŁKOWA 1P 12 MODUŁÓW | 7.25 | 1 | NR | 7.15 | 1 | NR | 1.399% | OFFICIAL | 2DN13G21F3430V8100 | 30 | 2DN | ENERGY | 13G | DIN RAIL MODULAR DEV | 21F | MODULAR ACCESSORIES | 50 | 50 | NR | 47.25 | CCM | 40 | 40 | G | 8011564276420 | 8011564624832 | 8011564624832 | 85369010
GW72111 | FUSE GG 8,5X31,5 2A 400V | BEZPIECZNIK GG 8,5X31,5 2A 400V | 1.47 | 1 | NR | 1.45 | 1 | NR | 1.379% | OFFICIAL | 2DN13G21F3450VE100 | 30 | 2DN | ENERGY | 13G | DIN RAIL MODULAR DEV | 21F | MODULAR ACCESSORIES | 10 | 100 | NR | 14.609 | CCM | 5.72 | 5.148 | G | 8011564113473 | 8011564478794 | 8011564478787 | 85361010
GW72112 | FUSE GG 8,5X31,5 4A 400V | BEZPIECZNIK GG 8,5X31,5 4A 400V | 1.47 | 1 | NR | 1.45 | 1 | NR | 1.379% | OFFICIAL | 2DN13G21F3450VE100 | 30 | 2DN | ENERGY | 13G | DIN RAIL MODULAR DEV | 21F | MODULAR ACCESSORIES | 10 | 100 | NR | 14.609 | CCM | 4.56 | 4.104 | G | 8011564113480 | 8011564478817 | 8011564478800 | 85361010
GW72113 | FUSE GG 8,5X31,5 6A 400V | BEZPIECZNIK GG 8,5X31,5 6A 400V | 1.47 | 1 | NR | 1.45 | 1 | NR | 1.379% | OFFICIAL | 2DN13G21F3450VE100 | 30 | 2DN | ENERGY | 13G | DIN RAIL MODULAR DEV | 21F | MODULAR ACCESSORIES | 10 | 100 | NR | 14.609 | CCM | 4.63 | 4.167 | G | 8011564113497 | 8011564478831 | 8011564478824 | 85361010
GW72114 | FUSE GG 8,5X31,5 10A 400V | BEZPIECZNIK GG 8,5X31,5 10A 400V | 1.47 | 1 | NR | 1.45 | 1 | NR | 1.379% | OFFICIAL | 2DN13G21F3450VE100 | 30 | 2DN | ENERGY | 13G | DIN RAIL MODULAR DEV | 21F | MODULAR ACCESSORIES | 10 | 100 | NR | 14.609 | CCM | 4.73 | 4.224 | G | 8011564113503 | 8011564478855 | 8011564478848 | 85361010
GW72115 | FUSE GG 8,5X31,5 16A 400V | BEZPIECZNIK GG 8,5X31,5 16A 400V | 1.47 | 1 | NR | 1.45 | 1 | NR | 1.379% | OFFICIAL | 2DN13G21F3450VE100 | 30 | 2DN | ENERGY | 13G | DIN RAIL MODULAR DEV | 21F | MODULAR ACCESSORIES | 10 | 100 | NR | 14.609 | CCM | 5.25 | 4.224 | G | 8011564113510 | 8011564478879 | 8011564478862 | 85361050
GW72116 | FUSE GG 8,5X31,5 20A 400V | BEZPIECZNIK GG 8,5X31,5 20A 400V | 1.47 | 1 | NR | 1.45 | 1 | NR | 1.379% | OFFICIAL | 2DN13G21F3450VE100 | 30 | 2DN | ENERGY | 13G | DIN RAIL MODULAR DEV | 21F | MODULAR ACCESSORIES | 10 | 100 | NR | 14.609 | CCM | 4.94 | 4.446 | G | 8011564113527 | 8011564478893 | 8011564478886 | 85361050
GW72117 | FUSE GG 8,5X31,5 25A 400V | BEZPIECZNIK GG 8,5X31,5 25A 400V | 1.47 | 1 | NR | 1.45 | 1 | NR | 1.379% | OFFICIAL | 2DN13G21F3450VE100 | 30 | 2DN | ENERGY | 13G | DIN RAIL MODULAR DEV | 21F | MODULAR ACCESSORIES | 10 | 100 | NR | 14.609 | CCM | 4.7 | 4.224 | G | 8011564113534 | 8011564478916 | 8011564478909 | 85361050
GWD6724 | CONTACTOR 40A 4NO 230V 3M | STYCZNIK 40A 4NO 230V 3M | 160 | 1 | NR | 158 | 1 | NR | 1.266% | OFFICIAL | 2DN13G21F3530VV100 | 30 | 2DN | ENERGY | 13G | DIN RAIL MODULAR DEV | 21F | MODULAR ACCESSORIES | 2 | 8 | NR | 513 | CCM | 405 | 364.5 | G | 8011564809611 | 8011564946101 | 8011564946118 | 85364900
GW96963 | CLOSING CAPS FOR BUSBARS 1P | ZAŚLEPKI ZAMYKAJĄCE DO MAGISTRAL 1P | 0.83 | 1 | NR | 0.82 | 1 | NR | 1.22% | OFFICIAL | 2DN13G21F3430VA100 | 30 | 2DN | ENERGY | 13G | DIN RAIL MODULAR DEV | 21F | MODULAR ACCESSORIES | 10 | 500 | NR | 7.592 | CCM | 0.3 | 0.27 | G | 8011564276512 | 8011564624924 | 8011564624924 | 85389099
GW96962 | LONG PIN CONNECTION TERMINAL | ZACISK PRZYŁĄCZENIOWY DŁUGI WTYCZKA | 4.35 | 1 | NR | 4.3 | 1 | NR | 1.163% | OFFICIAL | 2DN13G21F3430VA100 | 30 | 2DN | ENERGY | 13G | DIN RAIL MODULAR DEV | 21F | MODULAR ACCESSORIES | 50 | 50 | NR | 6.615 | CCM | 4 | 4 | G | 8011564279278 | 8011564626621 | 8011564626621 | 85389099
GW96965 | CLOSING CAPS FOR BUSBARS 3P | ZAŚLEPKI ZAMYKAJĄCE DO MAGISTRAL 3P | 1.06 | 1 | NR | 1.05 | 1 | NR | 0.9524% | OFFICIAL | 2DN13G21F3430VA100 | 30 | 2DN | ENERGY | 13G | DIN RAIL MODULAR DEV | 21F | MODULAR ACCESSORIES | 10 | 500 | NR | 7.592 | CCM | 1.03 | 0.927 | G | 8011564276536 | 8011564624948 | 8011564624948 | 85389099
GW72121 | FUSE GG 14X51 25A 690V | BEZPIECZNIK GG 14X51 25A 690V | 2.65 | 1 | NR | 2.65 | 1 | NR | 0% | OFFICIAL | 2DN13G21F3450VE100 | 30 | 2DN | ENERGY | 13G | DIN RAIL MODULAR DEV | 21F | MODULAR ACCESSORIES | 10 | 100 | NR | 25.253 | CCM | 20.01 | 18.009 | G | 8011564113541 | 8011564478930 | 8011564478923 | 85361050
GW72122 | FUSE GG 14X51 32A 500V | BEZPIECZNIK GG 14X51 32A 500V | 2.65 | 1 | NR | 2.65 | 1 | NR | 0% | OFFICIAL | 2DN13G21F3450VE100 | 30 | 2DN | ENERGY | 13G | DIN RAIL MODULAR DEV | 21F | MODULAR ACCESSORIES | 10 | 100 | NR | 9.718 | CCM | 20.24 | 18.216 | G | 8011564113558 | 8011564478954 | 8011564478947 | 85361050
GW72123 | FUSE GG 14X51 40A 500V | BEZPIECZNIK GG 14X51 40A 500V | 2.65 | 1 | NR | 2.65 | 1 | NR | 0% | OFFICIAL | 2DN13G21F3450VE100 | 30 | 2DN | ENERGY | 13G | DIN RAIL MODULAR DEV | 21F | MODULAR ACCESSORIES | 10 | 100 | NR | 23.958 | CCM | 20.35 | 18.315 | G | 8011564113565 | 8011564478978 | 8011564478961 | 85361050
GW72124 | FUSE GG 14X51 50A 500V | BEZPIECZNIK GG 14X51 50A 500V | 2.65 | 1 | NR | 2.65 | 1 | NR | 0% | OFFICIAL | 2DN13G21F3450VE100 | 30 | 2DN | ENERGY | 13G | DIN RAIL MODULAR DEV | 21F | MODULAR ACCESSORIES | 10 | 100 | NR | 18.48 | CCM | 21.14 | 19.026 | G | 8011564113572 | 8011564478992 | 8011564478985 | 85361050
GW96126 | INTER.MANOVRA-SEZIONATORE 3P 63A | ROZŁĄCZNIK IZOLACYJNY 3P 63A | 26.6 | 1 | NR | 27.8 | 1 | NR | -4.317% | OFFICIAL | 2DN13G21F3490VJ100 | 30 | 2DN | ENERGY | 13G | DIN RAIL MODULAR DEV | 21F | MODULAR ACCESSORIES | 2 | 8 | NR | 687.619 | CCM | 337.625 | 303.862 | G | 8034035118807 | 0 | 0 | 0
GWD6752 | CONTACTOR D/N 25A 3NO 230V 2M | STYCZNIK D/N 25A 3NO 230V 2M | 74.5 | 1 | NR | 81 | 1 | NR | -8.025% | OFFICIAL | 2DN13G21F3530VV100 | 30 | 2DN | ENERGY | 13G | DIN RAIL MODULAR DEV | 21F | MODULAR ACCESSORIES | 3 | 12 | NR | 342 | CCM | 260 | 234 | G | 8011564809543 | 8011564945968 | 8011564945975 | 85364900
GW96964 | CLOSING CAPS FOR BUSBARS 2P | ZAŚLEPKI ZAMYKAJĄCE DO MAGISTRAL 2P | 0.85 | 1 | NR | 0.93 | 1 | NR | -8.602% | OFFICIAL | 2DN13G21F3430VA100 | 30 | 2DN | ENERGY | 13G | DIN RAIL MODULAR DEV | 21F | MODULAR ACCESSORIES | 10 | 500 | NR | 7.592 | CCM | 0.5 | 0.45 | G | 8011564276529 | 8011564624931 | 8011564624931 | 85389099
GWD6716 | CONTACTOR 25A 4NC 24V 2M | STYCZNIK 25A 4NC 24V 2M | 65.5 | 1 | NR | 72.7 | 1 | NR | -9.904% | OFFICIAL | 2DN13G21F3530VV100 | 30 | 2DN | ENERGY | 13G | DIN RAIL MODULAR DEV | 21F | MODULAR ACCESSORIES | 3 | 12 | NR | 342 | CCM | 260 | 234 | G | 8011564809505 | 8011564945883 | 8011564945890 | 85364900
GWD6714 | CONTACTOR 25A 4NO 24V 2M | STYCZNIK 25A 4NO 24V 2M | 63.5 | 1 | NR | 72.7 | 1 | NR | -12.65% | OFFICIAL | 2DN13G21F3530VV100 | 30 | 2DN | ENERGY | 13G | DIN RAIL MODULAR DEV | 21F | MODULAR ACCESSORIES | 3 | 12 | NR | 342 | CCM | 260 | 234 | G | 8011564809482 | 8011564945845 | 8011564945852 | 85364900
GWD6717 | CONTACTOR 25A 4NC 230V 2M | STYCZNIK 25A 4NC 230V 2M | 59.5 | 1 | NR | 72.7 | 1 | NR | -18.16% | OFFICIAL | 2DN13G21F3530VV100 | 30 | 2DN | ENERGY | 13G | DIN RAIL MODULAR DEV | 21F | MODULAR ACCESSORIES | 3 | 12 | NR | 342 | CCM | 260 | 234 | G | 8011564809512 | 8011564945906 | 8011564945913 | 85364900
GWD6725 | CONTACTOR 40A 2NO+2NC 230V 3M | STYCZNIK 40A 2NO+2NC 230V 3M | 128 | 1 | NR | 158 | 1 | NR | -18.99% | OFFICIAL | 2DN13G21F3530VV100 | 30 | 2DN | ENERGY | 13G | DIN RAIL MODULAR DEV | 21F | MODULAR ACCESSORIES | 2 | 8 | NR | 513 | CCM | 405 | 364.5 | G | 8011564809628 | 8011564946125 | 8011564946132 | 85364900
GWD6718 | CONTACTOR 25A 3NO+1NC 230V 2M | STYCZNIK 25A 3NO+1NC 230V 2M | 58 | 1 | NR | 72.7 | 1 | NR | -20.22% | OFFICIAL | 2DN13G21F3530VV100 | 30 | 2DN | ENERGY | 13G | DIN RAIL MODULAR DEV | 21F | MODULAR ACCESSORIES | 3 | 12 | NR | 342 | CCM | 260 | 234 | G | 8011564809529 | 8011564945920 | 8011564945937 | 85364900
GWD6721 | CONTACTOR 40A 2NO 230V 3M | STYCZNIK 40A 2NO 230V 3M | 84.9 | 1 | NR | 113 | 1 | NR | -24.87% | OFFICIAL | 2DN13G21F3530VV100 | 30 | 2DN | ENERGY | 13G | DIN RAIL MODULAR DEV | 21F | MODULAR ACCESSORIES | 2 | 8 | NR | 513 | CCM | 405 | 364.5 | G | 8011564809598 | 8011564946064 | 8011564946071 | 85364900
GWD6753 | CONTACTOR D/N 25A 4NO 24V 2M | STYCZNIK D/N 25A 4NO 24V 2M | 70.5 | 1 | NR | 94.2 | 1 | NR | -25.16% | OFFICIAL | 2DN13G21F3530VV100 | 30 | 2DN | ENERGY | 13G | DIN RAIL MODULAR DEV | 21F | MODULAR ACCESSORIES | 3 | 12 | NR | 342 | CCM | 260 | 234 | G | 8011564809550 | 8011564945982 | 8011564945999 | 85364900
GWD6722 | CONTACTOR 40A 3NO 230V 3M | STYCZNIK 40A 3NO 230V 3M | 92.5 | 1 | NR | 135 | 1 | NR | -31.48% | OFFICIAL | 2DN13G21F3530VV100 | 30 | 2DN | ENERGY | 13G | DIN RAIL MODULAR DEV | 21F | MODULAR ACCESSORIES | 2 | 8 | NR | 513 | CCM | 405 | 364.5 | G | 8011564809581 | 8011564946040 | 8011564946057 | 85364900
GW96011 | SHUNT TRIP 12/48V MTC/MT/MTHP/MDC 1M | WYZWALACZ NAPIĘCIOWY 12/48V | 42.8 | 1 | NR | 63.5 | 1 | NR | -32.6% | OFFICIAL | 2DN13G21F3410V2100 | 30 | 2DN | ENERGY | 13G | DIN RAIL MODULAR DEV | 21F | MODULAR ACCESSORIES | 1 | 8 | NR | 242.743 | CCM | 83.875 | 75.488 | G | 8011564062504 | 8011564062504 | 8011564384521 | 85389099
GWD6726 | CONTACTOR 40A 4NC 230V AC/DC 3M | STYCZNIK 40A 4NC 230V AC/DC 3M | 103 | 1 | NR | 160 | 1 | NR | -35.62% | OFFICIAL | 2DN13G21F3530VV100 | 30 | 2DN | ENERGY | 13G | DIN RAIL MODULAR DEV | 21F | MODULAR ACCESSORIES | 2 | 8 | NR | 513 | CCM | 364.914 | 364.914 | G | 8034035017339 | 8034035424526 | 8034035424533 | 85364900
GW96012 | SHUNT TRIP 110/415V MTC/MT/MTHP/MDC 1M | WYZWALACZ NAPIĘCIOWY 110/415V | 42.5 | 1 | NR | 66.3 | 1 | NR | -35.9% | OFFICIAL | 2DN13G21F3410V2100 | 30 | 2DN | ENERGY | 13G | DIN RAIL MODULAR DEV | 21F | MODULAR ACCESSORIES | 1 | 8 | NR | 242.743 | CCM | 83 | 74.7 | G | 8011564062528 | 8011564062528 | 8011564384552 | 85389099
GWD6809 | MID THREE PHASE METER INDIR. CT/5A 4M | TRÓJFAZ.MIERN.ENERG.POŚR. MID CT/5A 4M | 389 | 1 | NR | 608 | 1 | NR | -36.02% | OFFICIAL | 2DN13G21F3580WA100 | 30 | 2DN | ENERGY | 13G | DIN RAIL MODULAR DEV | 21F | MODULAR ACCESSORIES | 1 | 2 | NR | 970.97 | CCM | 273.084 | 221.984 | G | 8011564886780 | 8011564886780 | 8011564908031 | 90283019
GWD6735 | CONTACTOR 63A 3NO+1NC 230V 3M | STYCZNIK 63A 3NO+1NC 230V 3M | 137 | 1 | NR | 217 | 1 | NR | -36.87% | OFFICIAL | 2DN13G21F3530VV100 | 30 | 2DN | ENERGY | 13G | DIN RAIL MODULAR DEV | 21F | MODULAR ACCESSORIES | 2 | 8 | NR | 513 | CCM | 405 | 364.5 | G | 8011564809673 | 8011564946224 | 8011564946231 | 85364900
GWD6702 | CONTACTOR 20A 2NO 24V 1M | STYCZNIK 20A 2NO 24V 1M | 40.6 | 1 | NR | 64.9 | 1 | NR | -37.44% | OFFICIAL | 2DN13G21F3530VV100 | 30 | 2DN | ENERGY | 13G | DIN RAIL MODULAR DEV | 21F | MODULAR ACCESSORIES | 6 | 24 | NR | 171 | CCM | 130 | 117 | G | 8011564809321 | 8011564945524 | 8011564945531 | 85364900
GW96591 | INDICATOR LAMP DOUBLE GR/RED 16A 230V 1M | LAMPKA WSKAŹ.PODW. SZA/CZERW 16A 230V 1M | 22.6 | 1 | NR | 36.4 | 1 | NR | -37.91% | OFFICIAL | 2DN13G21F3500VM100 | 30 | 2DN | ENERGY | 13G | DIN RAIL MODULAR DEV | 21F | MODULAR ACCESSORIES | 1 | 12 | NR | 316.344 | CCM | 61.667 | 55.5 | G | 8011564448100 | 8011564448100 | 8011564674943 | 85308000
GWD6754 | CONTACTOR D/N 25A 4NO 230V 2M | STYCZNIK D/N 25A 4NO 230V 2M | 57.2 | 1 | NR | 94.2 | 1 | NR | -39.28% | OFFICIAL | 2DN13G21F3530VV100 | 30 | 2DN | ENERGY | 13G | DIN RAIL MODULAR DEV | 21F | MODULAR ACCESSORIES | 3 | 12 | NR | 342 | CCM | 260 | 234 | G | 8011564809567 | 8011564946002 | 8011564946019 | 85364900
GW96584 | INDICATOR LAMP SINGLE BLUE 16A 230V 1M | LAMPKA WSKAŹN POJEDYN NIEB 16A 230V 1M | 16.2 | 1 | NR | 27.7 | 1 | NR | -41.52% | OFFICIAL | 2DN13G21F3500VM100 | 30 | 2DN | ENERGY | 13G | DIN RAIL MODULAR DEV | 21F | MODULAR ACCESSORIES | 3 | 12 | NR | 316.344 | CCM | 55.417 | 49.875 | G | 8011564447837 | 8011564674660 | 8011564674677 | 85308000
GW96585 | INDICATOR LAMP SINGLE WHITE 16A 230V 1M | LAMPKA WSKAŹN POJEDYN BIAŁA 16A 230V 1M | 16.1 | 1 | NR | 27.7 | 1 | NR | -41.88% | OFFICIAL | 2DN13G21F3500VM100 | 30 | 2DN | ENERGY | 13G | DIN RAIL MODULAR DEV | 21F | MODULAR ACCESSORIES | 3 | 12 | NR | 316.344 | CCM | 55.417 | 49.875 | G | 8011564447844 | 8011564674684 | 8011564674691 | 85308000
GW96583 | INDICATOR LAMP SINGLE YELLOW 16A 230V 1M | LAMPKA WSKAŹN POJEDYN ŻÓŁTA 16A 230V 1M | 15.1 | 1 | NR | 27.7 | 1 | NR | -45.49% | OFFICIAL | 2DN13G21F3500VM100 | 30 | 2DN | ENERGY | 13G | DIN RAIL MODULAR DEV | 21F | MODULAR ACCESSORIES | 3 | 12 | NR | 316.344 | CCM | 55 | 49.5 | G | 8011564447820 | 8011564674646 | 8011564674653 | 85308000
GW96177 | SWITCH DISCONNECTOR 4P 80A | ROZŁĄCZNIK IZOLACYJNY 4P 80A | 71.6 | 1 | NR | 132 | 1 | NR | -45.76% | OFFICIAL | 2DN13G21F3490VL100 | 30 | 2DN | ENERGY | 13G | DIN RAIL MODULAR DEV | 21F | MODULAR ACCESSORIES | 1 | 3 | NR | 965.042 | CCM | 463 | 416.7 | G | 8011564131750 | 8011564131750 | 8034035446498 | 85363030
GW96158 | SWITCH DISCONNECTOR 2P 100A | ROZŁĄCZNIK IZOLACYJNY 2P 100A | 41.9 | 1 | NR | 78.6 | 1 | NR | -46.69% | OFFICIAL | 2DN13G21F3490VL100 | 30 | 2DN | ENERGY | 13G | DIN RAIL MODULAR DEV | 21F | MODULAR ACCESSORIES | 3 | 12 | NR | 458.413 | CCM | 221.417 | 199.275 | G | 8011564131675 | 8011564514836 | 8011564514843 | 85363030
GW96157 | SWITCH DISCONNECTOR 2P 80A | ROZŁĄCZNIK IZOLACYJNY 2P 80A | 35.1 | 1 | NR | 65.9 | 1 | NR | -46.74% | OFFICIAL | 2DN13G21F3490VL100 | 30 | 2DN | ENERGY | 13G | DIN RAIL MODULAR DEV | 21F | MODULAR ACCESSORIES | 3 | 12 | NR | 458.413 | CCM | 220.667 | 198.6 | G | 8011564131668 | 8011564514812 | 8011564514829 | 85363030
GWD6733 | CONTACTOR 63A 4NO 24V 3M | STYCZNIK 63A 4NO 24V 3M | 115 | 1 | NR | 217 | 1 | NR | -47% | OFFICIAL | 2DN13G21F3530VV100 | 30 | 2DN | ENERGY | 13G | DIN RAIL MODULAR DEV | 21F | MODULAR ACCESSORIES | 2 | 8 | NR | 513 | CCM | 405 | 364.5 | G | 8011564809659 | 8011564946187 | 8011564946194 | 85364900
GWD6783 | WEEKLY DIGITAL TIME SWITCH 2C 2M | TYGODN.CYFR. PRZEŁĄCZNIK CZASOWY 2C 2M | 99.1 | 1 | NR | 189 | 1 | NR | -47.57% | OFFICIAL | 2DN13G21F3560W4100 | 30 | 2DN | ENERGY | 13G | DIN RAIL MODULAR DEV | 21F | MODULAR ACCESSORIES | 1 | 3 | NR | 937.595 | CCM | 130.075 | 5.875 | G | 8034035007071 | 8034035007071 | 8034035416170 | 91070000
GW96586 | IND.LAMP SINGLE RED 16A 12÷48V AC/DC 1M | LAMPKA WSKAŹ POJ.CZE 16A 12÷48V AC/DC 1M | 16.2 | 1 | NR | 30.9 | 1 | NR | -47.57% | OFFICIAL | 2DN13G21F3500VM100 | 30 | 2DN | ENERGY | 13G | DIN RAIL MODULAR DEV | 21F | MODULAR ACCESSORIES | 1 | 12 | NR | 316.344 | CCM | 57.083 | 51.375 | G | 8011564448056 | 8011564448056 | 8011564674899 | 85308000
GW96587 | IND.LAMP SINGLE GREEN 16A 12÷48V AC/DC1M | LAMPKA WSKAŹ POJ.ZIE 16A 12÷48V AC/DC 1M | 16.2 | 1 | NR | 30.9 | 1 | NR | -47.57% | OFFICIAL | 2DN13G21F3500VM100 | 30 | 2DN | ENERGY | 13G | DIN RAIL MODULAR DEV | 21F | MODULAR ACCESSORIES | 1 | 12 | NR | 316.344 | CCM | 57.917 | 52.125 | G | 8011564448063 | 8011564448063 | 8011564674905 | 85308000
GW96589 | IND.LAMP SINGLE BLUE 16A 12÷48V AC/DC 1M | LAMPKA WSKAŹ POJ.NIE 16A 12÷48V AC/DC 1M | 16.2 | 1 | NR | 30.9 | 1 | NR | -47.57% | OFFICIAL | 2DN13G21F3500VM100 | 30 | 2DN | ENERGY | 13G | DIN RAIL MODULAR DEV | 21F | MODULAR ACCESSORIES | 1 | 12 | NR | 316.344 | CCM | 68.184 | 51.634 | G | 8011564448087 | 8011564448087 | 8011564674929 | 85308000
GW96588 | IND.LAMP SINGLE YELL.16A 12÷48V AC/DC 1M | LAMPKA WSKAŹ POJ.ŻÓŁ 16A 12÷48V AC/DC 1M | 16.1 | 1 | NR | 30.9 | 1 | NR | -47.9% | OFFICIAL | 2DN13G21F3500VM100 | 30 | 2DN | ENERGY | 13G | DIN RAIL MODULAR DEV | 21F | MODULAR ACCESSORIES | 1 | 12 | NR | 316.344 | CCM | 68.124 | 51.574 | G | 8011564448070 | 8011564448070 | 8011564674912 | 85308000
GW96590 | IND.LAMP SINGLE WHITE 16A 12÷48V AC/DC1M | LAMPKA WSKAŹ POJ.BIA 16A 12÷48V AC/DC 1M | 16.1 | 1 | NR | 30.9 | 1 | NR | -47.9% | OFFICIAL | 2DN13G21F3500VM100 | 30 | 2DN | ENERGY | 13G | DIN RAIL MODULAR DEV | 21F | MODULAR ACCESSORIES | 1 | 12 | NR | 316.344 | CCM | 68.184 | 51.634 | G | 8011564448094 | 8011564448094 | 8011564674936 | 85308000
GWD6782 | WEEKLY DIGITAL TIME SWITCH 1C 2M | TYGODN.CYFR. PRZEŁĄCZNIK CZASOWY 1C 2M | 76.4 | 1 | NR | 149 | 1 | NR | -48.72% | OFFICIAL | 2DN13G21F3560W4100 | 30 | 2DN | ENERGY | 13G | DIN RAIL MODULAR DEV | 21F | MODULAR ACCESSORIES | 1 | 3 | NR | 937.595 | CCM | 130.075 | 5.875 | G | 8034035007064 | 8034035007064 | 8034035416163 | 91070000
GW96581 | INDICATOR LAMP SINGLE RED 16A 230V 1M | LAMPKA WSKAŹN POJEDYN CZERW 16A 230V 1M | 14.2 | 1 | NR | 27.7 | 1 | NR | -48.74% | OFFICIAL | 2DN13G21F3500VM100 | 30 | 2DN | ENERGY | 13G | DIN RAIL MODULAR DEV | 21F | MODULAR ACCESSORIES | 3 | 12 | NR | 316.344 | CCM | 55 | 49.5 | G | 8011564447806 | 8011564674608 | 8011564674615 | 85308000
GW96006 | AUX CONTACT TRIP MTC/MT/MTHP/MDC 0,5M | DODATKOWY STYK ZWOLNIONEGO PRZEKAŹN. | 22.4 | 1 | NR | 43.7 | 1 | NR | -48.74% | OFFICIAL | 2DN13G21F3410V0100 | 30 | 2DN | ENERGY | 13G | DIN RAIL MODULAR DEV | 21F | MODULAR ACCESSORIES | 1 | 16 | NR | 256.757 | CCM | 54.813 | 49.331 | G | 8011564062481 | 8011564062481 | 8011564384491 | 85389099
GWD6734 | CONTACTOR 63A 4NO 230V 3M | STYCZNIK 63A 4NO 230V 3M | 111 | 1 | NR | 217 | 1 | NR | -48.85% | OFFICIAL | 2DN13G21F3530VV100 | 30 | 2DN | ENERGY | 13G | DIN RAIL MODULAR DEV | 21F | MODULAR ACCESSORIES | 2 | 8 | NR | 513 | CCM | 405 | 364.5 | G | 8011564809666 | 8011564946200 | 8011564946217 | 85364900
GW96147 | SWITCH DISCONNECTOR 1P 80A | ROZŁĄCZNIK IZOLACYJNY 1P 80A | 18.1 | 1 | NR | 37.3 | 1 | NR | -51.47% | OFFICIAL | 2DN13G21F3490VL100 | 30 | 2DN | ENERGY | 13G | DIN RAIL MODULAR DEV | 21F | MODULAR ACCESSORIES | 6 | 24 | NR | 229.206 | CCM | 112.417 | 101.175 | G | 8011564131620 | 8011564514737 | 8011564514744 | 85363030
GW96001 | AUX CONTACT ON/OFF MTC/MT/MTHP/MDC 0,5M | DODATKOWY STYK OTWARTY/ZAMKNIĘTY | 18.1 | 1 | NR | 38 | 1 | NR | -52.37% | OFFICIAL | 2DN13G21F3410V0100 | 30 | 2DN | ENERGY | 13G | DIN RAIL MODULAR DEV | 21F | MODULAR ACCESSORIES | 1 | 16 | NR | 256.757 | CCM | 54.25 | 48.825 | G | 8011564062474 | 8011564062474 | 8011564384477 | 85389099
GWD6736 | CONTACTOR 63A 4NC 230V AC 3M | STYCZNIK 63A 4NC 230V AC 3M | 103 | 1 | NR | 217 | 1 | NR | -52.53% | OFFICIAL | 2DN13G21F3530VV100 | 30 | 2DN | ENERGY | 13G | DIN RAIL MODULAR DEV | 21F | MODULAR ACCESSORIES | 2 | 8 | NR | 513 | CCM | 364.914 | 364.914 | G | 8034035017322 | 8034035424502 | 8034035424519 | 85364900
GWD6715 | CONTACTOR 25A 4NO 230V 2M | STYCZNIK 25A 4NO 230V 2M | 33.8 | 1 | NR | 72.7 | 1 | NR | -53.51% | OFFICIAL | 2DN13G21F3530VV100 | 30 | 2DN | ENERGY | 13G | DIN RAIL MODULAR DEV | 21F | MODULAR ACCESSORIES | 3 | 12 | NR | 342 | CCM | 260 | 234 | G | 8011564809499 | 8011564945869 | 8011564945876 | 85364900
GW96148 | SWITCH DISCONNECTOR 1P 100A | ROZŁĄCZNIK IZOLACYJNY 1P 100A | 19.9 | 1 | NR | 42.9 | 1 | NR | -53.61% | OFFICIAL | 2DN13G21F3490VL100 | 30 | 2DN | ENERGY | 13G | DIN RAIL MODULAR DEV | 21F | MODULAR ACCESSORIES | 6 | 24 | NR | 229.206 | CCM | 111.958 | 100.763 | G | 8011564131637 | 8011564514751 | 8011564514768 | 85363030
GW96009 | AUX CONTACT CONF. MTC/MT/MTHP/MDC 0,5M | DODATK.STYK KONFIG.ZWOLNIONEGO PRZEKAŹN. | 24.4 | 1 | NR | 52.7 | 1 | NR | -53.7% | OFFICIAL | 2DN13G21F3410V0100 | 30 | 2DN | ENERGY | 13G | DIN RAIL MODULAR DEV | 21F | MODULAR ACCESSORIES | 1 | 16 | NR | 256.757 | CCM | 55.563 | 50 | G | 8011564099463 | 8011564099463 | 8011564456518 | 85389099
GW96582 | INDICATOR LAMP SINGLE GREEN 16A 230V 1M | LAMPKA WSKAŹN POJEDYN ZIEL 16A 230V 1M | 12.8 | 1 | NR | 27.7 | 1 | NR | -53.79% | OFFICIAL | 2DN13G21F3500VM100 | 30 | 2DN | ENERGY | 13G | DIN RAIL MODULAR DEV | 21F | MODULAR ACCESSORIES | 3 | 12 | NR | 316.344 | CCM | 55 | 49.5 | G | 8011564447813 | 8011564674622 | 8011564674639 | 85308000
GWD6788 | ASTRO.COMBINED TIME SWITCH BT 1C 2M | PRZEŁĄCZNIK ASTRON. ŁĄCZONY BT 1C 2M | 99.1 | 1 | NR | 215 | 1 | NR | -53.91% | OFFICIAL | 2DN13G21F3560WE100 | 30 | 2DN | ENERGY | 13G | DIN RAIL MODULAR DEV | 21F | MODULAR ACCESSORIES | 1 | 3 | NR | 937.595 | CCM | 130.075 | 5.875 | G | 8034035007125 | 8034035007125 | 8034035416224 | 91070000
GWD6741 | CONTACTOR D/N 20A 2NO 24V 1M | STYCZNIK D/N 20A 2NO 24V 1M | 33.1 | 1 | NR | 74.2 | 1 | NR | -55.39% | OFFICIAL | 2DN13G21F3530VV100 | 30 | 2DN | ENERGY | 13G | DIN RAIL MODULAR DEV | 21F | MODULAR ACCESSORIES | 6 | 24 | NR | 171 | CCM | 130 | 117 | G | 8011564809383 | 8011564945647 | 8011564945654 | 85364900
GWD6742 | CONTACTOR D/N 20A 2NO 230V 1M | STYCZNIK D/N 20A 2NO 230V 1M | 33.1 | 1 | NR | 74.2 | 1 | NR | -55.39% | OFFICIAL | 2DN13G21F3530VV100 | 30 | 2DN | ENERGY | 13G | DIN RAIL MODULAR DEV | 21F | MODULAR ACCESSORIES | 6 | 24 | NR | 171 | CCM | 130 | 117 | G | 8011564809390 | 8011564945661 | 8011564945678 | 85364900
GWD6743 | CONTACTOR D/N 20A 2NC 230V 1M | STYCZNIK D/N 20A 2NC 230V 1M | 33.1 | 1 | NR | 74.2 | 1 | NR | -55.39% | OFFICIAL | 2DN13G21F3530VV100 | 30 | 2DN | ENERGY | 13G | DIN RAIL MODULAR DEV | 21F | MODULAR ACCESSORIES | 6 | 24 | NR | 171 | CCM | 130 | 117 | G | 8011564809406 | 8011564945685 | 8011564945692 | 85364900
GWD6744 | CONTACTOR D/N 20A 1NO+1NC 230V 1M | STYCZNIK D/N 20A 1NO+1NC 230V 1M | 33.1 | 1 | NR | 74.2 | 1 | NR | -55.39% | OFFICIAL | 2DN13G21F3530VV100 | 30 | 2DN | ENERGY | 13G | DIN RAIL MODULAR DEV | 21F | MODULAR ACCESSORIES | 6 | 24 | NR | 171 | CCM | 130 | 117 | G | 8011564809413 | 8011564945708 | 8011564945715 | 85364900
GWD6732 | CONTACTOR 63A 3NO 230V 3M | STYCZNIK 63A 3NO 230V 3M | 93.2 | 1 | NR | 209 | 1 | NR | -55.41% | OFFICIAL | 2DN13G21F3530VV100 | 30 | 2DN | ENERGY | 13G | DIN RAIL MODULAR DEV | 21F | MODULAR ACCESSORIES | 2 | 8 | NR | 513 | CCM | 405 | 364.5 | G | 8011564809642 | 8011564946163 | 8011564946170 | 85364900
GW96105 | SWITCH DISCONNECTOR 1P 40A | ROZŁĄCZNIK IZOLACYJNY 1P 40A | 10.6 | 1 | NR | 23.8 | 1 | NR | -55.46% | OFFICIAL | 2DN13G21F3490VL100 | 30 | 2DN | ENERGY | 13G | DIN RAIL MODULAR DEV | 21F | MODULAR ACCESSORIES | 6 | 24 | NR | 229.206 | CCM | 106.5 | 95.85 | G | 8011564113695 | 8011564479128 | 8034035446474 | 85363030
GWD6751 | CONTACTOR D/N 25A 2NO 230V 2M | STYCZNIK D/N 25A 2NO 230V 2M | 34.6 | 1 | NR | 77.7 | 1 | NR | -55.47% | OFFICIAL | 2DN13G21F3530VV100 | 30 | 2DN | ENERGY | 13G | DIN RAIL MODULAR DEV | 21F | MODULAR ACCESSORIES | 3 | 12 | NR | 342 | CCM | 260 | 234 | G | 8011564809536 | 8011564945944 | 8011564945951 | 85364900
GWD6701 | CONTACTOR 20A 1NO 230V 1M | STYCZNIK 20A 1NO 230V 1M | 27.6 | 1 | NR | 62.4 | 1 | NR | -55.77% | OFFICIAL | 2DN13G21F3530VV100 | 30 | 2DN | ENERGY | 13G | DIN RAIL MODULAR DEV | 21F | MODULAR ACCESSORIES | 6 | 24 | NR | 171 | CCM | 130 | 117 | G | 8011564809314 | 8011564945500 | 8011564945517 | 85364900
GW96104 | SWITCH DISCONNECTOR 1P 32A | ROZŁĄCZNIK IZOLACYJNY 1P 32A | 10.4 | 1 | NR | 23.8 | 1 | NR | -56.3% | OFFICIAL | 2DN13G21F3490VL100 | 30 | 2DN | ENERGY | 13G | DIN RAIL MODULAR DEV | 21F | MODULAR ACCESSORIES | 6 | 24 | NR | 229.206 | CCM | 111.333 | 100.2 | G | 8011564110250 | 8011564472143 | 8034035446467 | 85363030
GWD6723 | CONTACTOR 40A 4NO 24V 3M | STYCZNIK 40A 4NO 24V 3M | 67.9 | 1 | NR | 158 | 1 | NR | -57.03% | OFFICIAL | 2DN13G21F3530VV100 | 30 | 2DN | ENERGY | 13G | DIN RAIL MODULAR DEV | 21F | MODULAR ACCESSORIES | 2 | 8 | NR | 513 | CCM | 405 | 364.5 | G | 8011564809604 | 8011564946088 | 8011564946095 | 85364900
GWD6703 | CONTACTOR 20A 2NO 230V 1M | STYCZNIK 20A 2NO 230V 1M | 27.6 | 1 | NR | 64.9 | 1 | NR | -57.47% | OFFICIAL | 2DN13G21F3530VV100 | 30 | 2DN | ENERGY | 13G | DIN RAIL MODULAR DEV | 21F | MODULAR ACCESSORIES | 6 | 24 | NR | 171 | CCM | 130 | 117 | G | 8011564809338 | 8011564945548 | 8011564945555 | 85364900
GWD6705 | CONTACTOR 2NC 20A 230V 1M | STYCZNIK 2NC 20A 230V 1M | 27.6 | 1 | NR | 64.9 | 1 | NR | -57.47% | OFFICIAL | 2DN13G21F3530VV100 | 30 | 2DN | ENERGY | 13G | DIN RAIL MODULAR DEV | 21F | MODULAR ACCESSORIES | 6 | 24 | NR | 171 | CCM | 130 | 117 | G | 8011564809352 | 8011564945586 | 8011564945593 | 85364900
GWD6706 | CONTACTOR 20A 1NO+1NC 24V 1M | STYCZNIK 20A 1NO+1NC 24V 1M | 27.6 | 1 | NR | 64.9 | 1 | NR | -57.47% | OFFICIAL | 2DN13G21F3530VV100 | 30 | 2DN | ENERGY | 13G | DIN RAIL MODULAR DEV | 21F | MODULAR ACCESSORIES | 6 | 24 | NR | 171 | CCM | 130 | 117 | G | 8011564809369 | 8011564945609 | 8011564945616 | 85364900
GWD6707 | CONTACTOR 20A 1NO+1NC 230V 1M | STYCZNIK 20A 1NO+1NC 230V 1M | 27.6 | 1 | NR | 64.9 | 1 | NR | -57.47% | OFFICIAL | 2DN13G21F3530VV100 | 30 | 2DN | ENERGY | 13G | DIN RAIL MODULAR DEV | 21F | MODULAR ACCESSORIES | 6 | 24 | NR | 171 | CCM | 130 | 117 | G | 8011564809376 | 8011564945623 | 8011564945630 | 85364900
GWD6713 | CONTACTOR 25A 3NO 230V 2M | STYCZNIK 25A 3NO 230V 2M | 30.3 | 1 | NR | 71.5 | 1 | NR | -57.62% | OFFICIAL | 2DN13G21F3530VV100 | 30 | 2DN | ENERGY | 13G | DIN RAIL MODULAR DEV | 21F | MODULAR ACCESSORIES | 3 | 12 | NR | 342 | CCM | 260 | 234 | G | 8011564809475 | 8011564945821 | 8011564945838 | 85364900
GWD6731 | CONTACTOR 63A 2NO 230V 3M | STYCZNIK 63A 2NO 230V 3M | 74.5 | 1 | NR | 178 | 1 | NR | -58.15% | OFFICIAL | 2DN13G21F3530VV100 | 30 | 2DN | ENERGY | 13G | DIN RAIL MODULAR DEV | 21F | MODULAR ACCESSORIES | 2 | 8 | NR | 513 | CCM | 405 | 364.5 | G | 8011564809635 | 8011564946149 | 8011564946156 | 85364900
GWD6708 | CONTACTOR 20A 3NO 230V 2M | STYCZNIK 20A 3NO 230V 2M | 27.6 | 1 | NR | 67.8 | 1 | NR | -59.29% | OFFICIAL | 2DN13G21F3530VV100 | 30 | 2DN | ENERGY | 13G | DIN RAIL MODULAR DEV | 21F | MODULAR ACCESSORIES | 3 | 12 | NR | 318.646 | CCM | 260 | 234 | G | 8011564809437 | 8011564945746 | 8011564945753 | 85364900
GW96135 | SWITCH DISCONNECTOR 4P 40A | ROZŁĄCZNIK IZOLACYJNY 4P 40A | 34.2 | 1 | NR | 85.4 | 1 | NR | -59.95% | OFFICIAL | 2DN13G21F3490VL100 | 30 | 2DN | ENERGY | 13G | DIN RAIL MODULAR DEV | 21F | MODULAR ACCESSORIES | 1 | 3 | NR | 1265.378 | CCM | 458.5 | 412.65 | G | 8011564110465 | 8011564110465 | 8011564983717 | 85363030
GW96115 | SWITCH DISCONNECTOR 2P 40A | ROZŁĄCZNIK IZOLACYJNY 2P 40A | 17.3 | 1 | NR | 43.7 | 1 | NR | -60.41% | OFFICIAL | 2DN13G21F3490VL100 | 30 | 2DN | ENERGY | 13G | DIN RAIL MODULAR DEV | 21F | MODULAR ACCESSORIES | 3 | 12 | NR | 458.413 | CCM | 208.083 | 187.275 | G | 8011564110304 | 8011564472341 | 8011564472334 | 85363030
GW96017 | UNDER VOLT.REL. 24V MTC/MT/MTHP/MDC 1M | WYZWALACZ NISKONAPIĘCIOWY (OPÓŹN.) 24V | 61.3 | 1 | NR | 156 | 1 | NR | -60.71% | OFFICIAL | 2DN13G21F3410V4100 | 30 | 2DN | ENERGY | 13G | DIN RAIL MODULAR DEV | 21F | MODULAR ACCESSORIES | 1 | 8 | NR | 242.743 | CCM | 83.75 | 75.375 | G | 8011564062573 | 8011564062573 | 8011564384620 | 85389099
GWD6709 | CONTACTOR 20A 4NO 230V 2M | STYCZNIK 20A 4NO 230V 2M | 27.6 | 1 | NR | 70.5 | 1 | NR | -60.85% | OFFICIAL | 2DN13G21F3530VV100 | 30 | 2DN | ENERGY | 13G | DIN RAIL MODULAR DEV | 21F | MODULAR ACCESSORIES | 3 | 12 | NR | 318.646 | CCM | 260 | 234 | G | 8011564809444 | 8011564945760 | 8011564945777 | 85364900
GW96018 | UNDER VOLT.REL. 48V MTC/MT/MTHP/MDC 1M | WYZWALACZ NISKONAPIĘCIOWY (OPÓŹN.) 48V | 61.3 | 1 | NR | 157 | 1 | NR | -60.96% | OFFICIAL | 2DN13G21F3410V4100 | 30 | 2DN | ENERGY | 13G | DIN RAIL MODULAR DEV | 21F | MODULAR ACCESSORIES | 1 | 8 | NR | 242.743 | CCM | 83.5 | 75.15 | G | 8011564089204 | 8011564089204 | 8011564475311 | 85389099
GWD6712 | CONTACTOR 25A 2NO 230V 2M | STYCZNIK 25A 2NO 230V 2M | 27.6 | 1 | NR | 70.7 | 1 | NR | -60.96% | OFFICIAL | 2DN13G21F3530VV100 | 30 | 2DN | ENERGY | 13G | DIN RAIL MODULAR DEV | 21F | MODULAR ACCESSORIES | 3 | 12 | NR | 342 | CCM | 260 | 234 | G | 8011564809468 | 8011564945807 | 8011564945814 | 85364900
GWD6711 | CONTACTOR 25A 2NO 24V 2M | STYCZNIK 25A 2NO 24V 2M | 26.4 | 1 | NR | 70.7 | 1 | NR | -62.66% | OFFICIAL | 2DN13G21F3530VV100 | 30 | 2DN | ENERGY | 13G | DIN RAIL MODULAR DEV | 21F | MODULAR ACCESSORIES | 3 | 12 | NR | 342 | CCM | 260 | 234 | G | 8011564809451 | 8011564945784 | 8011564945791 | 85364900
GW96134 | SWITCH DISCONNECTOR 4P 32A | ROZŁĄCZNIK IZOLACYJNY 4P 32A | 30.6 | 1 | NR | 85 | 1 | NR | -64% | OFFICIAL | 2DN13G21F3490VL100 | 30 | 2DN | ENERGY | 13G | DIN RAIL MODULAR DEV | 21F | MODULAR ACCESSORIES | 1 | 3 | NR | 1265.378 | CCM | 437.5 | 393.75 | G | 8011564110458 | 8011564110458 | 8011564983700 | 85363030
GW96114 | SWITCH DISCONNECTOR 2P 32A | ROZŁĄCZNIK IZOLACYJNY 2P 32A | 15.6 | 1 | NR | 43.7 | 1 | NR | -64.3% | OFFICIAL | 2DN13G21F3490VL100 | 30 | 2DN | ENERGY | 13G | DIN RAIL MODULAR DEV | 21F | MODULAR ACCESSORIES | 3 | 12 | NR | 458.413 | CCM | 206.833 | 186.15 | G | 8011564110298 | 8011564472327 | 8011564472310 | 85363030
GW96124 | SWITCH DISCONNECTOR 3P 32A | ROZŁĄCZNIK IZOLACYJNY 3P 32A | 22.9 | 1 | NR | 65.9 | 1 | NR | -65.25% | OFFICIAL | 2DN13G21F3490VL100 | 30 | 2DN | ENERGY | 13G | DIN RAIL MODULAR DEV | 21F | MODULAR ACCESSORIES | 2 | 8 | NR | 687.619 | CCM | 310.375 | 279.338 | G | 8011564110373 | 8011564472464 | 8011564472457 | 85363030
GW96016 | UNDER VOLT.REL. 230V MTC/MT/MTHP/MDC 1M | WYZWALACZ NISKONAPIĘCIOWY (OPÓŹN.) 230V | 55.3 | 1 | NR | 174 | 1 | NR | -68.22% | OFFICIAL | 2DN13G21F3410V4100 | 30 | 2DN | ENERGY | 13G | DIN RAIL MODULAR DEV | 21F | MODULAR ACCESSORIES | 1 | 8 | NR | 242.743 | CCM | 83.625 | 75.263 | G | 8011564062566 | 8011564062566 | 8011564384606 | 85389099
GW96116 | INTER.MANOVRA-SEZIONATORE 2P 63A |  | 17.9 | 1 | NR | 65.9 | 1 | NR | -72.84% | OFFICIAL | 2DN13G21F3490VJ100 | 30 | 2DN | ENERGY | 13G | DIN RAIL MODULAR DEV | 21F | MODULAR ACCESSORIES | 3 | 12 | NR | 458.413 | CCM | 222.667 | 200.4 | G
GW96106 | INTER.MANOVRA-SEZIONATORE 1P 63A | ROZŁĄCZNIK IZOLACYJNY 1P 63A | 9.9 | 1 | NR | 37.3 | 1 | NR | -73.46% | OFFICIAL | 2DN13G21F3490VJ100 | 30 | 2DN | ENERGY | 13G | DIN RAIL MODULAR DEV | 21F | MODULAR ACCESSORIES | 6 | 24 | NR | 229.206 | CCM | 112.333 | 101.1 | G | 8034035118678 | 0 | 0 | 0
GWD8673 | PADLOCKING BLOCK MSX/E/M400-1000 | BLOKADA Z KŁÓDKĄ MSX/E/M400-1000 | 136 | 1 | NR | 133 | 1 | NR | 2.256% | OFFICIAL | 2DN16G22F39961I100 | 30 | 2DN | ENERGY | 16G | MCCB / DISTR. BOARD | 22F | MCCB / SWITCH DISC. | 1 | 20 | NR | 140.639 | CCM | 0.03 | 0.03 | KG | 8034035045059 | 8034035045059 | 8034035045059 | 85389099
GWD8686 | PLUG-IN BASE 4P MSX/E/M400-630 | PODSTAWA WPINANA 4P MSX/E/M400-630 | 1360 | 1 | NR | 1330 | 1 | NR | 2.256% | OFFICIAL | 2DN16G22F39961M100 | 30 | 2DN | ENERGY | 16G | MCCB / DISTR. BOARD | 22F | MCCB / SWITCH DISC. | 1 | 1 | NR | 7480 | CCM | 3.15 | 3.15 | KG | 8034035045127 | 8034035045127 | 8034035045127 | 85389099
GWD8783 | REAR TERM RC 3PCS MSX/M160c (63-160A) | ZAC.TYLN. RC 3SZT MSX/M160c (63-160A) | 136 | 1 | NR | 133 | 1 | NR | 2.256% | OFFICIAL | 2DN16G22F39961O100 | 30 | 2DN | ENERGY | 16G | MCCB / DISTR. BOARD | 22F | MCCB / SWITCH DISC. | 1 | 10 | NR | 281.279 | CCM | 0.2 | 0.2 | KG | 8034035045516 | 8034035045516 | 8034035045516 | 85389099
GWD8789 | REAR TERMINAL RC 3PCS MSX/D160-250 | ZACISK TYLNY RC 3SZT MSX/D160-250 | 136 | 1 | NR | 133 | 1 | NR | 2.256% | OFFICIAL | 2DN16G22F39961O100 | 30 | 2DN | ENERGY | 16G | MCCB / DISTR. BOARD | 22F | MCCB / SWITCH DISC. | 1 | 8 | NR | 351.598 | CCM | 0.36 | 0.36 | KG | 8034035045578 | 8034035045578 | 8034035045578 | 85389099
GWD9413 | MSXE 1250 3P+N 1250A 50KA LSI TERM.FB | MSXE 1250 3P+N 1250A 50KA LSI TERM.FB | 13600 | 1 | NR | 13300 | 1 | NR | 2.256% | OFFICIAL | 2DN16G22F39360O100 | 30 | 2DN | ENERGY | 16G | MCCB / DISTR. BOARD | 22F | MCCB / SWITCH DISC. | 1 | 1 | NR | 71920 | CCM | 25.2 | 24.2 | KG | 8034035040153 | 8034035040153 | 8034035040153 | 85362010
GWD9456B | MSXM 1600 4P 1600A TERM.FB INT | MSXM 1600 4P 1600A TERM.FB INT | 13600 | 1 | NR | 13300 | 1 | NR | 2.256% | OFFICIAL | 2DN16G22F39760W100 | 30 | 2DN | ENERGY | 16G | MCCB / DISTR. BOARD | 22F | MCCB / SWITCH DISC. | 1 | 1 | NR | 1 | CCM | 1 | 1 | G | 8034035059315 | 8034035059315 | 8034035059315 | 85362010
GWD9191 | MSX 125 4P 20A 36kA TMG Term.FC | MSX 125 4P 20A 36kA TMG Term.FC | 1460 | 1 | NR | 1430 | 1 | NR | 2.098% | OFFICIAL | 2DN16G22F39160G100 | 30 | 2DN | ENERGY | 16G | MCCB / DISTR. BOARD | 22F | MCCB / SWITCH DISC. | 1 | 1 | NR | 2618 | CCM | 1.664 | 1.664 | KG | 8034035039065 | 8034035039065 | 8034035039065 | 85362010
GWD9192 | MSX 125 4P 32A 36kA TMG Term.FC | MSX 125 4P 32A 36kA TMG Term.FC | 1460 | 1 | NR | 1430 | 1 | NR | 2.098% | OFFICIAL | 2DN16G22F39160G100 | 30 | 2DN | ENERGY | 16G | MCCB / DISTR. BOARD | 22F | MCCB / SWITCH DISC. | 1 | 1 | NR | 2618 | CCM | 1.664 | 1.664 | KG | 8034035039072 | 8034035039072 | 8034035039072 | 85362010
GWD9195 | MSX 125 4P 100A 36kA TMG Term.FC | MSX 125 4P 100A 36kA TMG Term.FC | 1460 | 1 | NR | 1430 | 1 | NR | 2.098% | OFFICIAL | 2DN16G22F39160G100 | 30 | 2DN | ENERGY | 16G | MCCB / DISTR. BOARD | 22F | MCCB / SWITCH DISC. | 1 | 1 | NR | 2524.5 | CCM | 1.664 | 1.664 | KG | 8034035039089 | 8034035039089 | 8034035039089 | 85362010
GWD7145 | MTXE 160 N 36KA 3P 160A SEP/1 LS/I | MTXE 160 N 36KA 3P 160A SEP/1 LS/I | 1470 | 1 | NR | 1440 | 1 | NR | 2.083% | OFFICIAL | 2DN16G22F37127D100 | 40 | 2DN | ENERGY | 16G | MCCB / DISTR. BOARD | 22F | MCCB / SWITCH DISC. | 1 | 1 | NR | 2457 | CCM | 1.245 | 1.121 | KG | 0 | 0 | 0 | 0
GWD8791 | REAR TERMINAL RC 3PCS MSXE160-250 | ZACISK TYLNY RC 3SZT MSXE160-250 | 147 | 1 | NR | 144 | 1 | NR | 2.083% | OFFICIAL | 2DN16G22F39961O100 | 30 | 2DN | ENERGY | 16G | MCCB / DISTR. BOARD | 22F | MCCB / SWITCH DISC. | 1 | 6 | NR | 468.798 | CCM | 0.49 | 0.49 | KG | 8034035045592 | 8034035045592 | 8034035045592 | 85389099
GW97724 | SWITCH DISCONNECTOR MSS 125 4P 63A | ROZŁĄCZNIK IZOLACYJNY MSS 125 4P 63A | 197 | 1 | NR | 193 | 1 | NR | 2.073% | OFFICIAL | 2DN16G22F43761U100 | 30 | 2DN | ENERGY | 16G | MCCB / DISTR. BOARD | 22F | MCCB / SWITCH DISC. | 1 | 1 | NR | 1287 | CCM | 757 | 681.3 | G | 8011564211445 | 8011564211445 | 8011564211445 | 85365080
GWD9098 | MSX 250c 3P+N 250A 16kA TrMr Term.FC | MSX 250c 3P+N 250A 16kA TrMr Term.FC | 1520 | 1 | NR | 1490 | 1 | NR | 2.013% | OFFICIAL | 2DN16G22F38960C100 | 30 | 2DN | ENERGY | 16G | MCCB / DISTR. BOARD | 22F | MCCB / SWITCH DISC. | 1 | 1 | NR | 2805 | CCM | 2.002 | 2.002 | KG | 8034035039294 | 8034035039294 | 8034035039294 | 85362010
GWD9171 | MSX 125 4P 20A 65kA TrMr Term.FC | MSX 125 4P 20A 65kA TrMr Term.FC | 1520 | 1 | NR | 1490 | 1 | NR | 2.013% | OFFICIAL | 2DN16G22F39160K100 | 30 | 2DN | ENERGY | 16G | MCCB / DISTR. BOARD | 22F | MCCB / SWITCH DISC. | 1 | 1 | NR | 2618 | CCM | 1.664 | 1.664 | KG | 8034035039003 | 8034035039003 | 8034035039003 | 85362010
GWD9302 | MSXE 160 3P 40A 36kA LSI Term.FC | MSXE 160 3P 40A 36kA LSI Term.FC | 1520 | 1 | NR | 1490 | 1 | NR | 2.013% | OFFICIAL | 2DN16G22F39360M100 | 30 | 2DN | ENERGY | 16G | MCCB / DISTR. BOARD | 22F | MCCB / SWITCH DISC. | 1 | 1 | NR | 2244 | CCM | 2.338 | 2.338 | KG | 8034035038693 | 8034035038693 | 8034035038693 | 85362010
GW98523 | DOOR COUP.ROTARY HAND.BLACK FOR COMM. - | OBR.KLAMKA ROZŁ.DRZWI CZARN.DO ROZŁĄCZ. | 153 | 1 | NR | 150 | 1 | NR | 2% | OFFICIAL | 2DN16G22F43761X100 | 30 | 2DN | ENERGY | 16G | MCCB / DISTR. BOARD | 22F | MCCB / SWITCH DISC. | 1 | 10 | NR | 1074.938 | CCM | 444.6 | 350.65 | G | 8011564438163 | 8011564438163 | 8011564438163 | 85389099
GWD8826 | FRONT TERM COVERS FC FB 4P 1PZ MSX/D125 | POKRYWY ZAC.FRONT FC FB 4P 1PZ MSX/D125 | 35.8 | 1 | NR | 35.1 | 1 | NR | 1.994% | OFFICIAL | 2DN16G22F39961Q100 | 30 | 2DN | ENERGY | 16G | MCCB / DISTR. BOARD | 22F | MCCB / SWITCH DISC. | 1 | 20 | NR | 479.712 | CCM | 0.06 | 0.06 | KG | 8034035045844 | 8034035045844 | 8034035045844 | 85389099
GWD8828 | COPRITERM ANT CAVI FW 4P 1PZ MSX/D125 | POKRYWY ZAC.FRONT.KAB FW 4P MSX/D125 | 35.8 | 1 | NR | 35.1 | 1 | NR | 1.994% | OFFICIAL | 2DN16G22F39961Q100 | 30 | 2DN | ENERGY | 16G | MCCB / DISTR. BOARD | 22F | MCCB / SWITCH DISC. | 1 | 12 | NR | 234.399 | CCM | 0.03 | 0.03 | KG | 8034035045868 | 8034035045868 | 8034035045868 | 85389099
GWD8666 | WIRE INTERL CABLE 1M MSX/D/E/M/c125-1000 | BLOK.PRZEW. KABEL 1M MSX/D/E/M/c125-1000 | 103 | 1 | NR | 101 | 1 | NR | 1.98% | OFFICIAL | 2DN16G22F39961I100 | 30 | 2DN | ENERGY | 16G | MCCB / DISTR. BOARD | 22F | MCCB / SWITCH DISC. | 1 | 1 | NR | 555 | CCM | 0.09 | 0.09 | KG | 8034035045011 | 8034035045011 | 8034035045011 | 85389099
GWD8668 | WIRE INTERL CABLE 1M MSXE/M1250-1600 | BLOK.PRZEW. KABEL 1M MSXE/M1250-1600 | 103 | 1 | NR | 101 | 1 | NR | 1.98% | OFFICIAL | 2DN16G22F39961I100 | 30 | 2DN | ENERGY | 16G | MCCB / DISTR. BOARD | 22F | MCCB / SWITCH DISC. | 1 | 1 | NR | 472.5 | CCM | 0.12 | 0.12 | KG | 8034035045028 | 8034035045028 | 8034035045028 | 85389099
GWD8702 | KIT FIX. TO PLUG-IN 4P MSXE/M1000 (800A) | ZEST.MOC. DO WPIN.4P MSXE/M1000 (800A) | 1030 | 1 | NR | 1010 | 1 | NR | 1.98% | OFFICIAL | 2DN16G22F39961M100 | 30 | 2DN | ENERGY | 16G | MCCB / DISTR. BOARD | 22F | MCCB / SWITCH DISC. | 1 | 1 | NR | 2816 | CCM | 2.31 | 2.31 | KG | 8034035045264 | 8034035045264 | 8034035045264 | 85389099
GWD8840 | COPRITER ANT FC FB 4P 1PZ MSX/E/M400-630 | POKRYWY ZAC.FR.FC FB 4P MSX/E/M400-630 | 103 | 1 | NR | 101 | 1 | NR | 1.98% | OFFICIAL | 2DN16G22F39961Q100 | 30 | 2DN | ENERGY | 16G | MCCB / DISTR. BOARD | 22F | MCCB / SWITCH DISC. | 1 | 8 | NR | 2671.875 | CCM | 0.23 | 0.23 | KG | 8034035045967 | 8034035045967 | 8034035045967 | 85389099
GWD8842 | COPRIT ANT DIV FB 4P 1PZ MSX/E/M400-630 | POKRYWY ZAC.FR.DZIE.FB 4P MSX/E/M400-630 | 103 | 1 | NR | 101 | 1 | NR | 1.98% | OFFICIAL | 2DN16G22F39961Q100 | 30 | 2DN | ENERGY | 16G | MCCB / DISTR. BOARD | 22F | MCCB / SWITCH DISC. | 1 | 8 | NR | 2671.875 | CCM | 0.49 | 0.49 | KG | 8034035045981 | 8034035045981 | 8034035045981 | 85389099
GWD8844 | COPRITERM POST RC 4P 1PZ MSX/E/M400-630 | POKRYWY ZAC.TYL.RC 4P MSX/E/M400-630 | 103 | 1 | NR | 101 | 1 | NR | 1.98% | OFFICIAL | 2DN16G22F39961Q100 | 30 | 2DN | ENERGY | 16G | MCCB / DISTR. BOARD | 22F | MCCB / SWITCH DISC. | 1 | 20 | NR | 140.639 | CCM | 0.06 | 0.06 | KG | 8034035046001 | 8034035046001 | 8034035046001 | 85389099
GWD9145 | MSX 125 4P 100A 36kA TrMr Term.FC | MSX 125 4P 100A 36kA TrMr Term.FC | 1030 | 1 | NR | 1010 | 1 | NR | 1.98% | OFFICIAL | 2DN16G22F39160G100 | 30 | 2DN | ENERGY | 16G | MCCB / DISTR. BOARD | 22F | MCCB / SWITCH DISC. | 1 | 1 | NR | 2216.5 | CCM | 1.664 | 1.664 | KG | 8034035038921 | 8034035038921 | 8034035038921 | 85362010
GW98424 | ANTICIPATED AUXILIARY CONT. MTS-E 1600 | KONTAKT M.WCZESN MTSE 1600 | 207 | 1 | NR | 203 | 1 | NR | 1.97% | OFFICIAL | 2DN16G22F38828C100 | 40 | 2DN | ENERGY | 16G | MCCB / DISTR. BOARD | 22F | MCCB / SWITCH DISC. | 1 | 1 | NR | 1 | CCM | 13.266 | 1.666 | G | 0 | 0 | 0 | 0
GWD8777 | TERM ANTERIORI CAVI FW 3PZ MSX/E/M400 | PRZYŁ PRZED KAB FW 3PZ MSX/E/M400 | 207 | 1 | NR | 203 | 1 | NR | 1.97% | OFFICIAL | 2DN16G22F39961O100 | 30 | 2DN | ENERGY | 16G | MCCB / DISTR. BOARD | 22F | MCCB / SWITCH DISC. | 1 | 20 | NR | 140.639 | CCM | 0.4 | 0.4 | KG | 8034035054884 | 8034035054884 | 8034035054884 | 85389099
GW98483 | INDICATOR CONTACT I.ON MTS-E | KONTAKT SYGNAL I.WŁĄCZ MTS-E | 156 | 1 | NR | 153 | 1 | NR | 1.961% | OFFICIAL | 2DN16G22F38828G100 | 40 | 2DN | ENERGY | 16G | MCCB / DISTR. BOARD | 22F | MCCB / SWITCH DISC. | 1 | 1 | NR | 1925 | CCM | 86 | 77.4 | G | 0 | 0 | 0 | 0
GWD9017 | MSX 160C 3P+N 160A 16KA TRMF TERM.FW | MSX 160c 3P+N 160A 16kA TfMr Term.FW | 1050 | 1 | NR | 1030 | 1 | NR | 1.942% | OFFICIAL | 2DN16G22F38960C100 | 30 | 2DN | ENERGY | 16G | MCCB / DISTR. BOARD | 22F | MCCB / SWITCH DISC. | 1 | 1 | NR | 1848 | CCM | 1.2 | 1.2 | KG | 8034035038341 | 8034035038341 | 8034035038341 | 85362010
GWD9126 | MSX 125 3P 125A 36kA TrMr Term.FC | MSX 125 3P 125A 36kA TrMr Term.FC | 1050 | 1 | NR | 1030 | 1 | NR | 1.942% | OFFICIAL | 2DN16G22F39160G100 | 30 | 2DN | ENERGY | 16G | MCCB / DISTR. BOARD | 22F | MCCB / SWITCH DISC. | 1 | 1 | NR | 1760 | CCM | 1.276 | 1.276 | KG | 8034035037993 | 8034035037993 | 8034035037993 | 85362010
GWD9393 | MSX 1000 4P 630A 50kA TrMr Term.FC | MSX 1000 4P 630A 50kA TrMr Term.FC | 10500 | 1 | NR | 10300 | 1 | NR | 1.942% | OFFICIAL | 2DN16G22F39160I100 | 30 | 2DN | ENERGY | 16G | MCCB / DISTR. BOARD | 22F | MCCB / SWITCH DISC. | 1 | 1 | NR | 32860 | CCM | 12.4 | 12.4 | KG | 8034035039928 | 8034035039928 | 8034035039928 | 85362010
GWD9397 | MSX 1000 4P 800A 50kA TrMr Term.FC | MSX 1000 4P 800A 50kA TrMr Term.FC | 10500 | 1 | NR | 10300 | 1 | NR | 1.942% | OFFICIAL | 2DN16G22F39160I100 | 30 | 2DN | ENERGY | 16G | MCCB / DISTR. BOARD | 22F | MCCB / SWITCH DISC. | 1 | 1 | NR | 32860 | CCM | 13.72 | 13.72 | KG | 8034035039959 | 8034035039959 | 8034035039959 | 85362010
GWD8311 | LOW PH.DIV.SCREEN 4PZ MTX/E160/C-250 3P | NISKA PRZEKŁADKA 4PZ MTX/E160/C-250 3P | 36.8 | 1 | NR | 36.1 | 1 | NR | 1.939% | OFFICIAL | 2DN16G22F38829E100 | 40 | 2DN | ENERGY | 16G | MCCB / DISTR. BOARD | 22F | MCCB / SWITCH DISC. | 1 | 1 | NR | 1617.13 | CCM | 110 | 99 | G | 0 | 0 | 0 | 0
GWD9322 | MSXE 160 4P 40A 36kA LSI Term.FC | MSXE 160 4P 40A 36kA LSI Term.FC | 2630 | 1 | NR | 2580 | 1 | NR | 1.938% | OFFICIAL | 2DN16G22F39360M100 | 30 | 2DN | ENERGY | 16G | MCCB / DISTR. BOARD | 22F | MCCB / SWITCH DISC. | 1 | 1 | NR | 2805 | CCM | 3 | 3 | KG | 8034035039485 | 8034035039485 | 8034035039485 | 85362010
GWD8174 | MOTOR CONTROL MTX/E320-630 220-250VAC/DC | STEROW. SILN.MTX/E320-630 220-250VAC/DC | 1580 | 1 | NR | 1550 | 1 | NR | 1.935% | OFFICIAL | 2DN16G22F38828D100 | 40 | 2DN | ENERGY | 16G | MCCB / DISTR. BOARD | 22F | MCCB / SWITCH DISC. | 1 | 1 | NR | 2457 | CCM | 2.37 | 2.133 | KG | 0 | 0 | 0 | 0
GWD8773 | TERM ANT CAVI FW 3PZ MSX/D/E160-250 | PRZYŁ PRZED KAB FW 3PZ MSX/D/E160-250 | 158 | 1 | NR | 155 | 1 | NR | 1.935% | OFFICIAL | 2DN16G22F39961O100 | 30 | 2DN | ENERGY | 16G | MCCB / DISTR. BOARD | 22F | MCCB / SWITCH DISC. | 1 | 20 | NR | 140.639 | CCM | 0.23 | 0.23 | KG | 8034035054846 | 8034035054846 | 8034035054846 | 85389099
GWD8775 | TERM ANTERIORI CAVI FW 3PZ 125KA | PRZYŁ PRZED KAB FW 3PZ 125KA | 158 | 1 | NR | 155 | 1 | NR | 1.935% | OFFICIAL | 2DN16G22F39961O100 | 30 | 2DN | ENERGY | 16G | MCCB / DISTR. BOARD | 22F | MCCB / SWITCH DISC. | 1 | 20 | NR | 140.639 | CCM | 0.23 | 0.23 | KG | 8034035054860 | 8034035054860 | 8034035054860 | 85389099
GW97610 | MTSE 1600 S 50KA 4P 1250A MICROP.LI | MTSE 1600 S 50KA 4P 1250A MIKROP.LI | 10600 | 1 | NR | 10400 | 1 | NR | 1.923% | OFFICIAL | 2DN16G22F38528H100 | 40 | 2DN | ENERGY | 16G | MCCB / DISTR. BOARD | 22F | MCCB / SWITCH DISC. | 1 | 1 | NR | 56941.5 | CCM | 27.407 | 24.666 | KG | 0 | 0 | 0 | 0
GW98456 | IS.TERM.CLS.PL.3P LOW-F.MTSE 1600 | POKR. TERM.IZOL.3P NIS-STAŁ MTSE 1600 | 212 | 1 | NR | 208 | 1 | NR | 1.923% | OFFICIAL | 2DN16G22F38829C100 | 40 | 2DN | ENERGY | 16G | MCCB / DISTR. BOARD | 22F | MCCB / SWITCH DISC. | 1 | 1 | NR | 4108.104 | CCM | 86.726 | 0.726 | G | 0 | 0 | 0 | 0
GWD8825 | FRONT TERM COVERS FC FB 3P 1PZ MSX/D125 | POKRYWY ZAC.FRONT FC FB 3P 1PZ MSX/D125 | 26.5 | 1 | NR | 26 | 1 | NR | 1.923% | OFFICIAL | 2DN16G22F39961Q100 | 30 | 2DN | ENERGY | 16G | MCCB / DISTR. BOARD | 22F | MCCB / SWITCH DISC. | 1 | 20 | NR | 479.712 | CCM | 0.04 | 0.04 | KG | 8034035045837 | 8034035045837 | 8034035045837 | 85389099
GWD8827 | COPRITERM ANT CAVI FW 3P 1PZ MSX/D125 | POKRYWY ZAC.FRONT.KAB FW 3P MSX/D125 | 26.5 | 1 | NR | 26 | 1 | NR | 1.923% | OFFICIAL | 2DN16G22F39961Q100 | 30 | 2DN | ENERGY | 16G | MCCB / DISTR. BOARD | 22F | MCCB / SWITCH DISC. | 1 | 20 | NR | 140.639 | CCM | 0.02 | 0.02 | KG | 8034035045851 | 8034035045851 | 8034035045851 | 85389099
GWD9136 | MSX 125 3P+N 125A 36kA TrMr Term.FC | MSX 125 3P+N 125A 36kA TrMr Term.FC | 1060 | 1 | NR | 1040 | 1 | NR | 1.923% | OFFICIAL | 2DN16G22F39160G100 | 30 | 2DN | ENERGY | 16G | MCCB / DISTR. BOARD | 22F | MCCB / SWITCH DISC. | 1 | 1 | NR | 2618 | CCM | 1.642 | 1.642 | KG | 8034035038877 | 8034035038877 | 8034035038877 | 85362010
GWD9403 | MSXE 1000 4P 800A 50kA LSI Term.FC | MSXE 1000 4P 800A 50kA LSI Term.FC | 10600 | 1 | NR | 10400 | 1 | NR | 1.923% | OFFICIAL | 2DN16G22F39360O100 | 30 | 2DN | ENERGY | 16G | MCCB / DISTR. BOARD | 22F | MCCB / SWITCH DISC. | 1 | 1 | NR | 32860 | CCM | 13.2 | 13.2 | KG | 8034035039980 | 8034035039980 | 8034035039980 | 85362010
GW97762 | MSS ATS 63A 4P | MSS ATS 63A 4P | 3190 | 1 | NR | 3130 | 1 | NR | 1.917% | OFFICIAL | 2DN16G22F43761W100 | 30 | 2DN | ENERGY | 16G | MCCB / DISTR. BOARD | 22F | MCCB / SWITCH DISC. | 1 | 1 | NR | 14400 | CCM | 3.562 | 3.551 | KG | 8034035024764 | 8034035024764 | 8034035024764 | 85363030
GWD8618 | MANOVRA ROT DIRETTA IP5X MSX/M160c | POKRĘTŁO BEZPOŚREDNIE IP5X MSX/M160c | 319 | 1 | NR | 313 | 1 | NR | 1.917% | OFFICIAL | 2DN16G22F39961G100 | 30 | 2DN | ENERGY | 16G | MCCB / DISTR. BOARD | 22F | MCCB / SWITCH DISC. | 1 | 1 | NR | 1980 | CCM | 0.34 | 0.34 | KG | 8034035044670 | 8034035044670 | 8034035044670 | 85389099
GWD8626 | MANOVRA ROT RINVIATA IP5X MSX/M250c | POKRĘTŁO PRZEDŁUŻONE IP5X MSX/M250c | 319 | 1 | NR | 313 | 1 | NR | 1.917% | OFFICIAL | 2DN16G22F39961G100 | 30 | 2DN | ENERGY | 16G | MCCB / DISTR. BOARD | 22F | MCCB / SWITCH DISC. | 1 | 1 | NR | 12560.625 | CCM | 0.873 | 0.87 | KG | 8034035044755 | 8034035044755 | 8034035044755 | 85389099
GWD8630 | MANOVRA ROT RINV IP5X MSX/E/D160-250 | POKRĘTŁO PRZEDŁUŻONE IP5X MSX/E/D160-250 | 319 | 1 | NR | 313 | 1 | NR | 1.917% | OFFICIAL | 2DN16G22F39961G100 | 30 | 2DN | ENERGY | 16G | MCCB / DISTR. BOARD | 22F | MCCB / SWITCH DISC. | 1 | 1 | NR | 12560.625 | CCM | 0.92 | 0.92 | KG | 8034035044793 | 8034035044793 | 8034035044793 | 85389099
GWD8869 | DIAFRAMMA SEPARATORE 1 PZ.MSX/D160-250 | ROZDZIELACZ MEMBR 1 PZ.MSX/D160-250 | 5.35 | 1 | NR | 5.25 | 1 | NR | 1.905% | OFFICIAL | 2DN16G22F39961Q100 | 30 | 2DN | ENERGY | 16G | MCCB / DISTR. BOARD | 22F | MCCB / SWITCH DISC. | 1 | 20 | NR | 144.756 | CCM | 35 | 30 | G | 8034035056161 | 8034035056161 | 8034035056161 | 85389099
GWD8872 | DIAFRAMMA SEPARATORE 1 PZ.MSX/D125 | ROZDZIELACZ MEMBR 1 PZ.MSX/D125 | 5.35 | 1 | NR | 5.25 | 1 | NR | 1.905% | OFFICIAL | 2DN16G22F39961Q100 | 30 | 2DN | ENERGY | 16G | MCCB / DISTR. BOARD | 22F | MCCB / SWITCH DISC. | 1 | 30 | NR | 93.76 | CCM | 0.02 | 0.02 | KG | 8034035055140 | 8034035055140 | 8034035055140 | 85389099
GWD8873 | DIAFRAMMA SEPARATORE 1 PZ.MSXE160-250 | ROZDZIELACZ MEMBR 1 PZ.MSXE160-250 | 5.35 | 1 | NR | 5.25 | 1 | NR | 1.905% | OFFICIAL | 2DN16G22F39961Q100 | 30 | 2DN | ENERGY | 16G | MCCB / DISTR. BOARD | 22F | MCCB / SWITCH DISC. | 1 | 30 | NR | 93.76 | CCM | 0.03 | 0.03 | KG | 8034035055157 | 8034035055157 | 8034035055157 | 85389099
GWD8284 | HIGH TERMINAL COVER 2PZ MTX/E320 4P | WYSOKA POKRYWA LISTEW 2PZ MTX/E320 4P | 107 | 1 | NR | 105 | 1 | NR | 1.905% | OFFICIAL | 2DN16G22F38829E100 | 40 | 2DN | ENERGY | 16G | MCCB / DISTR. BOARD | 22F | MCCB / SWITCH DISC. | 1 | 1 | NR | 4232.25 | CCM | 575 | 517.5 | G | 0 | 0 | 0 | 0
GWD9107 | MSX 250c 3P 160A 25kA TrMr Term.FC | MSX 250c 3P 160A 25kA TrMr Term.FC | 1070 | 1 | NR | 1050 | 1 | NR | 1.905% | OFFICIAL | 2DN16G22F38960E100 | 30 | 2DN | ENERGY | 16G | MCCB / DISTR. BOARD | 22F | MCCB / SWITCH DISC. | 1 | 1 | NR | 2150.5 | CCM | 1.55 | 1.55 | KG | 8034035038594 | 8034035038594 | 8034035038594 | 85362010
GWD8703 | KIT TRASF FIX-RIMOV 3P MSXE/M1250 | ZEST. TRANSF DO WPIN 3P MSXE/M1250 | 1610 | 1 | NR | 1580 | 1 | NR | 1.899% | OFFICIAL | 2DN16G22F39961M100 | 30 | 2DN | ENERGY | 16G | MCCB / DISTR. BOARD | 22F | MCCB / SWITCH DISC. | 1 | 1 | NR | 2816 | CCM | 2.34 | 2.34 | KG | 8034035055294 | 8034035055294 | 8034035055294 | 85389099
GWD8714 | TERM BASE RIMOV 4PZ MSX/E160-250 | PRZED ZAC DO WPIN 4PZ MSX/E160-250 | 161 | 1 | NR | 158 | 1 | NR | 1.899% | OFFICIAL | 2DN16G22F39961M100 | 30 | 2DN | ENERGY | 16G | MCCB / DISTR. BOARD | 22F | MCCB / SWITCH DISC. | 1 | 8 | NR | 351.598 | CCM | 0.28 | 0.28 | KG | 8034035054938 | 8034035054938 | 8034035054938 | 85389099
GWD8715 | TERM BASE RIMOV 3PZ MSX/E/M400-630 | PRZED ZAC DO WPIN 3PZ MSX/E/M400-630 | 161 | 1 | NR | 158 | 1 | NR | 1.899% | OFFICIAL | 2DN16G22F39961M100 | 30 | 2DN | ENERGY | 16G | MCCB / DISTR. BOARD | 22F | MCCB / SWITCH DISC. | 1 | 8 | NR | 351.598 | CCM | 0.52 | 0.52 | KG | 8034035054945 | 8034035054945 | 8034035054945 | 85389099
GWD9416B | MSXE 1250 4P 1250A 50kA LSI TERM.RC INT | MSXE 1250 4P 1250A 50kA LSI TERM.RC INT | 16100 | 1 | NR | 15800 | 1 | NR | 1.899% | OFFICIAL | 2DN16G22F39360O100 | 30 | 2DN | ENERGY | 16G | MCCB / DISTR. BOARD | 22F | MCCB / SWITCH DISC. | 1 | 1 | NR | 89280 | CCM | 30.2 | 29.2 | KG | 8034035051609 | 8034035051609 | 8034035051609 | 85362010
GW97614 | MTSE 1600 S 50KA 3P 1600A MICROP.LSI | MTSE 1600 S 50KA 3P 1600A MIKROP.LSI | 10800 | 1 | NR | 10600 | 1 | NR | 1.887% | OFFICIAL | 2DN16G22F38528H100 | 40 | 2DN | ENERGY | 16G | MCCB / DISTR. BOARD | 22F | MCCB / SWITCH DISC. | 1 | 1 | NR | 56941.5 | CCM | 21.5 | 19.35 | KG | 0 | 0 | 0 | 0
GWD7049 | MTX 160c C 25KA 3P 160A TM1 | MTX 160c C 25KA 3P 160A TM1 | 1080 | 1 | NR | 1060 | 1 | NR | 1.887% | OFFICIAL | 2DN16G22F37029J100 | 40 | 2DN | ENERGY | 16G | MCCB / DISTR. BOARD | 22F | MCCB / SWITCH DISC. | 1 | 1 | NR | 2457 | CCM | 1.08 | 0.972 | KG | 0 | 0 | 0 | 0
GWD9175 | MSX 125 4P 100A 65kA TrMr Term.FC | MSX 125 4P 100A 65kA TrMr Term.FC | 1620 | 1 | NR | 1590 | 1 | NR | 1.887% | OFFICIAL | 2DN16G22F39160K100 | 30 | 2DN | ENERGY | 16G | MCCB / DISTR. BOARD | 22F | MCCB / SWITCH DISC. | 1 | 1 | NR | 2618 | CCM | 1.664 | 1.664 | KG | 8034035039041 | 8034035039041 | 8034035039041 | 85362010
GWD9181 | MSX 125 3P 20A 36kA TMG Term.FC | MSX 125 3P 20A 36kA TMG Term.FC | 1080 | 1 | NR | 1060 | 1 | NR | 1.887% | OFFICIAL | 2DN16G22F39160G100 | 30 | 2DN | ENERGY | 16G | MCCB / DISTR. BOARD | 22F | MCCB / SWITCH DISC. | 1 | 1 | NR | 1870 | CCM | 1.3 | 1.3 | KG | 8034035038068 | 8034035038068 | 8034035038068 | 85362010
GWD9182 | MSX 125 3P 32A 36kA TMG Term.FC | MSX 125 3P 32A 36kA TMG Term.FC | 1080 | 1 | NR | 1060 | 1 | NR | 1.887% | OFFICIAL | 2DN16G22F39160G100 | 30 | 2DN | ENERGY | 16G | MCCB / DISTR. BOARD | 22F | MCCB / SWITCH DISC. | 1 | 1 | NR | 1870 | CCM | 1.3 | 1.3 | KG | 8034035038075 | 8034035038075 | 8034035038075 | 85362010
GWD9185 | MSX 125 3P 100A 36kA TMG Term.FC | MSX 125 3P 100A 36kA TMG Term.FC | 1080 | 1 | NR | 1060 | 1 | NR | 1.887% | OFFICIAL | 2DN16G22F39160G100 | 30 | 2DN | ENERGY | 16G | MCCB / DISTR. BOARD | 22F | MCCB / SWITCH DISC. | 1 | 1 | NR | 1870 | CCM | 1.3 | 1.3 | KG | 8034035038082 | 8034035038082 | 8034035038082 | 85362010
GWD9201 | MSX 125 3P 20A 36kA Mr Term.FC | MSX 125 3P 20A 36kA Mr Term.FC | 1080 | 1 | NR | 1060 | 1 | NR | 1.887% | OFFICIAL | 2DN16G22F39160G100 | 30 | 2DN | ENERGY | 16G | MCCB / DISTR. BOARD | 22F | MCCB / SWITCH DISC. | 1 | 1 | NR | 1870 | CCM | 1.3 | 1.3 | KG | 8034035038105 | 8034035038105 | 8034035038105 | 85362010
GWD9202 | MSX 125 3P 32A 36kA Mr Term.FC | MSX 125 3P 32A 36kA Mr Term.FC | 1080 | 1 | NR | 1060 | 1 | NR | 1.887% | OFFICIAL | 2DN16G22F39160G100 | 30 | 2DN | ENERGY | 16G | MCCB / DISTR. BOARD | 22F | MCCB / SWITCH DISC. | 1 | 1 | NR | 1870 | CCM | 1.3 | 1.3 | KG | 8034035038112 | 8034035038112 | 8034035038112 | 85362010
GWD9203 | MSX 125 3P 50A 36kA Mr Term.FC | MSX 125 3P 50A 36kA Mr Term.FC | 1080 | 1 | NR | 1060 | 1 | NR | 1.887% | OFFICIAL | 2DN16G22F39160G100 | 30 | 2DN | ENERGY | 16G | MCCB / DISTR. BOARD | 22F | MCCB / SWITCH DISC. | 1 | 1 | NR | 1870 | CCM | 1.3 | 1.3 | KG | 8034035038129 | 8034035038129 | 8034035038129 | 85362010
GWD9204 | MSX 125 3P 63A 36kA Mr Term.FC | MSX 125 3P 63A 36kA Mr Term.FC | 1080 | 1 | NR | 1060 | 1 | NR | 1.887% | OFFICIAL | 2DN16G22F39160G100 | 30 | 2DN | ENERGY | 16G | MCCB / DISTR. BOARD | 22F | MCCB / SWITCH DISC. | 1 | 1 | NR | 1870 | CCM | 1.3 | 1.3 | KG | 8034035038136 | 8034035038136 | 8034035038136 | 85362010
GWD9205 | MSX 125 3P 100A 36kA Mr Term.FC | MSX 125 3P 100A 36kA Mr Term.FC | 1080 | 1 | NR | 1060 | 1 | NR | 1.887% | OFFICIAL | 2DN16G22F39160G100 | 30 | 2DN | ENERGY | 16G | MCCB / DISTR. BOARD | 22F | MCCB / SWITCH DISC. | 1 | 1 | NR | 1760 | CCM | 1.27 | 1.27 | KG | 8034035038143 | 8034035038143 | 8034035038143 | 85362010
GWD9454B | MSXM 1250 4P 1250A TERM.FB INT | MSXM 1250 4P 1250A TERM.FB INT | 10800 | 1 | NR | 10600 | 1 | NR | 1.887% | OFFICIAL | 2DN16G22F39760W100 | 30 | 2DN | ENERGY | 16G | MCCB / DISTR. BOARD | 22F | MCCB / SWITCH DISC. | 1 | 1 | NR | 105042 | CCM | 24 | 24 | KG | 8034035058998 | 8034035058998 | 8034035058998 | 85362010
GWD9312 | MSXE 160 3P+N 40A 36kA LSI Term.FC | MSXE 160 3P+N 40A 36kA LSI Term.FC | 2190 | 1 | NR | 2150 | 1 | NR | 1.86% | OFFICIAL | 2DN16G22F39360M100 | 30 | 2DN | ENERGY | 16G | MCCB / DISTR. BOARD | 22F | MCCB / SWITCH DISC. | 1 | 1 | NR | 2805 | CCM | 2.97 | 2.97 | KG | 8034035039447 | 8034035039447 | 8034035039447 | 85362010
GWD8718 | TERM BASE RIMOV 4PZ MSXE/M1000 (800A) | PRZED ZAC DO WPIN 4PZ MSXE/M1000 (800A) | 274 | 1 | NR | 269 | 1 | NR | 1.859% | OFFICIAL | 2DN16G22F39961M100 | 30 | 2DN | ENERGY | 16G | MCCB / DISTR. BOARD | 22F | MCCB / SWITCH DISC. | 1 | 4 | NR | 703.196 | CCM | 2.09 | 2.09 | KG | 8034035055362 | 8034035055362 | 8034035055362 | 85389099
GWD9247 | MSXD 160 3P 160A 25kA TrMf Term.FC | MSXD 160 3P 160A 25kA TrMf Term.FC | 2740 | 1 | NR | 2690 | 1 | NR | 1.859% | OFFICIAL | 2DN16G22F39560S100 | 30 | 2DN | ENERGY | 16G | MCCB / DISTR. BOARD | 22F | MCCB / SWITCH DISC. | 1 | 1 | NR | 2376 | CCM | 1.806 | 1.806 | KG | 8034035038785 | 8034035038785 | 8034035038785 | 85362010
GW97723 | SWITCH DISCONNECTOR MSS 125 3P 125A | ROZŁĄCZNIK IZOLACYJNY MSS 125 3P 125A | 275 | 1 | NR | 270 | 1 | NR | 1.852% | OFFICIAL | 2DN16G22F43761U100 | 30 | 2DN | ENERGY | 16G | MCCB / DISTR. BOARD | 22F | MCCB / SWITCH DISC. | 1 | 1 | NR | 1215.5 | CCM | 716 | 644.4 | G | 8011564211438 | 8011564211438 | 8011564211438 | 85365080
GW98289 | UNDER VOLT.REL.MTS 800-1600 48V DC | ZŁ.MIN.NAP.MTS 800-1600 48V DC | 385 | 1 | NR | 378 | 1 | NR | 1.852% | OFFICIAL | 2DN16G22F38828C100 | 40 | 2DN | ENERGY | 16G | MCCB / DISTR. BOARD | 22F | MCCB / SWITCH DISC. | 1 | 2 | NR | 2499 | CCM | 0.274 | 0.247 | G | 0 | 0 | 0 | 0
GWD8600 | COMANDO MOTORE MSX/E/M1000 120VDC | STEROWANIE SILNIKA MSX/E/M1000 120VDC | 3850 | 1 | NR | 3780 | 1 | NR | 1.852% | OFFICIAL | 2DN16G22F39961E100 | 30 | 2DN | ENERGY | 16G | MCCB / DISTR. BOARD | 22F | MCCB / SWITCH DISC. | 1 | 1 | NR | 10260 | CCM | 3.97 | 3.97 | KG | 8034035055416 | 8034035055416 | 8034035055416 | 85389099
GWD8601 | COMANDO MOTORE MSX/E/M1250-1600 115VAC | STEROWANIE SILNIKA MSX/E/M1250-1600 115VAC | 3850 | 1 | NR | 3780 | 1 | NR | 1.852% | OFFICIAL | 2DN16G22F39961E100 | 30 | 2DN | ENERGY | 16G | MCCB / DISTR. BOARD | 22F | MCCB / SWITCH DISC. | 1 | 1 | NR | 19152 | CCM | 7.6 | 7.6 | KG | 8034035055423 | 8034035055423 | 8034035055423 | 85389099
GWD8604 | COMANDO MOTORE MSX/E/M1250-1600 110VDC | STEROWANIE SILNIKA MSX/E/M1250-1600 110VDC | 3850 | 1 | NR | 3780 | 1 | NR | 1.852% | OFFICIAL | 2DN16G22F39961E100 | 30 | 2DN | ENERGY | 16G | MCCB / DISTR. BOARD | 22F | MCCB / SWITCH DISC. | 1 | 1 | NR | 19152 | CCM | 7.6 | 7.6 | KG | 8034035055430 | 8034035055430 | 8034035055430 | 85389099
GWD8756 | EXT FR.TERM FB 4PCS MSXE/M1000 (800A) | PRZEDŁ.ZAC.FR. FB 4SZT MSXE/M1000 (800A) | 275 | 1 | NR | 270 | 1 | NR | 1.852% | OFFICIAL | 2DN16G22F39961O100 | 30 | 2DN | ENERGY | 16G | MCCB / DISTR. BOARD | 22F | MCCB / SWITCH DISC. | 1 | 4 | NR | 703.196 | CCM | 0.41 | 0.41 | KG | 8034035045400 | 8034035045400 | 8034035045400 | 85389099
GW97773 | TERMINAL COVER MSS ATS 4P | POKRYWA ZACISKÓW MSS ATS 4P | 38.6 | 1 | NR | 37.9 | 1 | NR | 1.847% | OFFICIAL | 2DN16G22F43761X100 | 30 | 2DN | ENERGY | 16G | MCCB / DISTR. BOARD | 22F | MCCB / SWITCH DISC. | 1 | 1 | NR | 1122 | CCM | 0.2 | 0.199 | KG | 8011564764651 | 8011564764651 | 8011564764651 | 85389099
GWD8745 | EXTENDED FR.TERMINAL FB 3PCS MSX/D125 | PRZEDŁUŻ.ZACISK FRONT FB 3SZT MSX/D125 | 38.6 | 1 | NR | 37.9 | 1 | NR | 1.847% | OFFICIAL | 2DN16G22F39961O100 | 30 | 2DN | ENERGY | 16G | MCCB / DISTR. BOARD | 22F | MCCB / SWITCH DISC. | 1 | 20 | NR | 140.639 | CCM | 0.08 | 0.08 | KG | 8034035045318 | 8034035045318 | 8034035045318 | 85389099
GWD9118 | MSX 250c 3P+N 250A 25kA TrMr Term.FC | MSX 250c 3P+N 250A 25kA TrMr Term.FC | 1660 | 1 | NR | 1630 | 1 | NR | 1.84% | OFFICIAL | 2DN16G22F38960E100 | 30 | 2DN | ENERGY | 16G | MCCB / DISTR. BOARD | 22F | MCCB / SWITCH DISC. | 1 | 1 | NR | 2805 | CCM | 2.008 | 2.008 | KG | 8034035039317 | 8034035039317 | 8034035039317 | 85362010
GWD9417 | MSXE 1250 4P 1250A 50KA LSIG TERM.FB | MSXE 1250 4P 1250A 50KA LSIG TERM.FB | 16600 | 1 | NR | 16300 | 1 | NR | 1.84% | OFFICIAL | 2DN16G22F39360O100 | 30 | 2DN | ENERGY | 16G | MCCB / DISTR. BOARD | 22F | MCCB / SWITCH DISC. | 1 | 1 | NR | 71920 | CCM | 26 | 25 | KG | 8034035040177 | 8034035040177 | 8034035040177 | 85362010
GWD8151 | AUX MTXE160 1AP/CH+1COMM+1INTERV RELE EL | STYK PO.MTXE160 1AP/CH+1KOM+1WSK.BŁĘDU | 111 | 1 | NR | 109 | 1 | NR | 1.835% | OFFICIAL | 2DN16G22F38828C100 | 40 | 2DN | ENERGY | 16G | MCCB / DISTR. BOARD | 22F | MCCB / SWITCH DISC. | 1 | 1 | NR | 1617.13 | CCM | 160 | 144 | G | 0 | 0 | 0 | 0
GWD9332 | MSXE 160 3P 40A 65kA LSI Term.FC | MSXE 160 3P 40A 65kA LSI Term.FC | 2220 | 1 | NR | 2180 | 1 | NR | 1.835% | OFFICIAL | 2DN16G22F39360Q100 | 30 | 2DN | ENERGY | 16G | MCCB / DISTR. BOARD | 22F | MCCB / SWITCH DISC. | 1 | 1 | NR | 2244 | CCM | 2.28 | 2.28 | KG | 8034035038730 | 8034035038730 | 8034035038730 | 85362010
GWD9196 | MSX 125 4P 125A 36kA TMG Term.FC | MSX 125 4P 125A 36kA TMG Term.FC | 1670 | 1 | NR | 1640 | 1 | NR | 1.829% | OFFICIAL | 2DN16G22F39160G100 | 30 | 2DN | ENERGY | 16G | MCCB / DISTR. BOARD | 22F | MCCB / SWITCH DISC. | 1 | 1 | NR | 2288 | CCM | 1.664 | 1.664 | KG | 8034035039096 | 8034035039096 | 8034035039096 | 85362010
GWD9216 | MSX 125 4P 125A 36kA Mr Term.FC | MSX 125 4P 125A 36kA Mr Term.FC | 1670 | 1 | NR | 1640 | 1 | NR | 1.829% | OFFICIAL | 2DN16G22F39160G100 | 30 | 2DN | ENERGY | 16G | MCCB / DISTR. BOARD | 22F | MCCB / SWITCH DISC. | 1 | 1 | NR | 10469 | CCM | 7.05 | 7.05 | KG | 8034035039157 | 8034035039157 | 8034035039157 | 85362010
GWD9347 | MSXE 160 3P+N 160A 65kA LSI Term.FC | MSXE 160 3P+N 160A 65kA LSI Term.FC | 3340 | 1 | NR | 3280 | 1 | NR | 1.829% | OFFICIAL | 2DN16G22F39360Q100 | 30 | 2DN | ENERGY | 16G | MCCB / DISTR. BOARD | 22F | MCCB / SWITCH DISC. | 1 | 1 | NR | 2805 | CCM | 2.956 | 2.956 | KG | 8034035039546 | 8034035039546 | 8034035039546 | 85362010
GW98301 | AUX. CONT.MTS-E 800-1600 1 COM. +1 SEP. | KONT. DODATK.MTS-E 800-1600 1 STER+1 SEG | 223 | 1 | NR | 219 | 1 | NR | 1.826% | OFFICIAL | 2DN16G22F38828C100 | 40 | 2DN | ENERGY | 16G | MCCB / DISTR. BOARD | 22F | MCCB / SWITCH DISC. | 1 | 4 | NR | 1249.5 | CCM | 181 | 162.9 | G | 0 | 0 | 0 | 0
GWD9308 | MSXE 250 3P 250A 36kA LSI Term.FC | MSXE 250 3P 250A 36kA LSI Term.FC | 2790 | 1 | NR | 2740 | 1 | NR | 1.825% | OFFICIAL | 2DN16G22F39360M100 | 30 | 2DN | ENERGY | 16G | MCCB / DISTR. BOARD | 22F | MCCB / SWITCH DISC. | 1 | 1 | NR | 2150.5 | CCM | 2.338 | 2.338 | KG | 8034035038723 | 8034035038723 | 8034035038723 | 85362010
GWD9555 | MSXD 125 3P+N 100A 25kA TrMf Term.FC | MSXD 125 3P+N 100A 25kA TrMf Term.FC | 2790 | 1 | NR | 2740 | 1 | NR | 1.825% | OFFICIAL | 2DN16G22F39560S100 | 30 | 2DN | ENERGY | 16G | MCCB / DISTR. BOARD | 22F | MCCB / SWITCH DISC. | 1 | 1 | NR | 2288 | CCM | 1.734 | 1.734 | KG | 8034035039201 | 8034035039201 | 8034035039201 | 85362010
GW98457 | IS.TERM.CLS.PL.4P LOW-F.MTSE 1600 | POKR TERM.IZOL.4P NIS-STAŁ MTSE 1600 | 280 | 1 | NR | 275 | 1 | NR | 1.818% | OFFICIAL | 2DN16G22F38829C100 | 40 | 2DN | ENERGY | 16G | MCCB / DISTR. BOARD | 22F | MCCB / SWITCH DISC. | 1 | 1 | NR | 4108.104 | CCM | 497 | 447.3 | G | 0 | 0 | 0 | 0
GWD8642 | INTERBLOCCO MECC LEVA SX 3P MSX/M250c | MECH. BLOKADA DŹWIGNI SX 3P MSX/M250c | 224 | 1 | NR | 220 | 1 | NR | 1.818% | OFFICIAL | 2DN16G22F39961I100 | 30 | 2DN | ENERGY | 16G | MCCB / DISTR. BOARD | 22F | MCCB / SWITCH DISC. | 1 | 1 | NR | 864 | CCM | 0.25 | 0.25 | KG | 8034035054587 | 8034035054587 | 8034035054587 | 85389099
GWD8833 | COPRIT ANT CAVI FW 3P 1PZ MSX/D/E160-250 | POKR PRZ KAB FW 3P 1PZ MSX/D/E160-250 | 28 | 1 | NR | 27.5 | 1 | NR | 1.818% | OFFICIAL | 2DN16G22F39961Q100 | 30 | 2DN | ENERGY | 16G | MCCB / DISTR. BOARD | 22F | MCCB / SWITCH DISC. | 1 | 12 | NR | 234.399 | CCM | 0.02 | 0.02 | KG | 8034035054822 | 8034035054822 | 8034035054822 | 85389099
GWD8884 | MOSTRINA COMANDO MOTORE MSX/E/M400-630 | PASEK STEROWANIE SILNIKA MSX/E/M400-630 | 280 | 1 | NR | 275 | 1 | NR | 1.818% | OFFICIAL | 2DN16G22F39961Q100 | 30 | 2DN | ENERGY | 16G | MCCB / DISTR. BOARD | 22F | MCCB / SWITCH DISC. | 1 | 10 | NR | 550.095 | CCM | 0.06 | 0.06 | KG | 8034035055102 | 8034035055102 | 8034035055102 | 85389099
GW97613 | MTSE 1600 S 50KA 3P 1250A MICROP.LSI | MTSE 1600 S 50KA 3P 1250A MIKROP.LSI | 10100 | 1 | NR | 9920 | 1 | NR | 1.815% | OFFICIAL | 2DN16G22F38528H100 | 40 | 2DN | ENERGY | 16G | MCCB / DISTR. BOARD | 22F | MCCB / SWITCH DISC. | 1 | 1 | NR | 56941.5 | CCM | 21.5 | 19.35 | KG | 0 | 0 | 0 | 0
GWD8283 | HIGH TERMINAL COVER 2PZ MTX250 4P | WYSOKA POKRYWA LISTEW 2PZ MTX250 4P | 101 | 1 | NR | 99.2 | 1 | NR | 1.815% | OFFICIAL | 2DN16G22F38829E100 | 40 | 2DN | ENERGY | 16G | MCCB / DISTR. BOARD | 22F | MCCB / SWITCH DISC. | 1 | 1 | NR | 1941.94 | CCM | 370 | 333 | G | 0 | 0 | 0 | 0
GW98482 | INDICATOR CONTACT I.E.S.DIG MTS-E | KONTAKT SYGN. I.WEW.S.DIG MTS-E | 169 | 1 | NR | 166 | 1 | NR | 1.807% | OFFICIAL | 2DN16G22F38828G100 | 40 | 2DN | ENERGY | 16G | MCCB / DISTR. BOARD | 22F | MCCB / SWITCH DISC. | 1 | 1 | NR | 1 | CCM | 13.266 | 1.666 | G | 0 | 0 | 0 | 0
GWD8785 | REAR TERMINAL RC 3PCS MSX/M250c | ZACISK TYLNY RC 3SZT MSX/M250c | 169 | 1 | NR | 166 | 1 | NR | 1.807% | OFFICIAL | 2DN16G22F39961O100 | 30 | 2DN | ENERGY | 16G | MCCB / DISTR. BOARD | 22F | MCCB / SWITCH DISC. | 1 | 8 | NR | 351.598 | CCM | 0.36 | 0.36 | KG | 8034035045530 | 8034035045530 | 8034035045530 | 85389099
GWD9128 | MSX 250 3P 250A 36kA TrMr Term.FC | MSX 250 3P 250A 36kA TrMr Term.FC | 1690 | 1 | NR | 1660 | 1 | NR | 1.807% | OFFICIAL | 2DN16G22F39160G100 | 30 | 2DN | ENERGY | 16G | MCCB / DISTR. BOARD | 22F | MCCB / SWITCH DISC. | 1 | 1 | NR | 2150.5 | CCM | 1.636 | 1.636 | KG | 8034035038624 | 8034035038624 | 8034035038624 | 85362010
GWD9188 | MSX 250 3P 250A 36kA TMG Term.FC | MSX 250 3P 250A 36kA TMG Term.FC | 1690 | 1 | NR | 1660 | 1 | NR | 1.807% | OFFICIAL | 2DN16G22F39160G100 | 30 | 2DN | ENERGY | 16G | MCCB / DISTR. BOARD | 22F | MCCB / SWITCH DISC. | 1 | 1 | NR | 2244 | CCM | 1.636 | 1.636 | KG | 8034035038662 | 8034035038662 | 8034035038662 | 85362010
GWD9208 | MSX 250 3P 250A 36kA Mr Term.FC | MSX 250 3P 250A 36kA Mr Term.FC | 1690 | 1 | NR | 1660 | 1 | NR | 1.807% | OFFICIAL | 2DN16G22F39160G100 | 30 | 2DN | ENERGY | 16G | MCCB / DISTR. BOARD | 22F | MCCB / SWITCH DISC. | 1 | 1 | NR | 2244 | CCM | 1.636 | 1.636 | KG | 8034035038686 | 8034035038686 | 8034035038686 | 85362010
GW97764 | MSS ATS 100A 4P | MSS ATS 100A 4P | 3950 | 1 | NR | 3880 | 1 | NR | 1.804% | OFFICIAL | 2DN16G22F43761W100 | 30 | 2DN | ENERGY | 16G | MCCB / DISTR. BOARD | 22F | MCCB / SWITCH DISC. | 1 | 1 | NR | 14400 | CCM | 3.562 | 3.551 | KG | 8034035024771 | 8034035024771 | 8034035024771 | 85363030
GWD8623 | MANOVRA ROT DIRETTA IP5X MSXE/M1000 | POKRĘTŁO BEZPOŚREDNIE IP5X MSXE/M1000 | 395 | 1 | NR | 388 | 1 | NR | 1.804% | OFFICIAL | 2DN16G22F39961G100 | 30 | 2DN | ENERGY | 16G | MCCB / DISTR. BOARD | 22F | MCCB / SWITCH DISC. | 1 | 1 | NR | 8580 | CCM | 1.36 | 1.36 | KG | 8034035044724 | 8034035044724 | 8034035044724 | 85389099
GWD8632 | MANOVRA ROT RINV IP5X MSX/M/E400-630 | POKRĘTŁO PRZEDŁUŻONE IP5X MSX/M/E400-630 | 395 | 1 | NR | 388 | 1 | NR | 1.804% | OFFICIAL | 2DN16G22F39961G100 | 30 | 2DN | ENERGY | 16G | MCCB / DISTR. BOARD | 22F | MCCB / SWITCH DISC. | 1 | 1 | NR | 9957.875 | CCM | 2.01 | 2.01 | KG | 8034035044816 | 8034035044816 | 8034035044816 | 85389099
GWD8695 | KIT FIXED TO PLUG-IN 3P MSXE160-250 | ZESTAW MOCOW. DO WPINAN.3P MSXE160-250 | 395 | 1 | NR | 388 | 1 | NR | 1.804% | OFFICIAL | 2DN16G22F39961M100 | 30 | 2DN | ENERGY | 16G | MCCB / DISTR. BOARD | 22F | MCCB / SWITCH DISC. | 1 | 1 | NR | 1710 | CCM | 0.83 | 0.83 | KG | 8034035045196 | 8034035045196 | 8034035045196 | 85389099
GWD9001 | MSX 160c 3P 25A 16kA TrMf Term.FW | MSX 160c 3P 25A 16kA TrMf Term.FW | 395 | 1 | NR | 388 | 1 | NR | 1.804% | OFFICIAL | 2DN16G22F38960C100 | 30 | 2DN | ENERGY | 16G | MCCB / DISTR. BOARD | 22F | MCCB / SWITCH DISC. | 1 | 1 | NR | 1336.5 | CCM | 0.956 | 0.956 | KG | 8034035037658 | 8034035037658 | 8034035037658 | 85362010
GWD9002 | MSX 160c 3P 40A 16kA TrMf Term.FW | MSX 160c 3P 40A 16kA TrMf Term.FW | 395 | 1 | NR | 388 | 1 | NR | 1.804% | OFFICIAL | 2DN16G22F38960C100 | 30 | 2DN | ENERGY | 16G | MCCB / DISTR. BOARD | 22F | MCCB / SWITCH DISC. | 1 | 1 | NR | 1336.5 | CCM | 0.956 | 0.956 | KG | 8034035037665 | 8034035037665 | 8034035037665 | 85362010
GWD9003 | MSX 160c 3P 63A 16kA TrMf Term.FW | MSX 160c 3P 63A 16kA TrMf Term.FW | 395 | 1 | NR | 388 | 1 | NR | 1.804% | OFFICIAL | 2DN16G22F38960C100 | 30 | 2DN | ENERGY | 16G | MCCB / DISTR. BOARD | 22F | MCCB / SWITCH DISC. | 1 | 1 | NR | 1336.5 | CCM | 0.956 | 0.956 | KG | 8034035037672 | 8034035037672 | 8034035037672 | 85362010
GWD8743 | EXTENDED FR.TERMINAL FB 3PCS MSX/M250c | PRZEDŁUŻ.ZACISK FRONT FB 3SZT MSX/M250c | 50.8 | 1 | NR | 49.9 | 1 | NR | 1.804% | OFFICIAL | 2DN16G22F39961O100 | 30 | 2DN | ENERGY | 16G | MCCB / DISTR. BOARD | 22F | MCCB / SWITCH DISC. | 1 | 20 | NR | 140.639 | CCM | 0.16 | 0.16 | KG | 8034035045295 | 8034035045295 | 8034035045295 | 85389099
GWD8746 | EXTENDED FR.TERMINAL FB 4PCS MSX/D125 | PRZEDŁUŻ.ZACISK FRONT FB 4SZT MSX/D125 | 50.8 | 1 | NR | 49.9 | 1 | NR | 1.804% | OFFICIAL | 2DN16G22F39961O100 | 30 | 2DN | ENERGY | 16G | MCCB / DISTR. BOARD | 22F | MCCB / SWITCH DISC. | 1 | 20 | NR | 140.639 | CCM | 0.1 | 0.1 | KG | 8034035045325 | 8034035045325 | 8034035045325 | 85389099
GWD8816 | REAR TERM COVERS RC 4P 1PZ MSX/M160c | POKRYWY ZAC.TYLN. FC FB 4P 1PZ MSX/M160c | 50.8 | 1 | NR | 49.9 | 1 | NR | 1.804% | OFFICIAL | 2DN16G22F39961Q100 | 30 | 2DN | ENERGY | 16G | MCCB / DISTR. BOARD | 22F | MCCB / SWITCH DISC. | 1 | 20 | NR | 140.639 | CCM | 0.02 | 0.02 | KG | 8034035045745 | 8034035045745 | 8034035045745 | 85389099
GWD8818 | FRONT TERM COVERS FC 4P 1PZ MSX/M250c | POKRYWY ZAC.FRONT FC FB 4P 1PZ MSX/M250c | 50.8 | 1 | NR | 49.9 | 1 | NR | 1.804% | OFFICIAL | 2DN16G22F39961Q100 | 30 | 2DN | ENERGY | 16G | MCCB / DISTR. BOARD | 22F | MCCB / SWITCH DISC. | 1 | 15 | NR | 639.616 | CCM | 0.04 | 0.04 | KG | 8034035045769 | 8034035045769 | 8034035045769 | 85389099
GWD8824 | REAR TERM COVERS RC 4P 1PZ MSX/M250c | POKRYWY ZAC.TYLNYCH RC 4P 1PZ MSX/M250c | 50.8 | 1 | NR | 49.9 | 1 | NR | 1.804% | OFFICIAL | 2DN16G22F39961Q100 | 30 | 2DN | ENERGY | 16G | MCCB / DISTR. BOARD | 22F | MCCB / SWITCH DISC. | 1 | 30 | NR | 319.808 | CCM | 0.03 | 0.03 | KG | 8034035045820 | 8034035045820 | 8034035045820 | 85389099
GW97728 | SWITCH DISCONNECTOR MSS 160 4P 160A | ROZŁĄCZNIK IZOLACYJNY MSS 160 4P 160A | 339 | 1 | NR | 333 | 1 | NR | 1.802% | OFFICIAL | 2DN16G22F43761U100 | 30 | 2DN | ENERGY | 16G | MCCB / DISTR. BOARD | 22F | MCCB / SWITCH DISC. | 1 | 1 | NR | 2295 | CCM | 1.243 | 1.119 | KG | 8011564211483 | 8011564211483 | 8011564211483 | 85365080
GWD8261 | FIXING BRACKET DIN50022 MTX/E 160/c | UCHWYT MOCUJĄCY DIN50022 MTX/E 160/c | 11.3 | 1 | NR | 11.1 | 1 | NR | 1.802% | OFFICIAL | 2DN16G22F38829A100 | 40 | 2DN | ENERGY | 16G | MCCB / DISTR. BOARD | 22F | MCCB / SWITCH DISC. | 1 | 1 | NR | 1617.13 | CCM | 0.18 | 0.18 | KG | 0 | 0 | 0 | 0
GWD8262 | FIXING BRACKET DIN50022 MTX250 | UCHWYT MOCUJĄCY DIN50022 MTX250 | 11.3 | 1 | NR | 11.1 | 1 | NR | 1.802% | OFFICIAL | 2DN16G22F38829A100 | 40 | 2DN | ENERGY | 16G | MCCB / DISTR. BOARD | 22F | MCCB / SWITCH DISC. | 1 | 1 | NR | 1617.13 | CCM | 205 | 184.5 | G | 0 | 0 | 0 | 0
GWD8664 | WIRE INTERLOCK MSX/E/M400-630 | BLOKADA PRZEWODÓW MSX/E/M400-630 | 1130 | 1 | NR | 1110 | 1 | NR | 1.802% | OFFICIAL | 2DN16G22F39961I100 | 30 | 2DN | ENERGY | 16G | MCCB / DISTR. BOARD | 22F | MCCB / SWITCH DISC. | 1 | 1 | NR | 792 | CCM | 0.32 | 0.32 | KG | 8034035047848 | 8034035047848 | 8034035047848 | 85389099
GWD8747 | EXT FR.TERMINAL FB 3PCS MSX/D/E160-250 | PRZEDŁUŻ.ZAC.FR. FB 3SZT MSX/D/E160-250 | 45.2 | 1 | NR | 44.4 | 1 | NR | 1.802% | OFFICIAL | 2DN16G22F39961O100 | 30 | 2DN | ENERGY | 16G | MCCB / DISTR. BOARD | 22F | MCCB / SWITCH DISC. | 1 | 12 | NR | 234.399 | CCM | 0.16 | 0.16 | KG | 8034035045332 | 8034035045332 | 8034035045332 | 85389099
GWD8771 | FR.TERM. CAB. FW 3PCS MSX/D125 | FRONT.ZAC. KAB. FW 3SZT MSX/D125 | 45.2 | 1 | NR | 44.4 | 1 | NR | 1.802% | OFFICIAL | 2DN16G22F39961O100 | 30 | 2DN | ENERGY | 16G | MCCB / DISTR. BOARD | 22F | MCCB / SWITCH DISC. | 1 | 10 | NR | 281.279 | CCM | 0.1 | 0.1 | KG | 8034035045493 | 8034035045493 | 8034035045493 | 85389099
GWD8838 | FR TERM COVERS FC FB 4P 1PZ MSXE160-250 | POKRYWY ZAC.FR.FC FB 4P 1PZ MSXE160-250 | 45.2 | 1 | NR | 44.4 | 1 | NR | 1.802% | OFFICIAL | 2DN16G22F39961Q100 | 30 | 2DN | ENERGY | 16G | MCCB / DISTR. BOARD | 22F | MCCB / SWITCH DISC. | 1 | 8 | NR | 1199.28 | CCM | 0.12 | 0.12 | KG | 8034035045943 | 8034035045943 | 8034035045943 | 85389099
GWD8846 | COPRITERM ANT FC FB 4P 1PZ MSXE/M1000 | POKRYWY ZAC.FRONT FC FB 4P MSXE/M1000 | 113 | 1 | NR | 111 | 1 | NR | 1.802% | OFFICIAL | 2DN16G22F39961Q100 | 30 | 2DN | ENERGY | 16G | MCCB / DISTR. BOARD | 22F | MCCB / SWITCH DISC. | 1 | 6 | NR | 6270.833 | CCM | 0.56 | 0.56 | KG | 8034035046025 | 8034035046025 | 8034035046025 | 85389099
GWD9021 | MSX 160C 3P 25A 16KA TRMF TERM.FC | MSX 160c 3P 25A 16kA TfMr Term.FC | 339 | 1 | NR | 333 | 1 | NR | 1.802% | OFFICIAL | 2DN16G22F38960C100 | 30 | 2DN | ENERGY | 16G | MCCB / DISTR. BOARD | 22F | MCCB / SWITCH DISC. | 1 | 1 | NR | 1386 | CCM | 0.894 | 0.894 | KG | 8034035037726 | 8034035037726 | 8034035037726 | 85362010
GWD9022 | MSX 160C 3P 40A 16KA TRMF TERM.FC | MSX 160c 3P 40A 16kA TfMr Term.FC | 339 | 1 | NR | 333 | 1 | NR | 1.802% | OFFICIAL | 2DN16G22F38960C100 | 30 | 2DN | ENERGY | 16G | MCCB / DISTR. BOARD | 22F | MCCB / SWITCH DISC. | 1 | 1 | NR | 1386 | CCM | 0.894 | 0.894 | KG | 8034035037733 | 8034035037733 | 8034035037733 | 85362010
GWD9023 | MSX 160C 3P 63A 16KA TRMF TERM.FC | MSX 160c 3P 63A 16kA TfMr Term.FC | 339 | 1 | NR | 333 | 1 | NR | 1.802% | OFFICIAL | 2DN16G22F38960C100 | 30 | 2DN | ENERGY | 16G | MCCB / DISTR. BOARD | 22F | MCCB / SWITCH DISC. | 1 | 1 | NR | 1386 | CCM | 0.894 | 0.894 | KG | 8034035037740 | 8034035037740 | 8034035037740 | 85362010
GWD9056 | MSX 160C 3P+N 125A 25KA TRMF TERM.FW | MSX 160c 3P+N 125A 25kA TfMr Term.FW | 1130 | 1 | NR | 1110 | 1 | NR | 1.802% | OFFICIAL | 2DN16G22F38960E100 | 30 | 2DN | ENERGY | 16G | MCCB / DISTR. BOARD | 22F | MCCB / SWITCH DISC. | 1 | 1 | NR | 1644.5 | CCM | 1.234 | 1.234 | KG | 8034035038471 | 8034035038471 | 8034035038471 | 85362010
GWD8672 | PADLOCKING BLOCK MSX/D/E125-250 | BLOKADA Z KŁÓDKĄ MSX/D/E125-250 | 39.6 | 1 | NR | 38.9 | 1 | NR | 1.799% | OFFICIAL | 2DN16G22F39961I100 | 30 | 2DN | ENERGY | 16G | MCCB / DISTR. BOARD | 22F | MCCB / SWITCH DISC. | 1 | 20 | NR | 140.639 | CCM | 0.01 | 0.01 | KG | 8034035045042 | 8034035045042 | 8034035045042 | 85389099
GWD8741 | EXTENDED FR.TERMINAL FB 3PCS MSX/M160c | PRZEDŁUŻ.ZACISK FRONT FB 3SZT MSX/M160c | 39.6 | 1 | NR | 38.9 | 1 | NR | 1.799% | OFFICIAL | 2DN16G22F39961O100 | 30 | 2DN | ENERGY | 16G | MCCB / DISTR. BOARD | 22F | MCCB / SWITCH DISC. | 1 | 20 | NR | 140.639 | CCM | 0.08 | 0.08 | KG | 8034035045271 | 8034035045271 | 8034035045271 | 85389099
GWD8817 | FRONT TERM COVERS FC 3P 1PZ MSX/M250c | POKRYWY ZAC.FRONT FC FB 3P 1PZ MSX/M250c | 39.6 | 1 | NR | 38.9 | 1 | NR | 1.799% | OFFICIAL | 2DN16G22F39961Q100 | 30 | 2DN | ENERGY | 16G | MCCB / DISTR. BOARD | 22F | MCCB / SWITCH DISC. | 1 | 20 | NR | 479.712 | CCM | 0.04 | 0.04 | KG | 8034035045752 | 8034035045752 | 8034035045752 | 85389099
GWD8837 | FR TERM COVERS FC FB 3P 1PZ MSXE160-250 | POKRYWY ZAC.FR.FC FB 3P 1PZ MSXE160-250 | 39.6 | 1 | NR | 38.9 | 1 | NR | 1.799% | OFFICIAL | 2DN16G22F39961Q100 | 30 | 2DN | ENERGY | 16G | MCCB / DISTR. BOARD | 22F | MCCB / SWITCH DISC. | 1 | 8 | NR | 1199.28 | CCM | 0.09 | 0.09 | KG | 8034035045936 | 8034035045936 | 8034035045936 | 85389099
GWD8615 | MANOVRA ROT DIRETTA IP3X MSX/M/E400-630 | POKRĘTŁO BEZPOŚREDNIE IP3X MSX/M/E400-630 | 283 | 1 | NR | 278 | 1 | NR | 1.799% | OFFICIAL | 2DN16G22F39961G100 | 30 | 2DN | ENERGY | 16G | MCCB / DISTR. BOARD | 22F | MCCB / SWITCH DISC. | 1 | 1 | NR | 2604 | CCM | 0.52 | 0.52 | KG | 8034035055133 | 8034035055133 | 8034035055133 | 85389099
GW97722 | SWITCH DISCONNECTOR MSS 125 3P 100A | ROZŁĄCZNIK IZOLACYJNY MSS 125 3P 100A | 227 | 1 | NR | 223 | 1 | NR | 1.794% | OFFICIAL | 2DN16G22F43761U100 | 30 | 2DN | ENERGY | 16G | MCCB / DISTR. BOARD | 22F | MCCB / SWITCH DISC. | 1 | 1 | NR | 1287 | CCM | 715 | 643.5 | G | 8011564211421 | 8011564211421 | 8011564211421 | 85365080
GWD8249 | BDR 500 UNDERP. (MTX/E 630 MAX 500A) 4P | BDR 500 PODP. (MTX/E 630 MAX 500A) 4P | 2270 | 1 | NR | 2230 | 1 | NR | 1.794% | OFFICIAL | 2DN16G22F38829G100 | 40 | 2DN | ENERGY | 16G | MCCB / DISTR. BOARD | 22F | MCCB / SWITCH DISC. | 1 | 1 | NR | 6219.6 | CCM | 3.065 | 2.759 | KG | 0 | 0 | 0 | 0
GWD8712 | TERM BASE RIMOV 4PZ MSX125 | PRZED ZAC DO WPIN 4PZ MSX125 | 114 | 1 | NR | 112 | 1 | NR | 1.786% | OFFICIAL | 2DN16G22F39961M100 | 30 | 2DN | ENERGY | 16G | MCCB / DISTR. BOARD | 22F | MCCB / SWITCH DISC. | 1 | 12 | NR | 234.399 | CCM | 0.13 | 0.13 | KG | 8034035054914 | 8034035054914 | 8034035054914 | 85389099
GWD9336 | MSXE 160 3P 125A 65kA LSI Term.FC | MSXE 160 3P 125A 65kA LSI Term.FC | 2280 | 1 | NR | 2240 | 1 | NR | 1.786% | OFFICIAL | 2DN16G22F39360Q100 | 30 | 2DN | ENERGY | 16G | MCCB / DISTR. BOARD | 22F | MCCB / SWITCH DISC. | 1 | 1 | NR | 2244 | CCM | 2.28 | 2.28 | KG | 8034035038747 | 8034035038747 | 8034035038747 | 85362010
GWD8616 | MANOVRA ROT DIRETTA IP3X MSXE/M1000 | POKRĘTŁO BEZPOŚREDNIE IP3X MSXE/M1000 | 400 | 1 | NR | 393 | 1 | NR | 1.781% | OFFICIAL | 2DN16G22F39961G100 | 30 | 2DN | ENERGY | 16G | MCCB / DISTR. BOARD | 22F | MCCB / SWITCH DISC. | 1 | 1 | NR | 8580 | CCM | 1.36 | 1.36 | KG | 8034035055447 | 8034035055447 | 8034035055447 | 85389099
GWD9064 | MSX 160C 3P 80A 25KA TRMF TERM.FC | MSX 160c 3P 80A 25kA TfMr Term.FC | 517 | 1 | NR | 508 | 1 | NR | 1.772% | OFFICIAL | 2DN16G22F38960E100 | 30 | 2DN | ENERGY | 16G | MCCB / DISTR. BOARD | 22F | MCCB / SWITCH DISC. | 1 | 1 | NR | 1386 | CCM | 0.856 | 0.856 | KG | 8034035037894 | 8034035037894 | 8034035037894 | 85362010
GWD9065 | MSX 160C 3P 100A 25KA TRMF TERM.FC | MSX 160c 3P 100A 25kA TfMr Term.FC | 517 | 1 | NR | 508 | 1 | NR | 1.772% | OFFICIAL | 2DN16G22F38960E100 | 30 | 2DN | ENERGY | 16G | MCCB / DISTR. BOARD | 22F | MCCB / SWITCH DISC. | 1 | 1 | NR | 1386 | CCM | 0.856 | 0.856 | KG | 8034035037900 | 8034035037900 | 8034035037900 | 85362010
GWD9363 | MSX 400 4P 400A 36kA TrMr Term.FC | MSX 400 4P 400A 36kA TrMr Term.FC | 5170 | 1 | NR | 5080 | 1 | NR | 1.772% | OFFICIAL | 2DN16G22F39160G100 | 30 | 2DN | ENERGY | 16G | MCCB / DISTR. BOARD | 22F | MCCB / SWITCH DISC. | 1 | 1 | NR | 10469 | CCM | 6.2 | 6.2 | KG | 8034035039744 | 8034035039744 | 8034035039744 | 85362010
GW98509 | TERMINAL COVER MSS 250 3P | POKRYWA ZACISKÓW MSS 250 3P | 115 | 1 | NR | 113 | 1 | NR | 1.77% | OFFICIAL | 2DN16G22F43761X100 | 30 | 2DN | ENERGY | 16G | MCCB / DISTR. BOARD | 22F | MCCB / SWITCH DISC. | 1 | 10 | NR | 1800 | CCM | 140 | 140 | G | 8011564211643 | 8011564211643 | 8011564211643 | 85389099
GW98521 | DOOR COUP.ROTARY HAND.BLACK MSS125-160 - | OBR.KLAMKA ROZŁ.DRZWI CZARN.MSS125-160 - | 115 | 1 | NR | 113 | 1 | NR | 1.77% | OFFICIAL | 2DN16G22F43761X100 | 30 | 2DN | ENERGY | 16G | MCCB / DISTR. BOARD | 22F | MCCB / SWITCH DISC. | 1 | 10 | NR | 1074.938 | CCM | 410 | 369 | G | 8011564438149 | 8011564438149 | 8011564438149 | 85389099
GW98524 | DOOR COUP.ROTARY HAND.RED MSS125-160 - I | OBR.KLAMKA ROZŁ.DRZWI CZERW.MSS125-160-I | 115 | 1 | NR | 113 | 1 | NR | 1.77% | OFFICIAL | 2DN16G22F43761X100 | 30 | 2DN | ENERGY | 16G | MCCB / DISTR. BOARD | 22F | MCCB / SWITCH DISC. | 1 | 10 | NR | 1074.938 | CCM | 405 | 405 | G | 8011564438170 | 8011564438170 | 8011564438170 | 85389099
GWD8241 | BDR 160c (200mm) "L" SHAPE (MTX 160c) | BDR 160c (200mm) „L"-KSZT.(MTX 160c) | 1150 | 1 | NR | 1130 | 1 | NR | 1.77% | OFFICIAL | 2DN16G22F38829G100 | 40 | 2DN | ENERGY | 16G | MCCB / DISTR. BOARD | 22F | MCCB / SWITCH DISC. | 1 | 1 | NR | 6857.25 | CCM | 1.06 | 0.954 | KG | 0 | 0 | 0 | 0
GWD8243 | BDR 160c "L" SHAPE (MTX 160c) 4P | BDR 160c „L”-KSZTAŁTNY (MTX 160c) 4P | 1150 | 1 | NR | 1130 | 1 | NR | 1.77% | OFFICIAL | 2DN16G22F38829G100 | 40 | 2DN | ENERGY | 16G | MCCB / DISTR. BOARD | 22F | MCCB / SWITCH DISC. | 1 | 1 | NR | 8287.125 | CCM | 1.125 | 1.013 | KG | 0 | 0 | 0 | 0
GWD9404 | MSXE 1000 4P 800A 50kA LSIG Term.FC | MSXE 1000 4P 800A 50kA LSIG Term.FC | 11500 | 1 | NR | 11300 | 1 | NR | 1.77% | OFFICIAL | 2DN16G22F39360O100 | 30 | 2DN | ENERGY | 16G | MCCB / DISTR. BOARD | 22F | MCCB / SWITCH DISC. | 1 | 1 | NR | 32860 | CCM | 8.83 | 8.83 | KG | 8034035039997 | 8034035039997 | 8034035039997 | 85362010
GWD8611 | MANOVRA ROT DIRETTA IP3X MSX/M160c | POKRĘTŁO BEZPOŚREDNIE IP3X MSX/M160c | 288 | 1 | NR | 283 | 1 | NR | 1.767% | OFFICIAL | 2DN16G22F39961G100 | 30 | 2DN | ENERGY | 16G | MCCB / DISTR. BOARD | 22F | MCCB / SWITCH DISC. | 1 | 1 | NR | 1980 | CCM | 0.34 | 0.34 | KG | 8034035054600 | 8034035054600 | 8034035054600 | 85389099
GWD8281 | HIGH TERMINAL COVER 2PZ MTX160c 4P | WYSOKA POKRYWA LISTEW 2PZ MTX160c 4P | 69.2 | 1 | NR | 68 | 1 | NR | 1.765% | OFFICIAL | 2DN16G22F38829E100 | 40 | 2DN | ENERGY | 16G | MCCB / DISTR. BOARD | 22F | MCCB / SWITCH DISC. | 1 | 1 | NR | 1617.13 | CCM | 265 | 238.5 | G | 0 | 0 | 0 | 0
GWD9166 | MSX 125 3P+N 125A 65kA TrMr Term.FC | MSX 125 3P+N 125A 65kA TrMr Term.FC | 1730 | 1 | NR | 1700 | 1 | NR | 1.765% | OFFICIAL | 2DN16G22F39160K100 | 30 | 2DN | ENERGY | 16G | MCCB / DISTR. BOARD | 22F | MCCB / SWITCH DISC. | 1 | 1 | NR | 2618 | CCM | 1.59 | 1.59 | KG | 8034035038990 | 8034035038990 | 8034035038990 | 85362010
GWD8627 | MANOVRA ROT RINV EMER IP5X MSX/M250c | POKRĘTŁO PRZEDŁUŻONE AWAR.IP5X MSX/M250c | 347 | 1 | NR | 341 | 1 | NR | 1.76% | OFFICIAL | 2DN16G22F39961G100 | 30 | 2DN | ENERGY | 16G | MCCB / DISTR. BOARD | 22F | MCCB / SWITCH DISC. | 1 | 1 | NR | 12560.625 | CCM | 0.86 | 0.86 | KG | 8034035044762 | 8034035044762 | 8034035044762 | 85389099
GWD8631 | MANOVRA ROT RINV EM IP5X MSX/E/D160-250 | POKRĘTŁO PRZEDŁ.AWAR.IP5X MSX/E/D160-250 | 347 | 1 | NR | 341 | 1 | NR | 1.76% | OFFICIAL | 2DN16G22F39961G100 | 30 | 2DN | ENERGY | 16G | MCCB / DISTR. BOARD | 22F | MCCB / SWITCH DISC. | 1 | 1 | NR | 12560.625 | CCM | 0.92 | 0.92 | KG | 8034035044809 | 8034035044809 | 8034035044809 | 85389099
GW97761 | CHANGE-OVER SWITCH I O II 4P 125A | ŁĄCZNIK I O II 4P 125A | 695 | 1 | NR | 683 | 1 | NR | 1.757% | OFFICIAL | 2DN16G22F43761W100 | 30 | 2DN | ENERGY | 16G | MCCB / DISTR. BOARD | 22F | MCCB / SWITCH DISC. | 1 | 1 | NR | 3987.5 | CCM | 1.414 | 1.273 | KG | 8011564211551 | 8011564211551 | 8011564211551 | 85365080
GW97734 | SWITCH DISCONNECTOR MSS 630 4P 630A | ROZŁĄCZNIK IZOLACYJNY MSS 630 4P 630A | 1160 | 1 | NR | 1140 | 1 | NR | 1.754% | OFFICIAL | 2DN16G22F43761U100 | 30 | 2DN | ENERGY | 16G | MCCB / DISTR. BOARD | 22F | MCCB / SWITCH DISC. | 1 | 1 | NR | 11527.5 | CCM | 5.567 | 5.01 | KG | 8011564211544 | 8011564211544 | 8011564211544 | 85365080
GW98361 | FR.LEVER CONTROL I.F. MTSE 1600 | STER. PRZED. PODN WEW.STAŁY MTSE 1600 | 174 | 1 | NR | 171 | 1 | NR | 1.754% | OFFICIAL | 2DN16G22F38828F100 | 40 | 2DN | ENERGY | 16G | MCCB / DISTR. BOARD | 22F | MCCB / SWITCH DISC. | 1 | 1 | NR | 11250 | CCM | 0.545 | 0.491 | KG | 0 | 0 | 0 | 0
GW98362 | FR.LEVER CONTROL I.E.MTSE 1600 | STER. PRZED. PODN WEW.ZEW.MTSE 1600 | 174 | 1 | NR | 171 | 1 | NR | 1.754% | OFFICIAL | 2DN16G22F38828F100 | 40 | 2DN | ENERGY | 16G | MCCB / DISTR. BOARD | 22F | MCCB / SWITCH DISC. | 1 | 1 | NR | 7503.75 | CCM | 607 | 546.3 | G | 0 | 0 | 0 | 0
GW98485 | KEY-OP.LOCK INSERTABLE./E.KEY D.MTS-E | BLOKOWANIE KLUCZ. WKŁ./WYJ.KLUCZ D.MTS-E | 174 | 1 | NR | 171 | 1 | NR | 1.754% | OFFICIAL | 2DN16G22F38828G100 | 40 | 2DN | ENERGY | 16G | MCCB / DISTR. BOARD | 22F | MCCB / SWITCH DISC. | 1 | 1 | NR | 1617.13 | CCM | 0.188 | 0.169 | KG | 0 | 0 | 0 | 0
GWD7153 | MTXE 160 N 36KA 4P 63A SEP/1 LS/I | MTXE 160 N 36KA 4P 63A SEP/1 LS/I | 1740 | 1 | NR | 1710 | 1 | NR | 1.754% | OFFICIAL | 2DN16G22F37127D100 | 40 | 2DN | ENERGY | 16G | MCCB / DISTR. BOARD | 22F | MCCB / SWITCH DISC. | 1 | 1 | NR | 2457 | CCM | 1.605 | 1.445 | KG | 0 | 0 | 0 | 0
GWD8691 | KIT FIXED TO PLUG-IN 3P MSX125 | ZESTAW MOCOW. DO WPINAN.3P MSX125 | 174 | 1 | NR | 171 | 1 | NR | 1.754% | OFFICIAL | 2DN16G22F39961M100 | 30 | 2DN | ENERGY | 16G | MCCB / DISTR. BOARD | 22F | MCCB / SWITCH DISC. | 1 | 1 | NR | 1596 | CCM | 0.39 | 0.39 | KG | 8034035045158 | 8034035045158 | 8034035045158 | 85389099
GWD8848 | COPRITERMINALI POST RC 4P 1PZ MSXE/M1000 | POKRYWY ZAC.TYL. RC 4P MSXE/M1000 | 174 | 1 | NR | 171 | 1 | NR | 1.754% | OFFICIAL | 2DN16G22F39961Q100 | 30 | 2DN | ENERGY | 16G | MCCB / DISTR. BOARD | 22F | MCCB / SWITCH DISC. | 1 | 1 | NR | 3078 | CCM | 0.11 | 0.11 | KG | 8034035046049 | 8034035046049 | 8034035046049 | 85389099
GWD9425B | MSXE 1600 4P 1600A 50kA LSI Term.FB INT | MSXE 1600 4P 1600A 50kA LSI Term.FB INT | 17400 | 1 | NR | 17100 | 1 | NR | 1.754% | OFFICIAL | 2DN16G22F39360O100 | 30 | 2DN | ENERGY | 16G | MCCB / DISTR. BOARD | 22F | MCCB / SWITCH DISC. | 1 | 1 | NR | 89280 | CCM | 40 | 39 | KG | 8034035051678 | 8034035051678 | 8034035051678 | 85362010
GWD9352 | MSXE 160 4P 40A 65kA LSI Term.FC | MSXE 160 4P 40A 65kA LSI Term.FC | 3490 | 1 | NR | 3430 | 1 | NR | 1.749% | OFFICIAL | 2DN16G22F39360Q100 | 30 | 2DN | ENERGY | 16G | MCCB / DISTR. BOARD | 22F | MCCB / SWITCH DISC. | 1 | 1 | NR | 2805 | CCM | 2.956 | 2.956 | KG | 8034035039560 | 8034035039560 | 8034035039560 | 85362010
GWD9337 | MSXE 160 3P 160A 65kA LSI Term.FC | MSXE 160 3P 160A 65kA LSI Term.FC | 2910 | 1 | NR | 2860 | 1 | NR | 1.748% | OFFICIAL | 2DN16G22F39360Q100 | 30 | 2DN | ENERGY | 16G | MCCB / DISTR. BOARD | 22F | MCCB / SWITCH DISC. | 1 | 1 | NR | 2244 | CCM | 2.28 | 2.28 | KG | 8034035038754 | 8034035038754 | 8034035038754 | 85362010
GWD9392 | MSX 1000 3P+N 630A 50kA TrMr Term.FC | MSX 1000 3P+N 630A 50kA TrMr Term.FC | 8730 | 1 | NR | 8580 | 1 | NR | 1.748% | OFFICIAL | 2DN16G22F39160I100 | 30 | 2DN | ENERGY | 16G | MCCB / DISTR. BOARD | 22F | MCCB / SWITCH DISC. | 1 | 1 | NR | 32860 | CCM | 11.6 | 11.6 | KG | 8034035039911 | 8034035039911 | 8034035039911 | 85362010
GWD9396 | MSX 1000 3P+N 800A 50kA TrMr Term.FC | MSX 1000 3P+N 800A 50kA TrMr Term.FC | 8730 | 1 | NR | 8580 | 1 | NR | 1.748% | OFFICIAL | 2DN16G22F39160I100 | 30 | 2DN | ENERGY | 16G | MCCB / DISTR. BOARD | 22F | MCCB / SWITCH DISC. | 1 | 1 | NR | 32860 | CCM | 11.6 | 11.6 | KG | 8034035039942 | 8034035039942 | 8034035039942 | 85362010
GWD9402 | MSXE 1000 3P+N 800A 50kA LSI Term.FC | MSXE 1000 3P+N 800A 50kA LSI Term.FC | 8730 | 1 | NR | 8580 | 1 | NR | 1.748% | OFFICIAL | 2DN16G22F39360O100 | 30 | 2DN | ENERGY | 16G | MCCB / DISTR. BOARD | 22F | MCCB / SWITCH DISC. | 1 | 1 | NR | 32860 | CCM | 17.8 | 17.8 | KG | 8034035039973 | 8034035039973 | 8034035039973 | 85362010
GWD9218 | MSX 250 4P 250A 36kA Mr Term.FC | MSX 250 4P 250A 36kA Mr Term.FC | 2330 | 1 | NR | 2290 | 1 | NR | 1.747% | OFFICIAL | 2DN16G22F39160G100 | 30 | 2DN | ENERGY | 16G | MCCB / DISTR. BOARD | 22F | MCCB / SWITCH DISC. | 1 | 1 | NR | 2805 | CCM | 2.124 | 2.124 | KG | 8034035039430 | 8034035039430 | 8034035039430 | 85362010
GWD9122 | MSX 125 3P 32A 36kA TrMr Term.FC | MSX 125 3P 32A 36kA TrMr Term.FC | 817 | 1 | NR | 803 | 1 | NR | 1.743% | OFFICIAL | 2DN16G22F39160G100 | 30 | 2DN | ENERGY | 16G | MCCB / DISTR. BOARD | 22F | MCCB / SWITCH DISC. | 1 | 1 | NR | 1760 | CCM | 1.276 | 1.276 | KG | 8034035037955 | 8034035037955 | 8034035037955 | 85362010
GWD9123 | MSX 125 3P 50A 36kA TrMr Term.FC | MSX 125 3P 50A 36kA TrMr Term.FC | 817 | 1 | NR | 803 | 1 | NR | 1.743% | OFFICIAL | 2DN16G22F39160G100 | 30 | 2DN | ENERGY | 16G | MCCB / DISTR. BOARD | 22F | MCCB / SWITCH DISC. | 1 | 1 | NR | 1760 | CCM | 1.276 | 1.276 | KG | 8034035037962 | 8034035037962 | 8034035037962 | 85362010
GWD9124 | MSX 125 3P 63A 36kA TrMr Term.FC | MSX 125 3P 63A 36kA TrMr Term.FC | 817 | 1 | NR | 803 | 1 | NR | 1.743% | OFFICIAL | 2DN16G22F39160G100 | 30 | 2DN | ENERGY | 16G | MCCB / DISTR. BOARD | 22F | MCCB / SWITCH DISC. | 1 | 1 | NR | 1760 | CCM | 1.276 | 1.276 | KG | 8034035037979 | 8034035037979 | 8034035037979 | 85362010
GWD9125 | MSX 125 3P 100A 36kA TrMr Term.FC | MSX 125 3P 100A 36kA TrMr Term.FC | 817 | 1 | NR | 803 | 1 | NR | 1.743% | OFFICIAL | 2DN16G22F39160G100 | 30 | 2DN | ENERGY | 16G | MCCB / DISTR. BOARD | 22F | MCCB / SWITCH DISC. | 1 | 1 | NR | 1760 | CCM | 1.276 | 1.276 | KG | 8034035037986 | 8034035037986 | 8034035037986 | 85362010
GWD7315 | MTX 320 N 36KA 250A 4P TM2 | MTX 320 N 36KA 250A 4P TM2 | 2340 | 1 | NR | 2300 | 1 | NR | 1.739% | OFFICIAL | 2DN16G22F37527N100 | 40 | 2DN | ENERGY | 16G | MCCB / DISTR. BOARD | 22F | MCCB / SWITCH DISC. | 1 | 1 | NR | 16675 | CCM | 4.635 | 4.172 | KG | 0 | 0 | 0 | 0
GWD8724 | COPRITERM BASE RIM 4P 1PZ MSX/E/M400-630 | OBUD BAZY DO WPIN4P 1PZ MSX/E/M400-630 | 351 | 1 | NR | 345 | 1 | NR | 1.739% | OFFICIAL | 2DN16G22F39961M100 | 30 | 2DN | ENERGY | 16G | MCCB / DISTR. BOARD | 22F | MCCB / SWITCH DISC. | 1 | 4 | NR | 2398.56 | CCM | 0.06 | 0.06 | KG | 8034035055010 | 8034035055010 | 8034035055010 | 85389099
GWD8726 | COPRITERM BASE RIMOV 4P 1PZ MSXE/M1000 | OBUD BAZY DO WPIN4P 1PZ MSXE/M1000 | 351 | 1 | NR | 345 | 1 | NR | 1.739% | OFFICIAL | 2DN16G22F39961M100 | 30 | 2DN | ENERGY | 16G | MCCB / DISTR. BOARD | 22F | MCCB / SWITCH DISC. | 1 | 1 | NR | 3225 | CCM | 0.68 | 0.68 | KG | 8034035055386 | 8034035055386 | 8034035055386 | 85389099
GWD9097 | MSX 250c 3P+N 160A 16kA TrMr Term.FC | MSX 250c 3P+N 160A 16kA TrMr Term.FC | 1170 | 1 | NR | 1150 | 1 | NR | 1.739% | OFFICIAL | 2DN16G22F38960C100 | 30 | 2DN | ENERGY | 16G | MCCB / DISTR. BOARD | 22F | MCCB / SWITCH DISC. | 1 | 1 | NR | 2805 | CCM | 2.002 | 2.002 | KG | 8034035039287 | 8034035039287 | 8034035039287 | 85362010
GWD9444 | MSXM 250c 4P 250A Term.FC | MSXM 250c 4P 250A Term.FC | 1170 | 1 | NR | 1150 | 1 | NR | 1.739% | OFFICIAL | 2DN16G22F39760W100 | 30 | 2DN | ENERGY | 16G | MCCB / DISTR. BOARD | 22F | MCCB / SWITCH DISC. | 1 | 1 | NR | 2805 | CCM | 1.9 | 1.9 | KG | 8034035039607 | 8034035039607 | 8034035039607 | 85362010
GWD9457B | MSXM 1600 3P 1600A Term.RC INT | MSXM 1600 3P 1600A Term.RC INT | 11700 | 1 | NR | 11500 | 1 | NR | 1.739% | OFFICIAL | 2DN16G22F39760W100 | 30 | 2DN | ENERGY | 16G | MCCB / DISTR. BOARD | 22F | MCCB / SWITCH DISC. | 1 | 1 | NR | 1 | CCM | 1 | 1 | G | 8034035059322 | 8034035059322 | 8034035059322 | 85362010
GWD9367 | MSX 400 4P 400A 50kA TrMr TERM.FC | MSX 400 4P 400A 50kA TrMr TERM.FC | 5270 | 1 | NR | 5180 | 1 | NR | 1.737% | OFFICIAL | 2DN16G22F39160I100 | 30 | 2DN | ENERGY | 16G | MCCB / DISTR. BOARD | 22F | MCCB / SWITCH DISC. | 1 | 1 | NR | 14880 | CCM | 6.2 | 5.2 | KG | 8034035051715 | 8034035051715 | 8034035051715 | 85362010
GWD9448 | MSXM 630 4P 630A Term.FC | MSXM 630 4P 630A Term.FC | 5270 | 1 | NR | 5180 | 1 | NR | 1.737% | OFFICIAL | 2DN16G22F39760W100 | 30 | 2DN | ENERGY | 16G | MCCB / DISTR. BOARD | 22F | MCCB / SWITCH DISC. | 1 | 1 | NR | 12673 | CCM | 6.59 | 6.59 | KG | 8034035039898 | 8034035039898 | 8034035039898 | 85362010
GWD8513 | SHUNT-TR REL MSX/M160c-250c 380-450VAC | WYZW.NAPIĘC. MSX/M160c-250c 380-450VAC | 235 | 1 | NR | 231 | 1 | NR | 1.732% | OFFICIAL | 2DN16G22F39961A100 | 30 | 2DN | ENERGY | 16G | MCCB / DISTR. BOARD | 22F | MCCB / SWITCH DISC. | 1 | 20 | NR | 140.639 | CCM | 0.05 | 0.05 | KG | 8034035044250 | 8034035044250 | 8034035044250 | 85389099
GWD8514 | SHUNT-TR REL MSX/M160c-250c 24VACDC | WYZW.NAPIĘC. MSX/M160c-250c 24VACDC | 235 | 1 | NR | 231 | 1 | NR | 1.732% | OFFICIAL | 2DN16G22F39961A100 | 30 | 2DN | ENERGY | 16G | MCCB / DISTR. BOARD | 22F | MCCB / SWITCH DISC. | 1 | 20 | NR | 140.639 | CCM | 0.05 | 0.05 | KG | 8034035044267 | 8034035044267 | 8034035044267 | 85389099
GWD8520 | SHUNT-TR REL MSX/E/M125-1000 380-450VAC | WYZW.NAPIĘC. MSX/E/M125-1000 380-450VAC | 235 | 1 | NR | 231 | 1 | NR | 1.732% | OFFICIAL | 2DN16G22F39961A100 | 30 | 2DN | ENERGY | 16G | MCCB / DISTR. BOARD | 22F | MCCB / SWITCH DISC. | 1 | 20 | NR | 140.639 | CCM | 0.04 | 0.04 | KG | 8034035044281 | 8034035044281 | 8034035044281 | 85389099
GWD8522 | SHUNT-TR REL MSX/E/M125-1000 24VACDC | WYZW.NAPIĘC. MSX/E/M125-1000 24VACDC | 235 | 1 | NR | 231 | 1 | NR | 1.732% | OFFICIAL | 2DN16G22F39961A100 | 30 | 2DN | ENERGY | 16G | MCCB / DISTR. BOARD | 22F | MCCB / SWITCH DISC. | 1 | 20 | NR | 140.639 | CCM | 0.04 | 0.04 | KG | 8034035044298 | 8034035044298 | 8034035044298 | 85389099
GWD8528 | SHUNT-TR REL MSXE/M1250-1600 380-450VAC | WYZW.NAPIĘC.MSXE/M1250-1600 380-450VAC | 235 | 1 | NR | 231 | 1 | NR | 1.732% | OFFICIAL | 2DN16G22F39961A100 | 30 | 2DN | ENERGY | 16G | MCCB / DISTR. BOARD | 22F | MCCB / SWITCH DISC. | 1 | 1 | NR | 81 | CCM | 0.04 | 0.04 | KG | 8034035044311 | 8034035044311 | 8034035044311 | 85389099
GWD8529 | SHUNT-TR REL MSXE/M1250-1600 24VACDC | WYZW.NAPIĘC.MSXE/M1250-1600 24VACDC | 235 | 1 | NR | 231 | 1 | NR | 1.732% | OFFICIAL | 2DN16G22F39961A100 | 30 | 2DN | ENERGY | 16G | MCCB / DISTR. BOARD | 22F | MCCB / SWITCH DISC. | 1 | 1 | NR | 81 | CCM | 0.04 | 0.04 | KG | 8034035044328 | 8034035044328 | 8034035044328 | 85389099
GWD8752 | EXTENDED FR.TERMINAL FB 4PCS MSXE/M630 | PRZEDŁUŻ.ZACISK FRONT FB 4SZT MSXE/M630 | 235 | 1 | NR | 231 | 1 | NR | 1.732% | OFFICIAL | 2DN16G22F39961O100 | 30 | 2DN | ENERGY | 16G | MCCB / DISTR. BOARD | 22F | MCCB / SWITCH DISC. | 1 | 4 | NR | 703.196 | CCM | 0.91 | 0.91 | KG | 8034035045387 | 8034035045387 | 8034035045387 | 85389099
GWD8786 | REAR TERMINAL RC 4PCS MSX/M250c | ZACISK TYLNY RC 4SZT MSX/M250c | 235 | 1 | NR | 231 | 1 | NR | 1.732% | OFFICIAL | 2DN16G22F39961O100 | 30 | 2DN | ENERGY | 16G | MCCB / DISTR. BOARD | 22F | MCCB / SWITCH DISC. | 1 | 6 | NR | 468.798 | CCM | 0.51 | 0.51 | KG | 8034035045547 | 8034035045547 | 8034035045547 | 85389099
GWD8793 | REAR TERMINAL RC 3PCS MSX/E/M400 | ZACISK TYLNY RC 3SZT MSX/E/M400 | 235 | 1 | NR | 231 | 1 | NR | 1.732% | OFFICIAL | 2DN16G22F39961O100 | 30 | 2DN | ENERGY | 16G | MCCB / DISTR. BOARD | 22F | MCCB / SWITCH DISC. | 1 | 4 | NR | 703.196 | CCM | 0.74 | 0.74 | KG | 8034035045615 | 8034035045615 | 8034035045615 | 85389099
GWD9138 | MSX 250 4P 250A 36kA TrMr Term.FC | MSX 250 4P 250A 36kA TrMr Term.FC | 2350 | 1 | NR | 2310 | 1 | NR | 1.732% | OFFICIAL | 2DN16G22F39160G100 | 30 | 2DN | ENERGY | 16G | MCCB / DISTR. BOARD | 22F | MCCB / SWITCH DISC. | 1 | 1 | NR | 2805 | CCM | 2.134 | 2.134 | KG | 8034035039331 | 8034035039331 | 8034035039331 | 85362010
GWD9307 | MSXE 160 3P 160A 36kA LSI Term.FC | MSXE 160 3P 160A 36kA LSI Term.FC | 2350 | 1 | NR | 2310 | 1 | NR | 1.732% | OFFICIAL | 2DN16G22F39360M100 | 30 | 2DN | ENERGY | 16G | MCCB / DISTR. BOARD | 22F | MCCB / SWITCH DISC. | 1 | 1 | NR | 2150.5 | CCM | 2.338 | 2.338 | KG | 8034035038716 | 8034035038716 | 8034035038716 | 85362010
GWD9267 | MSXD 160 3P 160A 36kA TrMf Term.FC | MSXD 160 3P 160A 36kA TrMf Term.FC | 2940 | 1 | NR | 2890 | 1 | NR | 1.73% | OFFICIAL | 2DN16G22F39560U100 | 30 | 2DN | ENERGY | 16G | MCCB / DISTR. BOARD | 22F | MCCB / SWITCH DISC. | 1 | 1 | NR | 2376 | CCM | 1.806 | 1.806 | KG | 8034035038808 | 8034035038808 | 8034035038808 | 85362010
GWD8735 | SPINA CONTATTI AUX RIMOV MSXE/M1000 | WTYCZKA KONT AUX DO WP MSXE/M1000 | 47.2 | 1 | NR | 46.4 | 1 | NR | 1.724% | OFFICIAL | 2DN16G22F39961M100 | 30 | 2DN | ENERGY | 16G | MCCB / DISTR. BOARD | 22F | MCCB / SWITCH DISC. | 1 | 20 | NR | 140.639 | CCM | 0.02 | 0.02 | KG | 8034035055393 | 8034035055393 | 8034035055393 | 85389099
GWD8736 | SPINA SGANCIATORI RIMOVIBILE MSXE/M1000 | WTYCZKA RÓŻNOPR. DO WP MSXE/M1000 | 47.2 | 1 | NR | 46.4 | 1 | NR | 1.724% | OFFICIAL | 2DN16G22F39961M100 | 30 | 2DN | ENERGY | 16G | MCCB / DISTR. BOARD | 22F | MCCB / SWITCH DISC. | 1 | 20 | NR | 140.639 | CCM | 0.02 | 0.02 | KG | 8034035055409 | 8034035055409 | 8034035055409 | 85389099
GW97611 | MTSE 1600 S 50KA 4P 1600A MICROP.LI | MTSE 1600 S 50KA 4P 1600A MIKROP.LI | 11800 | 1 | NR | 11600 | 1 | NR | 1.724% | OFFICIAL | 2DN16G22F38528H100 | 40 | 2DN | ENERGY | 16G | MCCB / DISTR. BOARD | 22F | MCCB / SWITCH DISC. | 1 | 1 | NR | 56941.5 | CCM | 27 | 24.3 | KG | 0 | 0 | 0 | 0
GWD7552 | MTXE 630 N 36KA 4P 400A SEP/1 LS/I | MTXE 630 N 36KA 4P 400A SEP/1 LS/I | 4720 | 1 | NR | 4640 | 1 | NR | 1.724% | OFFICIAL | 2DN16G22F37727S100 | 40 | 2DN | ENERGY | 16G | MCCB / DISTR. BOARD | 22F | MCCB / SWITCH DISC. | 1 | 1 | NR | 16675 | CCM | 6.535 | 5.882 | KG | 0 | 0 | 0 | 0
GWD8541 | SG MIN TENS MSX/M160c-250c 100-120VAC | WYZW. NAP. MIN MSX/M160c-250c 100-120VAC | 295 | 1 | NR | 290 | 1 | NR | 1.724% | OFFICIAL | 2DN16G22F39961C100 | 30 | 2DN | ENERGY | 16G | MCCB / DISTR. BOARD | 22F | MCCB / SWITCH DISC. | 1 | 20 | NR | 140.639 | CCM | 0.05 | 0.05 | KG | 8034035054532 | 8034035054532 | 8034035054532 | 85389099
GWD8549 | SG MIN TENS MSX/M160c-250c 100-120VDC | WYZW. PODNAP. MSX/M160c-250c 100-120VDC | 295 | 1 | NR | 290 | 1 | NR | 1.724% | OFFICIAL | 2DN16G22F39961C100 | 30 | 2DN | ENERGY | 16G | MCCB / DISTR. BOARD | 22F | MCCB / SWITCH DISC. | 1 | 20 | NR | 140.639 | CCM | 0.05 | 0.05 | KG | 8034035054549 | 8034035054549 | 8034035054549 | 85389099
GWD8550 | SG MIN TENS MSX/M160c-250c 200-240VDC | WYZW. PODNAP. MSX/M160c-250c 200-240VDC | 295 | 1 | NR | 290 | 1 | NR | 1.724% | OFFICIAL | 2DN16G22F39961C100 | 30 | 2DN | ENERGY | 16G | MCCB / DISTR. BOARD | 22F | MCCB / SWITCH DISC. | 1 | 20 | NR | 140.639 | CCM | 0.05 | 0.05 | KG | 8034035054556 | 8034035054556 | 8034035054556 | 85389099
GWD8551 | SG MIN TENS MSX/E/M125-630 100-120VAC | WYZW. PODNAP. MSX/E/M125-630 100-120VAC | 295 | 1 | NR | 290 | 1 | NR | 1.724% | OFFICIAL | 2DN16G22F39961C100 | 30 | 2DN | ENERGY | 16G | MCCB / DISTR. BOARD | 22F | MCCB / SWITCH DISC. | 1 | 20 | NR | 140.639 | CCM | 0.04 | 0.04 | KG | 8034035054693 | 8034035054693 | 8034035054693 | 85389099
GWD8559 | SG MIN TENS MSX/E/M125-630 100-120VDC | WYZW. PODNAP. MSX/E/M125-630 100-120VDC | 295 | 1 | NR | 290 | 1 | NR | 1.724% | OFFICIAL | 2DN16G22F39961C100 | 30 | 2DN | ENERGY | 16G | MCCB / DISTR. BOARD | 22F | MCCB / SWITCH DISC. | 1 | 1 | NR | 81 | CCM | 0.04 | 0.04 | KG | 8034035054716 | 8034035054716 | 8034035054716 | 85389099
GWD8560 | SG MIN TENS MSX/E/M125-630 200-240VDC | WYZW. PODNAP. MSX/E/M125-630 200-240VDC | 295 | 1 | NR | 290 | 1 | NR | 1.724% | OFFICIAL | 2DN16G22F39961C100 | 30 | 2DN | ENERGY | 16G | MCCB / DISTR. BOARD | 22F | MCCB / SWITCH DISC. | 1 | 1 | NR | 81 | CCM | 0.04 | 0.04 | KG | 8034035054723 | 8034035054723 | 8034035054723 | 85389099
GWD8561 | SG MIN TENS MSXE/M1000-1600 100-110VAC | WYZW. PODNAP. MSXE/M1000-1600 100-110VAC | 295 | 1 | NR | 290 | 1 | NR | 1.724% | OFFICIAL | 2DN16G22F39961C100 | 30 | 2DN | ENERGY | 16G | MCCB / DISTR. BOARD | 22F | MCCB / SWITCH DISC. | 1 | 1 | NR | 81 | CCM | 0.04 | 0.04 | KG | 8034035055218 | 8034035055218 | 8034035055218 | 85389099
GWD8562 | SG MIN TENS MSXE/M1000-1600 100-120VAC | WYZW. PODNAP. MSXE/M1000-1600 100-120VAC | 295 | 1 | NR | 290 | 1 | NR | 1.724% | OFFICIAL | 2DN16G22F39961C100 | 30 | 2DN | ENERGY | 16G | MCCB / DISTR. BOARD | 22F | MCCB / SWITCH DISC. | 1 | 1 | NR | 81 | CCM | 0.04 | 0.04 | KG | 8034035055225 | 8034035055225 | 8034035055225 | 85389099
GWD8563 | SG MIN TENS MSXE/M1000-1600 200-220VAC | WYZW. PODNAP. MSXE/M1000-1600 200-220VAC | 295 | 1 | NR | 290 | 1 | NR | 1.724% | OFFICIAL | 2DN16G22F39961C100 | 30 | 2DN | ENERGY | 16G | MCCB / DISTR. BOARD | 22F | MCCB / SWITCH DISC. | 1 | 1 | NR | 81 | CCM | 0.04 | 0.04 | KG | 8034035055232 | 8034035055232 | 8034035055232 | 85389099
GWD8570 | SG MIN TENS MSXE/M1000-1600 415-450VAC | WYZW. PODNAP. MSXE/M1000-1600 415-450VAC | 295 | 1 | NR | 290 | 1 | NR | 1.724% | OFFICIAL | 2DN16G22F39961C100 | 30 | 2DN | ENERGY | 16G | MCCB / DISTR. BOARD | 22F | MCCB / SWITCH DISC. | 1 | 1 | NR | 81 | CCM | 0.04 | 0.04 | KG | 8034035055249 | 8034035055249 | 8034035055249 | 85389099
GWD8574 | SG MIN TENS MSXE/M1000-1600 100-120VDC | WYZW. PODNAP. MSXE/M1000-1600 100-120VDC | 295 | 1 | NR | 290 | 1 | NR | 1.724% | OFFICIAL | 2DN16G22F39961C100 | 30 | 2DN | ENERGY | 16G | MCCB / DISTR. BOARD | 22F | MCCB / SWITCH DISC. | 1 | 1 | NR | 81 | CCM | 0.04 | 0.04 | KG | 8034035055256 | 8034035055256 | 8034035055256 | 85389099
GWD8575 | SG MIN TENS MSXE/M1000-1600 220-240VDC | WYZW. PODNAP. MSXE/M1000-1600 220-240VDC | 295 | 1 | NR | 290 | 1 | NR | 1.724% | OFFICIAL | 2DN16G22F39961C100 | 30 | 2DN | ENERGY | 16G | MCCB / DISTR. BOARD | 22F | MCCB / SWITCH DISC. | 1 | 1 | NR | 81 | CCM | 0.04 | 0.04 | KG | 8034035055263 | 8034035055263 | 8034035055263 | 85389099
GWD8723 | COPRITERM BASE RIM 3P 1PZ MSX/E/M400-630 | OBUD BAZY DO WPIN3P 1PZ MSX/E/M400-630 | 295 | 1 | NR | 290 | 1 | NR | 1.724% | OFFICIAL | 2DN16G22F39961M100 | 30 | 2DN | ENERGY | 16G | MCCB / DISTR. BOARD | 22F | MCCB / SWITCH DISC. | 1 | 4 | NR | 2398.56 | CCM | 0.04 | 0.04 | KG | 8034035055003 | 8034035055003 | 8034035055003 | 85389099
GWD8725 | COPRITERM BASE RIMOV 3P 1PZ MSXE/M1000 | OBUD BAZY DO WPIN3P 1PZ MSXE/M1000 | 295 | 1 | NR | 290 | 1 | NR | 1.724% | OFFICIAL | 2DN16G22F39961M100 | 30 | 2DN | ENERGY | 16G | MCCB / DISTR. BOARD | 22F | MCCB / SWITCH DISC. | 1 | 1 | NR | 3225 | CCM | 0.58 | 0.58 | KG | 8034035055379 | 8034035055379 | 8034035055379 | 85389099
GWD9151 | MSX 125 3P 20A 65kA TrMr Term.FC | MSX 125 3P 20A 65kA TrMr Term.FC | 1180 | 1 | NR | 1160 | 1 | NR | 1.724% | OFFICIAL | 2DN16G22F39160K100 | 30 | 2DN | ENERGY | 16G | MCCB / DISTR. BOARD | 22F | MCCB / SWITCH DISC. | 1 | 1 | NR | 1870 | CCM | 1.278 | 1.278 | KG | 8034035038006 | 8034035038006 | 8034035038006 | 85362010
GWD9372 | MSXE 400 3P+N 400A 36kA LSI Term.FC | MSXE 400 3P+N 400A 36kA LSI Term.FC | 4720 | 1 | NR | 4640 | 1 | NR | 1.724% | OFFICIAL | 2DN16G22F39360M100 | 30 | 2DN | ENERGY | 16G | MCCB / DISTR. BOARD | 22F | MCCB / SWITCH DISC. | 1 | 1 | NR | 10469 | CCM | 6.8 | 6.8 | KG | 8034035039768 | 8034035039768 | 8034035039768 | 85362010
GWD9382 | MSXE 630 3P+N 630A 36kA LSI Term.FC | MSXE 630 3P+N 630A 36kA LSI Term.FC | 5900 | 1 | NR | 5800 | 1 | NR | 1.724% | OFFICIAL | 2DN16G22F39360M100 | 30 | 2DN | ENERGY | 16G | MCCB / DISTR. BOARD | 22F | MCCB / SWITCH DISC. | 1 | 1 | NR | 10469 | CCM | 7 | 7 | KG | 8034035039829 | 8034035039829 | 8034035039829 | 85362010
GWD9383 | MSXE 630 4P 630A 36kA LSI Term.FC | MSXE 630 4P 630A 36kA LSI Term.FC | 7100 | 1 | NR | 6980 | 1 | NR | 1.719% | OFFICIAL | 2DN16G22F39360M100 | 30 | 2DN | ENERGY | 16G | MCCB / DISTR. BOARD | 22F | MCCB / SWITCH DISC. | 1 | 1 | NR | 30713.5 | CCM | 7.86 | 7.86 | KG | 8034035039836 | 8034035039836 | 8034035039836 | 85362010
GWD8731 | PRESA ACC BASE RIMOVIBILE MSX125-1000 | GNIAZDO ACC BAZA DO WPIN MSX125-1000 | 23.7 | 1 | NR | 23.3 | 1 | NR | 1.717% | OFFICIAL | 2DN16G22F39961M100 | 30 | 2DN | ENERGY | 16G | MCCB / DISTR. BOARD | 22F | MCCB / SWITCH DISC. | 1 | 30 | NR | 93.76 | CCM | 0.01 | 0.01 | KG | 8034035055027 | 8034035055027 | 8034035055027 | 85389099
GWD8812 | FRONT TERM COVERS FC FB 4P 1PZ MSX/M160c | POKRYWY ZAC.FRONT FC FB 4P 1PZ MSX/M160c | 41.5 | 1 | NR | 40.8 | 1 | NR | 1.716% | OFFICIAL | 2DN16G22F39961Q100 | 30 | 2DN | ENERGY | 16G | MCCB / DISTR. BOARD | 22F | MCCB / SWITCH DISC. | 1 | 12 | NR | 799.52 | CCM | 0.06 | 0.06 | KG | 8034035045707 | 8034035045707 | 8034035045707 | 85389099
GWD8815 | REAR TERM COVERS RC 3P 1PZ MSX/M160c | POKRYWY ZAC.TYLN. FC FB 3P 1PZ MSX/M160c | 41.5 | 1 | NR | 40.8 | 1 | NR | 1.716% | OFFICIAL | 2DN16G22F39961Q100 | 30 | 2DN | ENERGY | 16G | MCCB / DISTR. BOARD | 22F | MCCB / SWITCH DISC. | 1 | 30 | NR | 93.76 | CCM | 0.02 | 0.02 | KG | 8034035045738 | 8034035045738 | 8034035045738 | 85389099
GWD8819 | EXT FR TERM COVERS FB 3P 1PZ MSX/M250c | POKR.ZAC.FR.PRZED.FC FB 3P 1PZ MSX/M250c | 41.5 | 1 | NR | 40.8 | 1 | NR | 1.716% | OFFICIAL | 2DN16G22F39961Q100 | 30 | 2DN | ENERGY | 16G | MCCB / DISTR. BOARD | 22F | MCCB / SWITCH DISC. | 1 | 12 | NR | 799.52 | CCM | 0.06 | 0.06 | KG | 8034035045776 | 8034035045776 | 8034035045776 | 85389099
GWD8823 | REAR TERM COVERS RC 3P 1PZ MSX/M250c | POKRYWY ZAC.TYLNYCH RC 3P 1PZ MSX/M250c | 41.5 | 1 | NR | 40.8 | 1 | NR | 1.716% | OFFICIAL | 2DN16G22F39961Q100 | 30 | 2DN | ENERGY | 16G | MCCB / DISTR. BOARD | 22F | MCCB / SWITCH DISC. | 1 | 16 | NR | 175.799 | CCM | 0.02 | 0.02 | KG | 8034035045813 | 8034035045813 | 8034035045813 | 85389099
GWD8830 | REAR TERM COVERS RC 4P 1PZ MSX/D125 | POKRYWY ZAC.TYLNYCH RC 4P 1PZ MSX/D125 | 41.5 | 1 | NR | 40.8 | 1 | NR | 1.716% | OFFICIAL | 2DN16G22F39961Q100 | 30 | 2DN | ENERGY | 16G | MCCB / DISTR. BOARD | 22F | MCCB / SWITCH DISC. | 1 | 12 | NR | 234.399 | CCM | 0.02 | 0.02 | KG | 8034035045882 | 8034035045882 | 8034035045882 | 85389099
GWD8831 | FR TERM COVERS FC FB 3P 1PZ MSX/D160-250 | POKRYWY ZAC.FR.FC FB 3P 1PZ MSX/D160-250 | 41.5 | 1 | NR | 40.8 | 1 | NR | 1.716% | OFFICIAL | 2DN16G22F39961Q100 | 30 | 2DN | ENERGY | 16G | MCCB / DISTR. BOARD | 22F | MCCB / SWITCH DISC. | 1 | 16 | NR | 599.64 | CCM | 0.06 | 0.06 | KG | 8034035045899 | 8034035045899 | 8034035045899 | 85389099
GWD8835 | REAR TERM COV RC 3P 1PZ MSX/D/E160-250 | POKRYWY ZAC.TYL.RC 3P 1PZ MSX/D/E160-250 | 41.5 | 1 | NR | 40.8 | 1 | NR | 1.716% | OFFICIAL | 2DN16G22F39961Q100 | 30 | 2DN | ENERGY | 16G | MCCB / DISTR. BOARD | 22F | MCCB / SWITCH DISC. | 1 | 12 | NR | 234.399 | CCM | 0.02 | 0.02 | KG | 8034035045912 | 8034035045912 | 8034035045912 | 85389099
GWD8700 | KIT FIXED TO PLUG-IN 4P MSXE/M630 | ZESTAW MOCOW. DO WPINAN.4P MSXE/M630 | 949 | 1 | NR | 933 | 1 | NR | 1.715% | OFFICIAL | 2DN16G22F39961M100 | 30 | 2DN | ENERGY | 16G | MCCB / DISTR. BOARD | 22F | MCCB / SWITCH DISC. | 1 | 1 | NR | 2688 | CCM | 1.69 | 1.69 | KG | 8034035045240 | 8034035045240 | 8034035045240 | 85389099
GW98281 | UNDER VOLT.REL.MTS 800-1600 24V AC | ZŁ.MIN.NAP.MTS 800-1600 24V AC | 356 | 1 | NR | 350 | 1 | NR | 1.714% | OFFICIAL | 2DN16G22F38828C100 | 40 | 2DN | ENERGY | 16G | MCCB / DISTR. BOARD | 22F | MCCB / SWITCH DISC. | 1 | 4 | NR | 1249.5 | CCM | 310 | 279 | G | 0 | 0 | 0 | 0
GW98285 | UNDER VOLT.REL.MTS 800-1600 220-250V AC | ZŁ.MIN.NAP.MTS 800-1600 220-250V AC | 356 | 1 | NR | 350 | 1 | NR | 1.714% | OFFICIAL | 2DN16G22F38828C100 | 40 | 2DN | ENERGY | 16G | MCCB / DISTR. BOARD | 22F | MCCB / SWITCH DISC. | 1 | 2 | NR | 2499 | CCM | 280 | 252 | G | 0 | 0 | 0 | 0
GW98286 | UNDER VOLT.REL.MTS 800-1600 380-440V AC | ZŁ.MIN.NAP.MTS 800-1600 380-440V AC | 356 | 1 | NR | 350 | 1 | NR | 1.714% | OFFICIAL | 2DN16G22F38828C100 | 40 | 2DN | ENERGY | 16G | MCCB / DISTR. BOARD | 22F | MCCB / SWITCH DISC. | 1 | 2 | NR | 2116.125 | CCM | 302 | 271.8 | G | 0 | 0 | 0 | 0
GWD8665 | WIRE INTERLOCK MSXE/M1000 | BLOKADA PRZEWODÓW MSXE/M1000 | 1780 | 1 | NR | 1750 | 1 | NR | 1.714% | OFFICIAL | 2DN16G22F39961I100 | 30 | 2DN | ENERGY | 16G | MCCB / DISTR. BOARD | 22F | MCCB / SWITCH DISC. | 1 | 12 | NR | 1485 | CCM | 0.3 | 0.3 | KG | 8034035045004 | 8034035045004 | 8034035045004 | 85389099
GWD8784 | REAR TERM RC 4PCS MSX/M160c (63-160A) | ZAC.TYLN. RC 4SZT MSX/M160c (63-160A) | 178 | 1 | NR | 175 | 1 | NR | 1.714% | OFFICIAL | 2DN16G22F39961O100 | 30 | 2DN | ENERGY | 16G | MCCB / DISTR. BOARD | 22F | MCCB / SWITCH DISC. | 1 | 12 | NR | 234.399 | CCM | 0.29 | 0.29 | KG | 8034035045523 | 8034035045523 | 8034035045523 | 85389099
GWD8790 | REAR TERMINAL RC 4PCS MSX/D160-250 | ZACISK TYLNY RC 4SZT MSX/D160-250 | 178 | 1 | NR | 175 | 1 | NR | 1.714% | OFFICIAL | 2DN16G22F39961O100 | 30 | 2DN | ENERGY | 16G | MCCB / DISTR. BOARD | 22F | MCCB / SWITCH DISC. | 1 | 8 | NR | 351.598 | CCM | 0.51 | 0.51 | KG | 8034035045585 | 8034035045585 | 8034035045585 | 85389099
GWD8850 | COPRITERM ANT FC FB 4P 1PZ MSXE/M1250 | POKRYWY ZAC.FRONT FC FB 4P MSXE/M1250 | 178 | 1 | NR | 175 | 1 | NR | 1.714% | OFFICIAL | 2DN16G22F39961Q100 | 30 | 2DN | ENERGY | 16G | MCCB / DISTR. BOARD | 22F | MCCB / SWITCH DISC. | 1 | 6 | NR | 4275 | CCM | 0.56 | 0.56 | KG | 8034035046063 | 8034035046063 | 8034035046063 | 85389099
GWD9157 | MSX 160 3P 160A 65kA TrMr Term.FC | MSX 160 3P 160A 65kA TrMr Term.FC | 1780 | 1 | NR | 1750 | 1 | NR | 1.714% | OFFICIAL | 2DN16G22F39160K100 | 30 | 2DN | ENERGY | 16G | MCCB / DISTR. BOARD | 22F | MCCB / SWITCH DISC. | 1 | 1 | NR | 2244 | CCM | 1.626 | 1.626 | KG | 8034035038631 | 8034035038631 | 8034035038631 | 85362010
GWD9426B | MSXE 1600 4P 1600A 50kA LSI Term.RC INT | MSXE 1600 4P 1600A 50kA LSI Term.RC INT | 17800 | 1 | NR | 17500 | 1 | NR | 1.714% | OFFICIAL | 2DN16G22F39360O100 | 30 | 2DN | ENERGY | 16G | MCCB / DISTR. BOARD | 22F | MCCB / SWITCH DISC. | 1 | 1 | NR | 89280 | CCM | 39 | 39 | KG | 8034035051685 | 8034035051685 | 8034035051685 | 85362010
GWD9046 | MSX 160C 3P 125A 25KA TRMF TERM.FW | MSX 160c 3P 125A 25kA TfMr Term.FW | 772 | 1 | NR | 759 | 1 | NR | 1.713% | OFFICIAL | 2DN16G22F38960E100 | 30 | 2DN | ENERGY | 16G | MCCB / DISTR. BOARD | 22F | MCCB / SWITCH DISC. | 1 | 1 | NR | 1386 | CCM | 0.906 | 0.906 | KG | 8034035037849 | 8034035037849 | 8034035037849 | 85362010
GWD8598 | MOTOR CONTROL MSX/E/M1000 240VAC | STEROWANIE SILNIKA MSX/E/M1000 240VAC | 3570 | 1 | NR | 3510 | 1 | NR | 1.709% | OFFICIAL | 2DN16G22F39961E100 | 30 | 2DN | ENERGY | 16G | MCCB / DISTR. BOARD | 22F | MCCB / SWITCH DISC. | 1 | 1 | NR | 10260 | CCM | 3.97 | 3.97 | KG | 8034035044632 | 8034035044632 | 8034035044632 | 85389099
GWD8599 | MOTOR CONTROL MSX/E/M1000 24-48VDC | STEROWANIE SILNIKA MSX/E/M1000 24-48VDC | 3570 | 1 | NR | 3510 | 1 | NR | 1.709% | OFFICIAL | 2DN16G22F39961E100 | 30 | 2DN | ENERGY | 16G | MCCB / DISTR. BOARD | 22F | MCCB / SWITCH DISC. | 1 | 1 | NR | 5625 | CCM | 4 | 3.97 | KG | 8034035044649 | 8034035044649 | 8034035044649 | 85389099
GWD8602 | MOTOR CONTROL MSX/E/M1250-1600 230VAC | STEROWANIE SILNIKA MSX/E/M1250-1600 230VAC | 3570 | 1 | NR | 3510 | 1 | NR | 1.709% | OFFICIAL | 2DN16G22F39961E100 | 30 | 2DN | ENERGY | 16G | MCCB / DISTR. BOARD | 22F | MCCB / SWITCH DISC. | 1 | 1 | NR | 19152 | CCM | 7.6 | 7.6 | KG | 8034035044656 | 8034035044656 | 8034035044656 | 85389099
GWD8603 | MOTOR CONTROL MSX/E/M1250-1600 24VDC | STEROWANIE SILNIKA MSX/E/M1250-1600 24VDC | 3570 | 1 | NR | 3510 | 1 | NR | 1.709% | OFFICIAL | 2DN16G22F39961E100 | 30 | 2DN | ENERGY | 16G | MCCB / DISTR. BOARD | 22F | MCCB / SWITCH DISC. | 1 | 1 | NR | 12000 | CCM | 8 | 7.6 | KG | 8034035044663 | 8034035044663 | 8034035044663 | 85389099
GWD8661 | WIRE INTERLOCK MSX/M250c | BLOKADA PRZEWODÓW MSX/M250c | 357 | 1 | NR | 351 | 1 | NR | 1.709% | OFFICIAL | 2DN16G22F39961I100 | 30 | 2DN | ENERGY | 16G | MCCB / DISTR. BOARD | 22F | MCCB / SWITCH DISC. | 1 | 8 | NR | 1199.28 | CCM | 0.29 | 0.29 | KG | 8034035044977 | 8034035044977 | 8034035044977 | 85389099
GWD8663 | WIRE INTERLOCK MSX/E160-250 | BLOKADA PRZEWODÓW MSX/E160-250 | 357 | 1 | NR | 351 | 1 | NR | 1.709% | OFFICIAL | 2DN16G22F39961I100 | 30 | 2DN | ENERGY | 16G | MCCB / DISTR. BOARD | 22F | MCCB / SWITCH DISC. | 1 | 1 | NR | 900 | CCM | 0.12 | 0.12 | KG | 8034035044991 | 8034035044991 | 8034035044991 | 85389099
GWD8681 | PLUG-IN BASE 3P MSX125 | PODSTAWA WPINANA 3P MSX125 | 357 | 1 | NR | 351 | 1 | NR | 1.709% | OFFICIAL | 2DN16G22F39961M100 | 30 | 2DN | ENERGY | 16G | MCCB / DISTR. BOARD | 22F | MCCB / SWITCH DISC. | 1 | 1 | NR | 2184 | CCM | 0.71 | 0.71 | KG | 8034035045073 | 8034035045073 | 8034035045073 | 85389099
GWD9261 | MSXD 125 3P 20A 36kA TrMf Term.FC | MSXD 125 3P 20A 36kA TrMf Term.FC | 2380 | 1 | NR | 2340 | 1 | NR | 1.709% | OFFICIAL | 2DN16G22F39560U100 | 30 | 2DN | ENERGY | 16G | MCCB / DISTR. BOARD | 22F | MCCB / SWITCH DISC. | 1 | 1 | NR | 1870 | CCM | 1.346 | 1.346 | KG | 8034035038228 | 8034035038228 | 8034035038228 | 85362010
GWD9262 | MSXD 125 3P 32A 36kA TrMf Term.FC | MSXD 125 3P 32A 36kA TrMf Term.FC | 2380 | 1 | NR | 2340 | 1 | NR | 1.709% | OFFICIAL | 2DN16G22F39560U100 | 30 | 2DN | ENERGY | 16G | MCCB / DISTR. BOARD | 22F | MCCB / SWITCH DISC. | 1 | 1 | NR | 1870 | CCM | 1.346 | 1.346 | KG | 8034035038235 | 8034035038235 | 8034035038235 | 85362010
GWD9263 | MSXD 125 3P 50A 36kA TrMf Term.FC | MSXD 125 3P 50A 36kA TrMf Term.FC | 2380 | 1 | NR | 2340 | 1 | NR | 1.709% | OFFICIAL | 2DN16G22F39560U100 | 30 | 2DN | ENERGY | 16G | MCCB / DISTR. BOARD | 22F | MCCB / SWITCH DISC. | 1 | 1 | NR | 1870 | CCM | 1.346 | 1.346 | KG | 8034035038242 | 8034035038242 | 8034035038242 | 85362010
GWD9264 | MSXD 125 3P 63A 36kA TrMf Term.FC | MSXD 125 3P 63A 36kA TrMf Term.FC | 2380 | 1 | NR | 2340 | 1 | NR | 1.709% | OFFICIAL | 2DN16G22F39560U100 | 30 | 2DN | ENERGY | 16G | MCCB / DISTR. BOARD | 22F | MCCB / SWITCH DISC. | 1 | 1 | NR | 1870 | CCM | 1.346 | 1.346 | KG | 8034035038259 | 8034035038259 | 8034035038259 | 85362010
GWD9446 | MSXM 400 4P 400A Term.FC | MSXM 400 4P 400A Term.FC | 3570 | 1 | NR | 3510 | 1 | NR | 1.709% | OFFICIAL | 2DN16G22F39760W100 | 30 | 2DN | ENERGY | 16G | MCCB / DISTR. BOARD | 22F | MCCB / SWITCH DISC. | 1 | 1 | NR | 12673 | CCM | 6.27 | 6.27 | KG | 8034035039881 | 8034035039881 | 8034035039881 | 85362010
GWD9449 | MSXM 1000 3P 800A Term.FC | MSXM 1000 3P 800A Term.FC | 4760 | 1 | NR | 4680 | 1 | NR | 1.709% | OFFICIAL | 2DN16G22F39760W100 | 30 | 2DN | ENERGY | 16G | MCCB / DISTR. BOARD | 22F | MCCB / SWITCH DISC. | 1 | 1 | NR | 32860 | CCM | 9 | 9 | KG | 8034035040047 | 8034035040047 | 8034035040047 | 85362010
GW98514 | AUXILIARY CONTACT MSS 160 | STYK DODATKOWY MSS 160 | 53.6 | 1 | NR | 52.7 | 1 | NR | 1.708% | OFFICIAL | 2DN16G22F43761X100 | 30 | 2DN | ENERGY | 16G | MCCB / DISTR. BOARD | 22F | MCCB / SWITCH DISC. | 1 | 25 | NR | 172.04 | CCM | 26.64 | 23.976 | G | 8011564211698 | 8011564211698 | 8011564211698 | 85389099
GWD9278 | MSXD 250 3P+N 250A 36kA TrMf Term.FC | MSXD 250 3P+N 250A 36kA TrMf Term.FC | 4170 | 1 | NR | 4100 | 1 | NR | 1.707% | OFFICIAL | 2DN16G22F39560U100 | 30 | 2DN | ENERGY | 16G | MCCB / DISTR. BOARD | 22F | MCCB / SWITCH DISC. | 1 | 1 | NR | 2805 | CCM | 2.33 | 2.33 | KG | 8034035039621 | 8034035039621 | 8034035039621 | 85362010
GWD9365 | MSX 400 3P 400A 50kA TrMr Term.FC | MSX 400 3P 400A 50kA TrMr Term.FC | 4170 | 1 | NR | 4100 | 1 | NR | 1.707% | OFFICIAL | 2DN16G22F39160I100 | 30 | 2DN | ENERGY | 16G | MCCB / DISTR. BOARD | 22F | MCCB / SWITCH DISC. | 1 | 1 | NR | 10469 | CCM | 5.46 | 5.46 | KG | 8034035039669 | 8034035039669 | 8034035039669 | 85362010
GWD8617 | MANOVRA ROT DIR IP3X MSXE/M1250-1600 | POKRĘTŁO BEZP. IP3X MSXE/M1250-1600 | 477 | 1 | NR | 469 | 1 | NR | 1.706% | OFFICIAL | 2DN16G22F39961G100 | 30 | 2DN | ENERGY | 16G | MCCB / DISTR. BOARD | 22F | MCCB / SWITCH DISC. | 1 | 1 | NR | 13248 | CCM | 1.83 | 1.83 | KG | 8034035055454 | 8034035055454 | 8034035055454 | 85389099
GWD9441 | MSXM 160c 3P 160A Term.FC | MSXM 160c 3P 160A Term.FC | 477 | 1 | NR | 469 | 1 | NR | 1.706% | OFFICIAL | 2DN16G22F39760W100 | 30 | 2DN | ENERGY | 16G | MCCB / DISTR. BOARD | 22F | MCCB / SWITCH DISC. | 1 | 1 | NR | 1336.5 | CCM | 0.736 | 0.736 | KG | 8034035037931 | 8034035037931 | 8034035037931 | 85362010
GWD9024 | MSX 160C 3P 80A 16KA TRMF TERM.FC | MSX 160c 3P 80A 16kA TfMr Term.FC | 358 | 1 | NR | 352 | 1 | NR | 1.705% | OFFICIAL | 2DN16G22F38960C100 | 30 | 2DN | ENERGY | 16G | MCCB / DISTR. BOARD | 22F | MCCB / SWITCH DISC. | 1 | 1 | NR | 1386 | CCM | 0.894 | 0.894 | KG | 8034035037757 | 8034035037757 | 8034035037757 | 85362010
GWD9025 | MSX 160C 3P 100A 16KA TRMF TERM.FC | MSX 160c 3P 100A 16kA TfMr Term.FC | 358 | 1 | NR | 352 | 1 | NR | 1.705% | OFFICIAL | 2DN16G22F38960C100 | 30 | 2DN | ENERGY | 16G | MCCB / DISTR. BOARD | 22F | MCCB / SWITCH DISC. | 1 | 1 | NR | 1386 | CCM | 0.894 | 0.894 | KG | 8034035037764 | 8034035037764 | 8034035037764 | 85362010
GW97730 | SWITCH DISCONNECTOR MSS 250 4P 250A | ROZŁĄCZNIK IZOLACYJNY MSS 250 4P 250A | 478 | 1 | NR | 470 | 1 | NR | 1.702% | OFFICIAL | 2DN16G22F43761U100 | 30 | 2DN | ENERGY | 16G | MCCB / DISTR. BOARD | 22F | MCCB / SWITCH DISC. | 1 | 1 | NR | 4427.5 | CCM | 2.224 | 2.002 | KG | 8011564211506 | 8011564211506 | 8011564211506 | 85365080
GWD8312 | LOW PH.DIV.SCREEN 6PZ MTX/E160/C-250 4P | NISKA PRZEKŁADKA 6PZ MTX/E160/C-250 4P | 53.8 | 1 | NR | 52.9 | 1 | NR | 1.701% | OFFICIAL | 2DN16G22F38829E100 | 40 | 2DN | ENERGY | 16G | MCCB / DISTR. BOARD | 22F | MCCB / SWITCH DISC. | 1 | 1 | NR | 1617.13 | CCM | 145 | 130.5 | G | 0 | 0 | 0 | 0
GWD9358 | MSXE 250 4P 250A 65kA LSI Term.FC | MSXE 250 4P 250A 65kA LSI Term.FC | 5380 | 1 | NR | 5290 | 1 | NR | 1.701% | OFFICIAL | 2DN16G22F39360Q100 | 30 | 2DN | ENERGY | 16G | MCCB / DISTR. BOARD | 22F | MCCB / SWITCH DISC. | 1 | 1 | NR | 2805 | CCM | 2.956 | 2.956 | KG | 8034035039591 | 8034035039591 | 8034035039591 | 85362010
GWD9356 | MSXE 160 4P 125A 65kA LSI Term.FC | MSXE 160 4P 125A 65kA LSI Term.FC | 3590 | 1 | NR | 3530 | 1 | NR | 1.7% | OFFICIAL | 2DN16G22F39360Q100 | 30 | 2DN | ENERGY | 16G | MCCB / DISTR. BOARD | 22F | MCCB / SWITCH DISC. | 1 | 1 | NR | 2805 | CCM | 2.956 | 2.956 | KG | 8034035039577 | 8034035039577 | 8034035039577 | 85362010
GWD8304 | LOW TERMINAL COVER 2PZ MTX/E320 4P | NISKA POKRYWA LISTEW 2PZ MTX/E320 4P | 95.8 | 1 | NR | 94.2 | 1 | NR | 1.699% | OFFICIAL | 2DN16G22F38829E100 | 40 | 2DN | ENERGY | 16G | MCCB / DISTR. BOARD | 22F | MCCB / SWITCH DISC. | 1 | 1 | NR | 1617.13 | CCM | 170 | 153 | G | 0 | 0 | 0 | 0
GWD9381 | MSXE 630 3P 630A 36kA LSI Term.FC | MSXE 630 3P 630A 36kA LSI Term.FC | 4790 | 1 | NR | 4710 | 1 | NR | 1.699% | OFFICIAL | 2DN16G22F39360M100 | 30 | 2DN | ENERGY | 16G | MCCB / DISTR. BOARD | 22F | MCCB / SWITCH DISC. | 1 | 1 | NR | 10469 | CCM | 5.89 | 5.89 | KG | 8034035039690 | 8034035039690 | 8034035039690 | 85362010
GWD9006 | MSX 160C 3P 125A 16KA TRMF TERM.FW | MSX 160c 3P 125A 16kA TfMr Term.FW | 659 | 1 | NR | 648 | 1 | NR | 1.698% | OFFICIAL | 2DN16G22F38960C100 | 30 | 2DN | ENERGY | 16G | MCCB / DISTR. BOARD | 22F | MCCB / SWITCH DISC. | 1 | 1 | NR | 1386 | CCM | 0.956 | 0.956 | KG | 8034035037702 | 8034035037702 | 8034035037702 | 85362010
GW98260 | TRIP.RELEASE MTS-E 800-1600 24V AC/DC | ZŁ.STR.KOR.MTS-E 800-1600 24V AC/DC | 300 | 1 | NR | 295 | 1 | NR | 1.695% | OFFICIAL | 2DN16G22F38828C100 | 40 | 2DN | ENERGY | 16G | MCCB / DISTR. BOARD | 22F | MCCB / SWITCH DISC. | 1 | 4 | NR | 1249.5 | CCM | 259 | 233.1 | G | 0 | 0 | 0 | 0
GW98264 | TRIP.RELEASE MTS-E 800-1600 240VAC250VDC | ZŁ.STR.KOR.MTS-E 800-1600 240VAC250VDC | 300 | 1 | NR | 295 | 1 | NR | 1.695% | OFFICIAL | 2DN16G22F38828C100 | 40 | 2DN | ENERGY | 16G | MCCB / DISTR. BOARD | 22F | MCCB / SWITCH DISC. | 1 | 4 | NR | 1249.5 | CCM | 292 | 262.8 | G | 0 | 0 | 0 | 0
GW98265 | TRIP.RELEASE MTS-E 800-1600 380-400V AC | ZŁ.STR.KOR.MTS-E 800-1600 380-400V AC | 300 | 1 | NR | 295 | 1 | NR | 1.695% | OFFICIAL | 2DN16G22F38828C100 | 40 | 2DN | ENERGY | 16G | MCCB / DISTR. BOARD | 22F | MCCB / SWITCH DISC. | 1 | 4 | NR | 1249.5 | CCM | 0.283 | 0.255 | KG | 0 | 0 | 0 | 0
GWD8285 | HIGH TERMINAL COVER 2PZ MTX/E630 4P | WYSOKA POKRYWA LISTEW 2PZ MTX/E630 4P | 120 | 1 | NR | 118 | 1 | NR | 1.695% | OFFICIAL | 2DN16G22F38829E100 | 40 | 2DN | ENERGY | 16G | MCCB / DISTR. BOARD | 22F | MCCB / SWITCH DISC. | 1 | 1 | NR | 5500.95 | CCM | 690 | 621 | G | 0 | 0 | 0 | 0
GWD8882 | MOSTRINA COM.MOT.MSX/D/E/M/C 125-160-250 | PASEK STEROWANIE SILNIKA MSX/D/E/M125-250 | 240 | 1 | NR | 236 | 1 | NR | 1.695% | OFFICIAL | 2DN16G22F39961Q100 | 30 | 2DN | ENERGY | 16G | MCCB / DISTR. BOARD | 22F | MCCB / SWITCH DISC. | 1 | 1 | NR | 147 | CCM | 0.05 | 0.05 | KG | 8034035055089 | 8034035055089 | 8034035055089 | 85389099
GWD9148 | MSX 250 3P+N 250A 36kA TrMr Term.FC | MSX 250 3P+N 250A 36kA TrMr Term.FC | 1800 | 1 | NR | 1770 | 1 | NR | 1.695% | OFFICIAL | 2DN16G22F39160G100 | 30 | 2DN | ENERGY | 16G | MCCB / DISTR. BOARD | 22F | MCCB / SWITCH DISC. | 1 | 1 | NR | 2805 | CCM | 2.124 | 2.124 | KG | 8034035039355 | 8034035039355 | 8034035039355 | 85362010
GWD9452 | MSXM 1000 4P 1000A TERM.FB | MSXM 1000 4P 1000A TERM.FB | 7220 | 1 | NR | 7100 | 1 | NR | 1.69% | OFFICIAL | 2DN16G22F39760W100 | 30 | 2DN | ENERGY | 16G | MCCB / DISTR. BOARD | 22F | MCCB / SWITCH DISC. | 1 | 1 | NR | 32860 | CCM | 17 | 17 | KG | 8034035040078 | 8034035040078 | 8034035040078 | 85362010
GWD8125 | UNDER V REL MTX/E320-1000 240VAC-250VDC | WYZW.PODNAP.MTX/E320-1000 240VAC-250VDC | 301 | 1 | NR | 296 | 1 | NR | 1.689% | OFFICIAL | 2DN16G22F38828C100 | 40 | 2DN | ENERGY | 16G | MCCB / DISTR. BOARD | 22F | MCCB / SWITCH DISC. | 1 | 1 | NR | 1617.13 | CCM | 205 | 184.5 | G | 0 | 0 | 0 | 0
GWD8625 | MANOVRA ROT RINVIATA IP5X MSX/M160c | POKRĘTŁO PRZEDŁUŻONE IP5X MSX/M160c | 301 | 1 | NR | 296 | 1 | NR | 1.689% | OFFICIAL | 2DN16G22F39961G100 | 30 | 2DN | ENERGY | 16G | MCCB / DISTR. BOARD | 22F | MCCB / SWITCH DISC. | 1 | 1 | NR | 12560.625 | CCM | 0.6 | 0.6 | KG | 8034035044748 | 8034035044748 | 8034035044748 | 85389099
GWD8688 | PLUG-IN BASE 4P MSXE/M1000 (800A) | PODSTAWA WPINANA 4P MSXE/M1000 (800A) | 3010 | 1 | NR | 2960 | 1 | NR | 1.689% | OFFICIAL | 2DN16G22F39961M100 | 30 | 2DN | ENERGY | 16G | MCCB / DISTR. BOARD | 22F | MCCB / SWITCH DISC. | 1 | 1 | NR | 38532 | CCM | 8.4 | 8.4 | KG | 8034035045141 | 8034035045141 | 8034035045141 | 85389099
GWD9248 | MSXD 250 3P 250A 25kA TrMf Term.FC | MSXD 250 3P 250A 25kA TrMf Term.FC | 3010 | 1 | NR | 2960 | 1 | NR | 1.689% | OFFICIAL | 2DN16G22F39560S100 | 30 | 2DN | ENERGY | 16G | MCCB / DISTR. BOARD | 22F | MCCB / SWITCH DISC. | 1 | 1 | NR | 2376 | CCM | 1.806 | 1.806 | KG | 8034035038792 | 8034035038792 | 8034035038792 | 85362010
GWD8352 | TERMINAL FC CuAl 4PZ 1X185MM2 MTX/E320 | PRZYŁ.FR.PRZE.CuAl 4PZ 1X185MM2 MTX/E320 | 84.3 | 1 | NR | 82.9 | 1 | NR | 1.689% | OFFICIAL | 2DN16G22F38829C100 | 40 | 2DN | ENERGY | 16G | MCCB / DISTR. BOARD | 22F | MCCB / SWITCH DISC. | 1 | 1 | NR | 2583.525 | CCM | 210 | 189 | G | 0 | 0 | 0 | 0
GWD9376 | MSXE 400 3P+N 400A 50kA LSI Term.FC | MSXE 400 3P+N 400A 50kA LSI Term.FC | 5420 | 1 | NR | 5330 | 1 | NR | 1.689% | OFFICIAL | 2DN16G22F39360O100 | 30 | 2DN | ENERGY | 16G | MCCB / DISTR. BOARD | 22F | MCCB / SWITCH DISC. | 1 | 1 | NR | 10469 | CCM | 6.8 | 6.8 | KG | 8034035039799 | 8034035039799 | 8034035039799 | 85362010
GWD8701 | KIT FIX. TO PLUG-IN 3P MSXE/M1000 (800A) | ZEST.MOC. DO WPIN.3P MSXE/M1000 (800A) | 844 | 1 | NR | 830 | 1 | NR | 1.687% | OFFICIAL | 2DN16G22F39961M100 | 30 | 2DN | ENERGY | 16G | MCCB / DISTR. BOARD | 22F | MCCB / SWITCH DISC. | 1 | 1 | NR | 2816 | CCM | 1.84 | 1.84 | KG | 8034035045257 | 8034035045257 | 8034035045257 | 85389099
GWD9362 | MSX 400 3P+N 400A 36kA TrMr Term.FC | MSX 400 3P+N 400A 36kA TrMr Term.FC | 4220 | 1 | NR | 4150 | 1 | NR | 1.687% | OFFICIAL | 2DN16G22F39160G100 | 30 | 2DN | ENERGY | 16G | MCCB / DISTR. BOARD | 22F | MCCB / SWITCH DISC. | 1 | 1 | NR | 10469 | CCM | 6.2 | 6.2 | KG | 8034035039737 | 8034035039737 | 8034035039737 | 85362010
GWD9406 | MSXE 1000 3P 1000A 50KA LSI TERM.FB | MSXE 1000 3P 1000A 50KA LSI TERM.FB | 8440 | 1 | NR | 8300 | 1 | NR | 1.687% | OFFICIAL | 2DN16G22F39360O100 | 30 | 2DN | ENERGY | 16G | MCCB / DISTR. BOARD | 22F | MCCB / SWITCH DISC. | 1 | 1 | NR | 32860 | CCM | 13.8 | 13.8 | KG | 8034035040009 | 8034035040009 | 8034035040009 | 85362010
GWD9447 | MSXM 630 3P 630A Term.FC | MSXM 630 3P 630A Term.FC | 4220 | 1 | NR | 4150 | 1 | NR | 1.687% | OFFICIAL | 2DN16G22F39760W100 | 30 | 2DN | ENERGY | 16G | MCCB / DISTR. BOARD | 22F | MCCB / SWITCH DISC. | 1 | 1 | NR | 10469 | CCM | 5.14 | 5.14 | KG | 8034035039720 | 8034035039720 | 8034035039720 | 85362010
GWD8690 | BASE INT RIMOVIBILE 4P MSXE/M1250 | PODSTAWA WPINANA 4P MSXE/M1250 | 3620 | 1 | NR | 3560 | 1 | NR | 1.685% | OFFICIAL | 2DN16G22F39961M100 | 30 | 2DN | ENERGY | 16G | MCCB / DISTR. BOARD | 22F | MCCB / SWITCH DISC. | 1 | 1 | NR | 29484 | CCM | 13.5 | 13.5 | KG | 8034035055324 | 8034035055324 | 8034035055324 | 85389099
GWD9417B | MSXE 1250 4P 1250A 50kA LSIG TERM.FB INT | MSXE 1250 4P 1250A 50kA LSIG TERM.FB INT | 18100 | 1 | NR | 17800 | 1 | NR | 1.685% | OFFICIAL | 2DN16G22F39360O100 | 30 | 2DN | ENERGY | 16G | MCCB / DISTR. BOARD | 22F | MCCB / SWITCH DISC. | 1 | 1 | NR | 71920 | CCM | 26 | 25 | KG | 8034035051616 | 8034035051616 | 8034035051616 | 85362010
GWD9427 | MSXE 1600 4P 1600A 50KA LSIG TERM.FB | MSXE 1600 4P 1600A 50KA LSIG TERM.FB | 18100 | 1 | NR | 17800 | 1 | NR | 1.685% | OFFICIAL | 2DN16G22F39360O100 | 30 | 2DN | ENERGY | 16G | MCCB / DISTR. BOARD | 22F | MCCB / SWITCH DISC. | 1 | 1 | NR | 71920 | CCM | 38.8 | 37.8 | KG | 8034035040207 | 8034035040207 | 8034035040207 | 85362010
GWD9087 | MSX 250c 3P 160A 16kA TrMr Term.FC | MSX 250c 3P 160A 16kA TrMr Term.FC | 966 | 1 | NR | 950 | 1 | NR | 1.684% | OFFICIAL | 2DN16G22F38960C100 | 30 | 2DN | ENERGY | 16G | MCCB / DISTR. BOARD | 22F | MCCB / SWITCH DISC. | 1 | 1 | NR | 2150.5 | CCM | 1.546 | 1.546 | KG | 8034035038570 | 8034035038570 | 8034035038570 | 85362010
GWD9141 | MSX 125 4P 20A 36kA TrMr Term.FC | MSX 125 4P 20A 36kA TrMr Term.FC | 966 | 1 | NR | 950 | 1 | NR | 1.684% | OFFICIAL | 2DN16G22F39160G100 | 30 | 2DN | ENERGY | 16G | MCCB / DISTR. BOARD | 22F | MCCB / SWITCH DISC. | 1 | 1 | NR | 2618 | CCM | 1.664 | 1.664 | KG | 8034035038884 | 8034035038884 | 8034035038884 | 85362010
GW97760 | THREE-WAY-SWITCH I O II 4P 100A MSS 125 | ŁĄCZNIK PODWÓJNY I O II 4P 100A MSS 125 | 544 | 1 | NR | 535 | 1 | NR | 1.682% | OFFICIAL | 2DN16G22F43761W100 | 30 | 2DN | ENERGY | 16G | MCCB / DISTR. BOARD | 22F | MCCB / SWITCH DISC. | 1 | 1 | NR | 3987.5 | CCM | 1.231 | 1.231 | KG | 8034035024757 | 8034035024757 | 8034035024757 | 85365080
GWD8553 | UNDER V REL DEL MSX/E/M125-630 240VAC | WYZW.PODNAPIĘC. MSX/E/M125-630 240VAC | 544 | 1 | NR | 535 | 1 | NR | 1.682% | OFFICIAL | 2DN16G22F39961C100 | 30 | 2DN | ENERGY | 16G | MCCB / DISTR. BOARD | 22F | MCCB / SWITCH DISC. | 1 | 20 | NR | 140.639 | CCM | 0.04 | 0.04 | KG | 8034035044410 | 8034035044410 | 8034035044410 | 85389099
GWD8555 | UNDER V REL DEL MSX/E/M125-630 400VAC | WYZW.PODNAPIĘC.MSX/E/M125-630 400VAC | 544 | 1 | NR | 535 | 1 | NR | 1.682% | OFFICIAL | 2DN16G22F39961C100 | 30 | 2DN | ENERGY | 16G | MCCB / DISTR. BOARD | 22F | MCCB / SWITCH DISC. | 1 | 20 | NR | 140.639 | CCM | 0.04 | 0.04 | KG | 8034035044434 | 8034035044434 | 8034035044434 | 85389099
GWD8634 | MANOVRA ROT RINV IP5X MSXE/M1000 | POKRĘTŁO PRZEDŁUŻONE IP5X MSXE/M1000 | 544 | 1 | NR | 535 | 1 | NR | 1.682% | OFFICIAL | 2DN16G22F39961G100 | 30 | 2DN | ENERGY | 16G | MCCB / DISTR. BOARD | 22F | MCCB / SWITCH DISC. | 1 | 1 | NR | 8580 | CCM | 2 | 2 | KG | 8034035044830 | 8034035044830 | 8034035044830 | 85389099
GWD9014 | MSX 160c 3P+N 80A 16kA TrMf Term.FW | MSX 160c 3P+N 80A 16kA TrMf Term.FW | 544 | 1 | NR | 535 | 1 | NR | 1.682% | OFFICIAL | 2DN16G22F38960C100 | 30 | 2DN | ENERGY | 16G | MCCB / DISTR. BOARD | 22F | MCCB / SWITCH DISC. | 1 | 1 | NR | 1644.5 | CCM | 1.2 | 1.2 | KG | 8034035038310 | 8034035038310 | 8034035038310 | 85362010
GWD9015 | MSX 160c 3P+N 100A 16kA TrMf Term.FW | MSX 160c 3P+N 100A 16kA TrMf Term.FW | 544 | 1 | NR | 535 | 1 | NR | 1.682% | OFFICIAL | 2DN16G22F38960C100 | 30 | 2DN | ENERGY | 16G | MCCB / DISTR. BOARD | 22F | MCCB / SWITCH DISC. | 1 | 1 | NR | 1644.5 | CCM | 1.2 | 1.2 | KG | 8034035038327 | 8034035038327 | 8034035038327 | 85362010
GWD8845 | COPRITERM ANT FC FB 3P 1PZ MSXE/M1000 | POKRYWY ZAC.FRONT FC FB 3P MSXE/M1000 | 90.7 | 1 | NR | 89.2 | 1 | NR | 1.682% | OFFICIAL | 2DN16G22F39961Q100 | 30 | 2DN | ENERGY | 16G | MCCB / DISTR. BOARD | 22F | MCCB / SWITCH DISC. | 1 | 1 | NR | 3300 | CCM | 0.45 | 0.45 | KG | 8034035046018 | 8034035046018 | 8034035046018 | 85389099
GWD8814 | DIV FR TERM COVERS FB 4P 1PZ MSX/M160c | POKR.ZAC.FR.DZIEL.FC FB 4P 1PZ MSX/M160c | 84.7 | 1 | NR | 83.3 | 1 | NR | 1.681% | OFFICIAL | 2DN16G22F39961Q100 | 30 | 2DN | ENERGY | 16G | MCCB / DISTR. BOARD | 22F | MCCB / SWITCH DISC. | 1 | 10 | NR | 959.424 | CCM | 0.08 | 0.08 | KG | 8034035045721 | 8034035045721 | 8034035045721 | 85389099
GWD8822 | DIV FRONT TERM COV FB 4P 1PZ MSX/M250c | POKR.ZAC.FR.DZIEL.FC FB 4P 1PZ MSX/M250c | 84.7 | 1 | NR | 83.3 | 1 | NR | 1.681% | OFFICIAL | 2DN16G22F39961Q100 | 30 | 2DN | ENERGY | 16G | MCCB / DISTR. BOARD | 22F | MCCB / SWITCH DISC. | 1 | 6 | NR | 1599.04 | CCM | 0.1 | 0.1 | KG | 8034035045806 | 8034035045806 | 8034035045806 | 85389099
GWD8787 | REAR TERMINAL RC 3PCS MSX/D125 | ZACISK TYLNY RC 3SZT MSX/D125 | 121 | 1 | NR | 119 | 1 | NR | 1.681% | OFFICIAL | 2DN16G22F39961O100 | 30 | 2DN | ENERGY | 16G | MCCB / DISTR. BOARD | 22F | MCCB / SWITCH DISC. | 1 | 8 | NR | 351.598 | CCM | 0.19 | 0.19 | KG | 8034035045554 | 8034035045554 | 8034035045554 | 85389099
GWD8799 | REAR TERMINAL RC 3PCS MSXE/M1000 (1000A) | ZACISK TYLNY RC 3SZT MSXE/M1000 (1000A) | 1210 | 1 | NR | 1190 | 1 | NR | 1.681% | OFFICIAL | 2DN16G22F39961O100 | 30 | 2DN | ENERGY | 16G | MCCB / DISTR. BOARD | 22F | MCCB / SWITCH DISC. | 1 | 1 | NR | 807.5 | CCM | 2.13 | 2.13 | KG | 8034035045677 | 8034035045677 | 8034035045677 | 85389099
GWD9146 | MSX 125 4P 125A 36kA TrMr Term.FC | MSX 125 4P 125A 36kA TrMr Term.FC | 1210 | 1 | NR | 1190 | 1 | NR | 1.681% | OFFICIAL | 2DN16G22F39160G100 | 30 | 2DN | ENERGY | 16G | MCCB / DISTR. BOARD | 22F | MCCB / SWITCH DISC. | 1 | 1 | NR | 2805 | CCM | 1.664 | 1.664 | KG | 8034035038938 | 8034035038938 | 8034035038938 | 85362010
GWD9152 | MSX 125 3P 32A 65kA TrMr Term.FC | MSX 125 3P 32A 65kA TrMr Term.FC | 1210 | 1 | NR | 1190 | 1 | NR | 1.681% | OFFICIAL | 2DN16G22F39160K100 | 30 | 2DN | ENERGY | 16G | MCCB / DISTR. BOARD | 22F | MCCB / SWITCH DISC. | 1 | 1 | NR | 1870 | CCM | 1.278 | 1.278 | KG | 8034035038013 | 8034035038013 | 8034035038013 | 85362010
GWD9153 | MSX 125 3P 50A 65kA TrMr Term.FC | MSX 125 3P 50A 65kA TrMr Term.FC | 1210 | 1 | NR | 1190 | 1 | NR | 1.681% | OFFICIAL | 2DN16G22F39160K100 | 30 | 2DN | ENERGY | 16G | MCCB / DISTR. BOARD | 22F | MCCB / SWITCH DISC. | 1 | 1 | NR | 1870 | CCM | 1.278 | 1.278 | KG | 8034035038020 | 8034035038020 | 8034035038020 | 85362010
GWD9154 | MSX 125 3P 63A 65kA TrMr Term.FC | MSX 125 3P 63A 65kA TrMr Term.FC | 1210 | 1 | NR | 1190 | 1 | NR | 1.681% | OFFICIAL | 2DN16G22F39160K100 | 30 | 2DN | ENERGY | 16G | MCCB / DISTR. BOARD | 22F | MCCB / SWITCH DISC. | 1 | 1 | NR | 1870 | CCM | 1.278 | 1.278 | KG | 8034035038037 | 8034035038037 | 8034035038037 | 85362010
GWD9366 | MSX 400 3P+N 400A 50kA TrMr Term.FC | MSX 400 3P+N 400A 50kA TrMr Term.FC | 4840 | 1 | NR | 4760 | 1 | NR | 1.681% | OFFICIAL | 2DN16G22F39160I100 | 30 | 2DN | ENERGY | 16G | MCCB / DISTR. BOARD | 22F | MCCB / SWITCH DISC. | 1 | 1 | NR | 14880 | CCM | 6.2 | 5.2 | KG | 8034035039751 | 8034035039751 | 8034035039751 | 85362010
GWD9411 | MSXE 1250 3P 1250A 50KA LSI TERM.FB | MSXE 1250 3P 1250A 50KA LSI TERM.FB | 12100 | 1 | NR | 11900 | 1 | NR | 1.681% | OFFICIAL | 2DN16G22F39360O100 | 30 | 2DN | ENERGY | 16G | MCCB / DISTR. BOARD | 22F | MCCB / SWITCH DISC. | 1 | 1 | NR | 59334 | CCM | 20.2 | 19.2 | KG | 8034035040085 | 8034035040085 | 8034035040085 | 85362010
GWD9453B | MSXM 1250 3P 1250A TERM.FB INT | MSXM 1250 3P 1250A TERM.FB INT | 8470 | 1 | NR | 8330 | 1 | NR | 1.681% | OFFICIAL | 2DN16G22F39760W100 | 30 | 2DN | ENERGY | 16G | MCCB / DISTR. BOARD | 22F | MCCB / SWITCH DISC. | 1 | 1 | NR | 1 | CCM | 1 | 1 | G | 8034035058981 | 8034035058981 | 8034035058981 | 85362010
GWD8653 | MECH. LEVER INTERLOCK DX MSXE/M1000 | MECH. BLOKADA DŹWIGNI DX MSXE/M1000 | 787 | 1 | NR | 774 | 1 | NR | 1.68% | OFFICIAL | 2DN16G22F39961I100 | 30 | 2DN | ENERGY | 16G | MCCB / DISTR. BOARD | 22F | MCCB / SWITCH DISC. | 1 | 1 | NR | 414 | CCM | 230 | 230 | G | 8034035044953 | 8034035044953 | 8034035044953 | 85389099
GWD8655 | MECH. LEVER INTERLOCK SX 4P MSXE/M1000 | MECH. BLOKADA DŹWIGNI SX 4P MSXE/M1000 | 787 | 1 | NR | 774 | 1 | NR | 1.68% | OFFICIAL | 2DN16G22F39961I100 | 30 | 2DN | ENERGY | 16G | MCCB / DISTR. BOARD | 22F | MCCB / SWITCH DISC. | 1 | 1 | NR | 600 | CCM | 0.29 | 0.29 | KG | 8034035044960 | 8034035044960 | 8034035044960 | 85389099
GWD9027 | MSX 160c 3P 160A 16kA TrMf Term.FC | MSX 160c 3P 160A 16kA TrMf Term.FC | 787 | 1 | NR | 774 | 1 | NR | 1.68% | OFFICIAL | 2DN16G22F38960C100 | 30 | 2DN | ENERGY | 16G | MCCB / DISTR. BOARD | 22F | MCCB / SWITCH DISC. | 1 | 1 | NR | 1336.5 | CCM | 0.894 | 0.894 | KG | 8034035037788 | 8034035037788 | 8034035037788 | 85362010
GWD8689 | BASE INT RIMOVIBILE 3P MSXE/M1250 | PODSTAWA WPINANA 3P MSXE/M1250 | 3030 | 1 | NR | 2980 | 1 | NR | 1.678% | OFFICIAL | 2DN16G22F39961M100 | 30 | 2DN | ENERGY | 16G | MCCB / DISTR. BOARD | 22F | MCCB / SWITCH DISC. | 1 | 1 | NR | 29484 | CCM | 12.4 | 12.4 | KG | 8034035055317 | 8034035055317 | 8034035055317 | 85389099
GWD9557 | MSXD 160 3P+N 160A 25kA TrMf Term.FC | MSXD 160 3P+N 160A 25kA TrMf Term.FC | 3030 | 1 | NR | 2980 | 1 | NR | 1.678% | OFFICIAL | 2DN16G22F39560S100 | 30 | 2DN | ENERGY | 16G | MCCB / DISTR. BOARD | 22F | MCCB / SWITCH DISC. | 1 | 1 | NR | 2805 | CCM | 2.33 | 2.33 | KG | 8034035039638 | 8034035039638 | 8034035039638 | 85362010
GWD9016 | MSX 160C 3P+N 125A 16KA TRMF TERM.FW | MSX 160c 3P+N 125A 16kA TfMr Term.FW | 789 | 1 | NR | 776 | 1 | NR | 1.675% | OFFICIAL | 2DN16G22F38960C100 | 30 | 2DN | ENERGY | 16G | MCCB / DISTR. BOARD | 22F | MCCB / SWITCH DISC. | 1 | 1 | NR | 1848 | CCM | 1.2 | 1.2 | KG | 8034035038334 | 8034035038334 | 8034035038334 | 85362010
GWD7028 | MTX 160c B 16KA 4P 80A TM1 | MTX 160c B 16KA 4P 80A TM1 | 425 | 1 | NR | 418 | 1 | NR | 1.675% | OFFICIAL | 2DN16G22F37029J100 | 40 | 2DN | ENERGY | 16G | MCCB / DISTR. BOARD | 22F | MCCB / SWITCH DISC. | 1 | 1 | NR | 2457 | CCM | 1.28 | 1.152 | KG | 0 | 0 | 0 | 0
GWD7045 | MTX 160c C 25KA 3P 63A TM1 | MTX 160c C 25KA 3P 63A TM1 | 547 | 1 | NR | 538 | 1 | NR | 1.673% | OFFICIAL | 2DN16G22F37029J100 | 40 | 2DN | ENERGY | 16G | MCCB / DISTR. BOARD | 22F | MCCB / SWITCH DISC. | 1 | 1 | NR | 2457 | CCM | 1.075 | 0.968 | KG | 0 | 0 | 0 | 0
GWD8820 | EXT FR TERM COVERS FB 4P 1PZ MSX/M250c | POKR.ZAC.FR.PRZED.FC FB 4P 1PZ MSX/M250c | 54.7 | 1 | NR | 53.8 | 1 | NR | 1.673% | OFFICIAL | 2DN16G22F39961Q100 | 30 | 2DN | ENERGY | 16G | MCCB / DISTR. BOARD | 22F | MCCB / SWITCH DISC. | 1 | 9 | NR | 1066.027 | CCM | 0.08 | 0.08 | KG | 8034035045783 | 8034035045783 | 8034035045783 | 85389099
GWD8832 | FR TERM COVERS FC FB 4P 1PZ MSX/D160-250 | POKRYWY ZAC.FR.FC FB 4P 1PZ MSX/D160-250 | 54.7 | 1 | NR | 53.8 | 1 | NR | 1.673% | OFFICIAL | 2DN16G22F39961Q100 | 30 | 2DN | ENERGY | 16G | MCCB / DISTR. BOARD | 22F | MCCB / SWITCH DISC. | 1 | 12 | NR | 799.52 | CCM | 0.08 | 0.08 | KG | 8034035045905 | 8034035045905 | 8034035045905 | 85389099
GWD8836 | REAR TERM COV RC 4P 1PZ MSX/D/E160-250 | POKRYWY ZAC.TYL.RC 4P 1PZ MSX/D/E160-250 | 54.7 | 1 | NR | 53.8 | 1 | NR | 1.673% | OFFICIAL | 2DN16G22F39961Q100 | 30 | 2DN | ENERGY | 16G | MCCB / DISTR. BOARD | 22F | MCCB / SWITCH DISC. | 1 | 12 | NR | 234.399 | CCM | 0.03 | 0.03 | KG | 8034035045929 | 8034035045929 | 8034035045929 | 85389099
GWD8876 | FIXING BRACKET DIN MSX/D/M/c125-250 | UCHWYT MOCUJĄCY DIN MSX/D/M/c125-250 | 54.7 | 1 | NR | 53.8 | 1 | NR | 1.673% | OFFICIAL | 2DN16G22F39961Q100 | 30 | 2DN | ENERGY | 16G | MCCB / DISTR. BOARD | 22F | MCCB / SWITCH DISC. | 1 | 30 | NR | 319.808 | CCM | 0.16 | 0.16 | KG | 8034035046117 | 8034035046117 | 8034035046117 | 85389099
GWD9327 | MSXE 160 4P 160A 36kA LSI Term.FC | MSXE 160 4P 160A 36kA LSI Term.FC | 3650 | 1 | NR | 3590 | 1 | NR | 1.671% | OFFICIAL | 2DN16G22F39360M100 | 30 | 2DN | ENERGY | 16G | MCCB / DISTR. BOARD | 22F | MCCB / SWITCH DISC. | 1 | 1 | NR | 3937.5 | CCM | 3 | 3 | KG | 8034035039508 | 8034035039508 | 8034035039508 | 85362010
GWD9348 | MSXE 250 3P+N 250A 65kA LSI Term.FC | MSXE 250 3P+N 250A 65kA LSI Term.FC | 3650 | 1 | NR | 3590 | 1 | NR | 1.671% | OFFICIAL | 2DN16G22F39360Q100 | 30 | 2DN | ENERGY | 16G | MCCB / DISTR. BOARD | 22F | MCCB / SWITCH DISC. | 1 | 1 | NR | 2805 | CCM | 2.956 | 2.956 | KG | 8034035039553 | 8034035039553 | 8034035039553 | 85362010
GWD9361 | MSX 400 3P 400A 36kA TrMr Term.FC | MSX 400 3P 400A 36kA TrMr Term.FC | 3650 | 1 | NR | 3590 | 1 | NR | 1.671% | OFFICIAL | 2DN16G22F39160G100 | 30 | 2DN | ENERGY | 16G | MCCB / DISTR. BOARD | 22F | MCCB / SWITCH DISC. | 1 | 1 | NR | 10469 | CCM | 5.08 | 5.08 | KG | 8034035039652 | 8034035039652 | 8034035039652 | 85362010
GWD9576 | MSXD 125 3P+N 125A 36kA TrMf Term.FC | MSXD 125 3P+N 125A 36kA TrMf Term.FC | 3650 | 1 | NR | 3590 | 1 | NR | 1.671% | OFFICIAL | 2DN16G22F39560U100 | 30 | 2DN | ENERGY | 16G | MCCB / DISTR. BOARD | 22F | MCCB / SWITCH DISC. | 1 | 1 | NR | 2524.5 | CCM | 1.734 | 1.734 | KG | 8034035039270 | 8034035039270 | 8034035039270 | 85362010
GWD8651 | INTERBLOC MECC LEVA SX 3P MSX/E/M400-630 | MECH. BLOK. DŹW. SX 3P MSX/E/M400-630 | 487 | 1 | NR | 479 | 1 | NR | 1.67% | OFFICIAL | 2DN16G22F39961I100 | 30 | 2DN | ENERGY | 16G | MCCB / DISTR. BOARD | 22F | MCCB / SWITCH DISC. | 1 | 1 | NR | 600 | CCM | 0.26 | 0.26 | KG | 8034035055072 | 8034035055072 | 8034035055072 | 85389099
GWD8272 | HIGH TERMINAL COVER 2PZ MTX/E160 3P | WYSOKA POKRYWA LISTEW 2PZ MTX/E160 3P | 60.9 | 1 | NR | 59.9 | 1 | NR | 1.669% | OFFICIAL | 2DN16G22F38829E100 | 40 | 2DN | ENERGY | 16G | MCCB / DISTR. BOARD | 22F | MCCB / SWITCH DISC. | 1 | 1 | NR | 1617.13 | CCM | 0.25 | 0.15 | KG | 0 | 0 | 0 | 0
GWD8110 | SHUNT-TR REL MTX/E320-1000 240VAC-250VDC | WYZW.NAPIĘC.MTX/E320-1000 240VAC-250VDC | 244 | 1 | NR | 240 | 1 | NR | 1.667% | OFFICIAL | 2DN16G22F38828C100 | 40 | 2DN | ENERGY | 16G | MCCB / DISTR. BOARD | 22F | MCCB / SWITCH DISC. | 1 | 1 | NR | 1617.13 | CCM | 165 | 148.5 | G | 0 | 0 | 0 | 0
GWD8511 | SG LANCIO CORR MSX/M160c-250c 100-120VAC | WYZW.NAPIĘC. MSX/M160c-250c 100-120VAC | 244 | 1 | NR | 240 | 1 | NR | 1.667% | OFFICIAL | 2DN16G22F39961A100 | 30 | 2DN | ENERGY | 16G | MCCB / DISTR. BOARD | 22F | MCCB / SWITCH DISC. | 1 | 20 | NR | 140.639 | CCM | 0.05 | 0.05 | KG | 8034035054495 | 8034035054495 | 8034035054495 | 85389099
GWD8515 | SG LANCIO CORR MSX/M160c-250c 48VACDC | WYZW.NAPIĘC. MSX/M160c-250c 48VACDC | 244 | 1 | NR | 240 | 1 | NR | 1.667% | OFFICIAL | 2DN16G22F39961A100 | 30 | 2DN | ENERGY | 16G | MCCB / DISTR. BOARD | 22F | MCCB / SWITCH DISC. | 1 | 20 | NR | 140.639 | CCM | 0.05 | 0.05 | KG | 8034035054501 | 8034035054501 | 8034035054501 | 85389099
GWD8516 | SG LANCIO CORR MSX/M160c-250c 100-120VDC | WYZW.NAPIĘC. MSX/M160c-250c 100-120VDC | 244 | 1 | NR | 240 | 1 | NR | 1.667% | OFFICIAL | 2DN16G22F39961A100 | 30 | 2DN | ENERGY | 16G | MCCB / DISTR. BOARD | 22F | MCCB / SWITCH DISC. | 1 | 20 | NR | 140.639 | CCM | 0.057 | 0.057 | KG | 8034035054518 | 8034035054518 | 8034035054518 | 85389099
GWD8517 | SG LANCIO CORR MSX/M160c-250c 200-240VDC | WYZW.NAPIĘC. MSX/M160c-250c 200-240VDC | 244 | 1 | NR | 240 | 1 | NR | 1.667% | OFFICIAL | 2DN16G22F39961A100 | 30 | 2DN | ENERGY | 16G | MCCB / DISTR. BOARD | 22F | MCCB / SWITCH DISC. | 1 | 20 | NR | 140.639 | CCM | 0.05 | 0.05 | KG | 8034035054525 | 8034035054525 | 8034035054525 | 85389099
GWD8518 | SG LAN CORR MSX/E/M125-1000 100-120VAC | WYZW.NAPIĘC. MSX/E/M125-1000 100-120VAC | 244 | 1 | NR | 240 | 1 | NR | 1.667% | OFFICIAL | 2DN16G22F39961A100 | 30 | 2DN | ENERGY | 16G | MCCB / DISTR. BOARD | 22F | MCCB / SWITCH DISC. | 1 | 20 | NR | 140.639 | CCM | 0.04 | 0.04 | KG | 8034035054648 | 8034035054648 | 8034035054648 | 85389099
GWD8521 | SG LANCIO CORR MSX/E/M125-1000 12VACDC | WYZW.NAPIĘC. MSX/E/M125-1000 12VACDC | 244 | 1 | NR | 240 | 1 | NR | 1.667% | OFFICIAL | 2DN16G22F39961A100 | 30 | 2DN | ENERGY | 16G | MCCB / DISTR. BOARD | 22F | MCCB / SWITCH DISC. | 1 | 20 | NR | 140.639 | CCM | 0.04 | 0.04 | KG | 8034035054686 | 8034035054686 | 8034035054686 | 85389099
GWD8523 | SG LANCIO CORR MSX/E/M125-1000 48VACDC | WYZW.NAPIĘC. MSX/E/M125-1000 48VACDC | 244 | 1 | NR | 240 | 1 | NR | 1.667% | OFFICIAL | 2DN16G22F39961A100 | 30 | 2DN | ENERGY | 16G | MCCB / DISTR. BOARD | 22F | MCCB / SWITCH DISC. | 1 | 20 | NR | 140.639 | CCM | 0.04 | 0.04 | KG | 8034035054655 | 8034035054655 | 8034035054655 | 85389099
GWD8524 | SG LAN CORR MSX/E/M125-1000 100-120VDC | WYZW.NAPIĘC. MSX/E/M125-1000 100-120VDC | 244 | 1 | NR | 240 | 1 | NR | 1.667% | OFFICIAL | 2DN16G22F39961A100 | 30 | 2DN | ENERGY | 16G | MCCB / DISTR. BOARD | 22F | MCCB / SWITCH DISC. | 1 | 20 | NR | 140.639 | CCM | 0.04 | 0.04 | KG | 8034035054662 | 8034035054662 | 8034035054662 | 85389099
GWD8525 | SG LAN CORR MSX/E/M125-1000 200-240VDC | WYZW.NAPIĘC. MSX/E/M125-1000 200-240VDC | 244 | 1 | NR | 240 | 1 | NR | 1.667% | OFFICIAL | 2DN16G22F39961A100 | 30 | 2DN | ENERGY | 16G | MCCB / DISTR. BOARD | 22F | MCCB / SWITCH DISC. | 1 | 20 | NR | 140.639 | CCM | 0.04 | 0.04 | KG | 8034035054679 | 8034035054679 | 8034035054679 | 85389099
GWD8526 | SG LAN CORR MSXE/M1250-1600 100-120VAC | WYZW.NAPIĘC. MSXE/M1250-1600 100-120VAC | 244 | 1 | NR | 240 | 1 | NR | 1.667% | OFFICIAL | 2DN16G22F39961A100 | 30 | 2DN | ENERGY | 16G | MCCB / DISTR. BOARD | 22F | MCCB / SWITCH DISC. | 1 | 1 | NR | 81 | CCM | 0.04 | 0.04 | KG | 8034035055171 | 8034035055171 | 8034035055171 | 85389099
GWD8530 | SG LANCIO CORR MSXE/M1250-1600 48VACDC | WYZW.NAPIĘC. MSXE/M1250-1600 48VACDC | 244 | 1 | NR | 240 | 1 | NR | 1.667% | OFFICIAL | 2DN16G22F39961A100 | 30 | 2DN | ENERGY | 16G | MCCB / DISTR. BOARD | 22F | MCCB / SWITCH DISC. | 1 | 1 | NR | 81 | CCM | 0.04 | 0.04 | KG | 8034035055188 | 8034035055188 | 8034035055188 | 85389099
GWD8531 | SG LAN CORR MSXE/M1250-1600 100-120VDC | WYZW.NAPIĘC. MSXE/M1250-1600 100-120VDC | 244 | 1 | NR | 240 | 1 | NR | 1.667% | OFFICIAL | 2DN16G22F39961A100 | 30 | 2DN | ENERGY | 16G | MCCB / DISTR. BOARD | 22F | MCCB / SWITCH DISC. | 1 | 1 | NR | 81 | CCM | 0.04 | 0.04 | KG | 8034035055195 | 8034035055195 | 8034035055195 | 85389099
GWD8532 | SG LAN CORR MSXE/M1250-1600 200-240VDC | WYZW.NAPIĘC. MSXE/M1250-1600 200-240VDC | 244 | 1 | NR | 240 | 1 | NR | 1.667% | OFFICIAL | 2DN16G22F39961A100 | 30 | 2DN | ENERGY | 16G | MCCB / DISTR. BOARD | 22F | MCCB / SWITCH DISC. | 1 | 1 | NR | 81 | CCM | 0.04 | 0.04 | KG | 8034035055201 | 8034035055201 | 8034035055201 | 85389099
GWD9067 | MSX 160c 3P 160A 25kA TrMf Term.FC | MSX 160c 3P 160A 25kA TrMf Term.FC | 915 | 1 | NR | 900 | 1 | NR | 1.667% | OFFICIAL | 2DN16G22F38960E100 | 30 | 2DN | ENERGY | 16G | MCCB / DISTR. BOARD | 22F | MCCB / SWITCH DISC. | 1 | 1 | NR | 1336.5 | CCM | 0.856 | 0.856 | KG | 8034035037924 | 8034035037924 | 8034035037924 | 85362010
GWD9377 | MSXE 400 4P 400A 50kA LSI Term.FC | MSXE 400 4P 400A 50kA LSI Term.FC | 6100 | 1 | NR | 6000 | 1 | NR | 1.667% | OFFICIAL | 2DN16G22F39360O100 | 30 | 2DN | ENERGY | 16G | MCCB / DISTR. BOARD | 22F | MCCB / SWITCH DISC. | 1 | 1 | NR | 10469 | CCM | 6.86 | 6.86 | KG | 8034035039805 | 8034035039805 | 8034035039805 | 85362010
GWD9443 | MSXM 250c 3P 250A Term.FC | MSXM 250c 3P 250A Term.FC | 915 | 1 | NR | 900 | 1 | NR | 1.667% | OFFICIAL | 2DN16G22F39760W100 | 30 | 2DN | ENERGY | 16G | MCCB / DISTR. BOARD | 22F | MCCB / SWITCH DISC. | 1 | 1 | NR | 2150.5 | CCM | 1.438 | 1.438 | KG | 8034035038778 | 8034035038778 | 8034035038778 | 85362010
GWD8636 | MANOVRA ROT RINV IP5X MSXE/M1250-1600 | POKRĘTŁO PRZEDŁUŻ. IP5X MSXE/M1250-1600 | 489 | 1 | NR | 481 | 1 | NR | 1.663% | OFFICIAL | 2DN16G22F39961G100 | 30 | 2DN | ENERGY | 16G | MCCB / DISTR. BOARD | 22F | MCCB / SWITCH DISC. | 1 | 1 | NR | 16830 | CCM | 2.72 | 2.72 | KG | 8034035044854 | 8034035044854 | 8034035044854 | 85389099
GWD8682 | PLUG-IN BASE 4P MSX125 | PODSTAWA WPINANA 4P MSX125 | 489 | 1 | NR | 481 | 1 | NR | 1.663% | OFFICIAL | 2DN16G22F39961M100 | 30 | 2DN | ENERGY | 16G | MCCB / DISTR. BOARD | 22F | MCCB / SWITCH DISC. | 1 | 1 | NR | 2184 | CCM | 0.91 | 0.91 | KG | 8034035045080 | 8034035045080 | 8034035045080 | 85389099
GWD8683 | PLUG-IN BASE 3P MSX/E160-250 | PODSTAWA WPINANA 3P MSX/E160-250 | 489 | 1 | NR | 481 | 1 | NR | 1.663% | OFFICIAL | 2DN16G22F39961M100 | 30 | 2DN | ENERGY | 16G | MCCB / DISTR. BOARD | 22F | MCCB / SWITCH DISC. | 1 | 1 | NR | 2992 | CCM | 0.89 | 0.89 | KG | 8034035045097 | 8034035045097 | 8034035045097 | 85389099
GW98310 | AUX.CONT.CONN.MTSE 1600 FIXED | KONT.DODATK.MTSE 1600 WEWN.STAŁ. | 85.6 | 1 | NR | 84.2 | 1 | NR | 1.663% | OFFICIAL | 2DN16G22F38828C100 | 40 | 2DN | ENERGY | 16G | MCCB / DISTR. BOARD | 22F | MCCB / SWITCH DISC. | 1 | 4 | NR | 1249.5 | CCM | 0.282 | 0.253 | KG | 0 | 0 | 0 | 0
GW98335 | MOTOR C.+AUX.CONT.MTSE 1600 I.F. | STER.A SIL.E C.PO,.MTSE 1600 WEW.STAŁ. | 85.6 | 1 | NR | 84.2 | 1 | NR | 1.663% | OFFICIAL | 2DN16G22F38828C100 | 40 | 2DN | ENERGY | 16G | MCCB / DISTR. BOARD | 22F | MCCB / SWITCH DISC. | 1 | 4 | NR | 1249.5 | CCM | 439 | 395.1 | G | 0 | 0 | 0 | 0
GWD8881 | MOSTRINA MSX/D/E/M/C 125-160-250 | PASEK MSX/D/E/M125-250 | 85.6 | 1 | NR | 84.2 | 1 | NR | 1.663% | OFFICIAL | 2DN16G22F39961Q100 | 30 | 2DN | ENERGY | 16G | MCCB / DISTR. BOARD | 22F | MCCB / SWITCH DISC. | 1 | 100 | NR | 0.25 | CCM | 0.01 | 0.01 | KG | 8034035054631 | 8034035054631 | 8034035462313 | 85389099
GWD9378 | MSXE 400 4P 400A 50kA LSIG Term.FC | MSXE 400 4P 400A 50kA LSIG Term.FC | 6730 | 1 | NR | 6620 | 1 | NR | 1.662% | OFFICIAL | 2DN16G22F39360O100 | 30 | 2DN | ENERGY | 16G | MCCB / DISTR. BOARD | 22F | MCCB / SWITCH DISC. | 1 | 1 | NR | 10469 | CCM | 6.86 | 6.86 | KG | 8034035039812 | 8034035039812 | 8034035039812 | 85362010
GWD9034 | MSX 160C 3P+N 80A 16KA TRMF TERM.FC | MSX 160c 3P+N 80A 16kA TfMr Term.FC | 490 | 1 | NR | 482 | 1 | NR | 1.66% | OFFICIAL | 2DN16G22F38960C100 | 30 | 2DN | ENERGY | 16G | MCCB / DISTR. BOARD | 22F | MCCB / SWITCH DISC. | 1 | 1 | NR | 1848 | CCM | 1.138 | 1.138 | KG | 8034035038389 | 8034035038389 | 8034035038389 | 85362010
GWD9035 | MSX 160C 3P+N 100A 16KA TRMF TERM.FC | MSX 160c 3P+N 100A 16kA TfMr Term.FC | 490 | 1 | NR | 482 | 1 | NR | 1.66% | OFFICIAL | 2DN16G22F38960C100 | 30 | 2DN | ENERGY | 16G | MCCB / DISTR. BOARD | 22F | MCCB / SWITCH DISC. | 1 | 1 | NR | 1848 | CCM | 1.138 | 1.138 | KG | 8034035038396 | 8034035038396 | 8034035038396 | 85362010
GWD9246 | MSXD 125 3P 125A 25kA TrMf Term.FC | MSXD 125 3P 125A 25kA TrMf Term.FC | 2450 | 1 | NR | 2410 | 1 | NR | 1.66% | OFFICIAL | 2DN16G22F39560S100 | 30 | 2DN | ENERGY | 16G | MCCB / DISTR. BOARD | 22F | MCCB / SWITCH DISC. | 1 | 1 | NR | 1870 | CCM | 1.346 | 1.346 | KG | 8034035038211 | 8034035038211 | 8034035038211 | 85362010
GW98390 | EXTENDED FR.TERMINAL 1600A 4PZ MTSE 1600 | TERM.PRZED.PRZEDŁ 1600A 4PZ MTSE 1600 | 491 | 1 | NR | 483 | 1 | NR | 1.656% | OFFICIAL | 2DN16G22F38829C100 | 40 | 2DN | ENERGY | 16G | MCCB / DISTR. BOARD | 22F | MCCB / SWITCH DISC. | 1 | 1 | NR | 1941.94 | CCM | 2.987 | 2.688 | KG | 0 | 0 | 0 | 0
GWD9357 | MSXE 160 4P 160A 65kA LSI Term.FC | MSXE 160 4P 160A 65kA LSI Term.FC | 4910 | 1 | NR | 4830 | 1 | NR | 1.656% | OFFICIAL | 2DN16G22F39360Q100 | 30 | 2DN | ENERGY | 16G | MCCB / DISTR. BOARD | 22F | MCCB / SWITCH DISC. | 1 | 1 | NR | 2805 | CCM | 2.956 | 2.956 | KG | 8034035039584 | 8034035039584 | 8034035039584 | 85362010
GWD9375 | MSXE 400 3P 400A 50kA LSI Term.FC | MSXE 400 3P 400A 50kA LSI Term.FC | 4910 | 1 | NR | 4830 | 1 | NR | 1.656% | OFFICIAL | 2DN16G22F39360O100 | 30 | 2DN | ENERGY | 16G | MCCB / DISTR. BOARD | 22F | MCCB / SWITCH DISC. | 1 | 1 | NR | 10469 | CCM | 5.46 | 5.46 | KG | 8034035039683 | 8034035039683 | 8034035039683 | 85362010
GWD9121 | MSX 125 3P 20A 36kA TrMr Term.FC | MSX 125 3P 20A 36kA TrMr Term.FC | 798 | 1 | NR | 785 | 1 | NR | 1.656% | OFFICIAL | 2DN16G22F39160G100 | 30 | 2DN | ENERGY | 16G | MCCB / DISTR. BOARD | 22F | MCCB / SWITCH DISC. | 1 | 1 | NR | 1870 | CCM | 1.276 | 1.276 | KG | 8034035037948 | 8034035037948 | 8034035037948 | 85362010
GWD8749 | EXTENDED FR.TERMINAL FB 3PCS MSX/E/M400 | PRZEDŁUŻ.ZACISK FRONT FB 3SZT MSX/E/M400 | 61.4 | 1 | NR | 60.4 | 1 | NR | 1.656% | OFFICIAL | 2DN16G22F39961O100 | 30 | 2DN | ENERGY | 16G | MCCB / DISTR. BOARD | 22F | MCCB / SWITCH DISC. | 1 | 8 | NR | 351.598 | CCM | 0.93 | 0.93 | KG | 8034035045356 | 8034035045356 | 8034035045356 | 85389099
GWD9036 | MSX 160c 3P+N 125A 16kA TrMf Term.FC | MSX 160c 3P+N 125A 16kA TrMf Term.FC | 737 | 1 | NR | 725 | 1 | NR | 1.655% | OFFICIAL | 2DN16G22F38960C100 | 30 | 2DN | ENERGY | 16G | MCCB / DISTR. BOARD | 22F | MCCB / SWITCH DISC. | 1 | 1 | NR | 1391.5 | CCM | 1.138 | 1.138 | KG | 8034035038402 | 8034035038402 | 8034035038402 | 85362010
GWD9457 | MSXM 1600 3P 1600A Term.RC | MSXM 1600 3P 1600A Term.RC | 9830 | 1 | NR | 9670 | 1 | NR | 1.655% | OFFICIAL | 2DN16G22F39760W100 | 30 | 2DN | ENERGY | 16G | MCCB / DISTR. BOARD | 22F | MCCB / SWITCH DISC. | 1 | 1 | NR | 73656 | CCM | 24.55 | 24.55 | KG | 8034035040146 | 8034035040146 | 8034035040146 | 85362010
GWD9041 | MSX 160c 3P 25A 25kA TrMf Term.FW | MSX 160c 3P 25A 25kA TrMf Term.FW | 553 | 1 | NR | 544 | 1 | NR | 1.654% | OFFICIAL | 2DN16G22F38960E100 | 30 | 2DN | ENERGY | 16G | MCCB / DISTR. BOARD | 22F | MCCB / SWITCH DISC. | 1 | 1 | NR | 1336.5 | CCM | 0.906 | 0.906 | KG | 8034035037795 | 8034035037795 | 8034035037795 | 85362010
GWD9042 | MSX 160c 3P 40A 25kA TrMf Term.FW | MSX 160c 3P 40A 25kA TrMf Term.FW | 553 | 1 | NR | 544 | 1 | NR | 1.654% | OFFICIAL | 2DN16G22F38960E100 | 30 | 2DN | ENERGY | 16G | MCCB / DISTR. BOARD | 22F | MCCB / SWITCH DISC. | 1 | 1 | NR | 1336.5 | CCM | 0.906 | 0.906 | KG | 8034035037801 | 8034035037801 | 8034035037801 | 85362010
GWD9043 | MSX 160c 3P 63A 25kA TrMf Term.FW | MSX 160c 3P 63A 25kA TrMf Term.FW | 553 | 1 | NR | 544 | 1 | NR | 1.654% | OFFICIAL | 2DN16G22F38960E100 | 30 | 2DN | ENERGY | 16G | MCCB / DISTR. BOARD | 22F | MCCB / SWITCH DISC. | 1 | 1 | NR | 1336.5 | CCM | 0.906 | 0.906 | KG | 8034035037818 | 8034035037818 | 8034035037818 | 85362010
GWD9373 | MSXE 400 4P 400A 36kA LSI Term.FC | MSXE 400 4P 400A 36kA LSI Term.FC | 5530 | 1 | NR | 5440 | 1 | NR | 1.654% | OFFICIAL | 2DN16G22F39360M100 | 30 | 2DN | ENERGY | 16G | MCCB / DISTR. BOARD | 22F | MCCB / SWITCH DISC. | 1 | 1 | NR | 10469 | CCM | 7.3 | 7.3 | KG | 8034035039775 | 8034035039775 | 8034035039775 | 85362010
GWD8744 | EXTENDED FR.TERMINAL FB 4PCS MSX/M250c | PRZEDŁUŻ.ZACISK FRONT FB 4SZT MSX/M250c | 67.6 | 1 | NR | 66.5 | 1 | NR | 1.654% | OFFICIAL | 2DN16G22F39961O100 | 30 | 2DN | ENERGY | 16G | MCCB / DISTR. BOARD | 22F | MCCB / SWITCH DISC. | 1 | 20 | NR | 140.639 | CCM | 0.21 | 0.21 | KG | 8034035045301 | 8034035045301 | 8034035045301 | 85389099
GWD8732 | MORS PRESA ACC BASE RIMOVIBILE MSXE1250 | ZACISK GNIAZ ACC BAZA DO WPIN MSXE1250 | 49.2 | 1 | NR | 48.4 | 1 | NR | 1.653% | OFFICIAL | 2DN16G22F39961M100 | 30 | 2DN | ENERGY | 16G | MCCB / DISTR. BOARD | 22F | MCCB / SWITCH DISC. | 1 | 4 | NR | 703.196 | CCM | 0.1 | 0.1 | KG | 8034035055331 | 8034035055331 | 8034035055331 | 85389099
GWD8737 | MORS SPINA ACC BASE RIMOVIBILE MSXE1250 | ZACISKI WT ACC PODST DO WP MSXE1250 | 49.2 | 1 | NR | 48.4 | 1 | NR | 1.653% | OFFICIAL | 2DN16G22F39961M100 | 30 | 2DN | ENERGY | 16G | MCCB / DISTR. BOARD | 22F | MCCB / SWITCH DISC. | 1 | 4 | NR | 703.196 | CCM | 20 | 20 | G | 8034035055348 | 8034035055348 | 8034035055348 | 85389099
GW97758 | THREE-WAY-SWITCH I O II 4P 63A MSS 125 | ŁĄCZNIK PODWÓJNY I O II 4P 63A MSS 125 | 431 | 1 | NR | 424 | 1 | NR | 1.651% | OFFICIAL | 2DN16G22F43761W100 | 30 | 2DN | ENERGY | 16G | MCCB / DISTR. BOARD | 22F | MCCB / SWITCH DISC. | 1 | 1 | NR | 3987.5 | CCM | 1.231 | 1.231 | KG | 8034035024740 | 8034035024740 | 8034035024740 | 85365080
GWD8302 | LOW TERMINAL COVER 2PZ MTX/E160 4P | NISKA POKRYWA LISTEW 2PZ MTX/E160 4P | 73.9 | 1 | NR | 72.7 | 1 | NR | 1.651% | OFFICIAL | 2DN16G22F38829E100 | 40 | 2DN | ENERGY | 16G | MCCB / DISTR. BOARD | 22F | MCCB / SWITCH DISC. | 1 | 1 | NR | 1617.13 | CCM | 115 | 103.5 | G | 0 | 0 | 0 | 0
GWD8369 | TERMINAL ES 4PZ MTX/E320 | ZACISK POZIOMY ROZSZERZONY 4PZ MTX/E320 | 92.4 | 1 | NR | 90.9 | 1 | NR | 1.65% | OFFICIAL | 2DN16G22F38829C100 | 40 | 2DN | ENERGY | 16G | MCCB / DISTR. BOARD | 22F | MCCB / SWITCH DISC. | 1 | 1 | NR | 1837.5 | CCM | 770 | 693 | G | 0 | 0 | 0 | 0
GWD9571 | MSXD 125 3P+N 20A 36kA TrMf Term.FC | MSXD 125 3P+N 20A 36kA TrMf Term.FC | 3080 | 1 | NR | 3030 | 1 | NR | 1.65% | OFFICIAL | 2DN16G22F39560U100 | 30 | 2DN | ENERGY | 16G | MCCB / DISTR. BOARD | 22F | MCCB / SWITCH DISC. | 1 | 1 | NR | 2618 | CCM | 1.734 | 1.734 | KG | 8034035039225 | 8034035039225 | 8034035039225 | 85362010
GWD9572 | MSXD 125 3P+N 32A 36kA TrMf Term.FC | MSXD 125 3P+N 32A 36kA TrMf Term.FC | 3080 | 1 | NR | 3030 | 1 | NR | 1.65% | OFFICIAL | 2DN16G22F39560U100 | 30 | 2DN | ENERGY | 16G | MCCB / DISTR. BOARD | 22F | MCCB / SWITCH DISC. | 1 | 1 | NR | 2618 | CCM | 1.734 | 1.734 | KG | 8034035039232 | 8034035039232 | 8034035039232 | 85362010
GWD9051 | MSX 160c 3P+N 25A 25kA TrMf Term.FW | MSX 160c 3P+N 25A 25kA TrMf Term.FW | 740 | 1 | NR | 728 | 1 | NR | 1.648% | OFFICIAL | 2DN16G22F38960E100 | 30 | 2DN | ENERGY | 16G | MCCB / DISTR. BOARD | 22F | MCCB / SWITCH DISC. | 1 | 1 | NR | 2216.5 | CCM | 1.234 | 1.234 | KG | 8034035038426 | 8034035038426 | 8034035038426 | 85362010
GWD9052 | MSX 160c 3P+N 40A 25kA TrMf Term.FW | MSX 160c 3P+N 40A 25kA TrMf Term.FW | 740 | 1 | NR | 728 | 1 | NR | 1.648% | OFFICIAL | 2DN16G22F38960E100 | 30 | 2DN | ENERGY | 16G | MCCB / DISTR. BOARD | 22F | MCCB / SWITCH DISC. | 1 | 1 | NR | 1644.5 | CCM | 1.234 | 1.234 | KG | 8034035038433 | 8034035038433 | 8034035038433 | 85362010
GWD9053 | MSX 160c 3P+N 63A 25kA TrMf Term.FW | MSX 160c 3P+N 63A 25kA TrMf Term.FW | 740 | 1 | NR | 728 | 1 | NR | 1.648% | OFFICIAL | 2DN16G22F38960E100 | 30 | 2DN | ENERGY | 16G | MCCB / DISTR. BOARD | 22F | MCCB / SWITCH DISC. | 1 | 1 | NR | 1644.5 | CCM | 1.234 | 1.234 | KG | 8034035038440 | 8034035038440 | 8034035038440 | 85362010
GWD9401 | MSXE 1000 3P 800A 50kA LSI Term.FC | MSXE 1000 3P 800A 50kA LSI Term.FC | 7400 | 1 | NR | 7280 | 1 | NR | 1.648% | OFFICIAL | 2DN16G22F39360O100 | 30 | 2DN | ENERGY | 16G | MCCB / DISTR. BOARD | 22F | MCCB / SWITCH DISC. | 1 | 1 | NR | 32860 | CCM | 10.2 | 10.2 | KG | 8034035039966 | 8034035039966 | 8034035039966 | 85362010
GWD8327 | TERMINAL EF 4PZ MTX160c | PRZEDŁUŻ.PRZYŁĄCZA FRONT 4PZ MTX160c | 43.2 | 1 | NR | 42.5 | 1 | NR | 1.647% | OFFICIAL | 2DN16G22F38829C100 | 40 | 2DN | ENERGY | 16G | MCCB / DISTR. BOARD | 22F | MCCB / SWITCH DISC. | 1 | 1 | NR | 1617.13 | CCM | 215 | 193.5 | G | 0 | 0 | 0 | 0
GWD8733 | SPINA CONTATTI AUX RIMOV MSX125-630 | WTYCZKA DO KONT AUX DO WP MSX125-630 | 43.2 | 1 | NR | 42.5 | 1 | NR | 1.647% | OFFICIAL | 2DN16G22F39961M100 | 30 | 2DN | ENERGY | 16G | MCCB / DISTR. BOARD | 22F | MCCB / SWITCH DISC. | 1 | 20 | NR | 140.639 | CCM | 0.02 | 0.02 | KG | 8034035055034 | 8034035055034 | 8034035055034 | 85389099
GWD8734 | SPINA SGANCIATORI RIMOVIBILE MSX125-630 | WTYCZKA RÓŻNOPR. DO WP MSX125-630 | 43.2 | 1 | NR | 42.5 | 1 | NR | 1.647% | OFFICIAL | 2DN16G22F39961M100 | 30 | 2DN | ENERGY | 16G | MCCB / DISTR. BOARD | 22F | MCCB / SWITCH DISC. | 1 | 20 | NR | 1.3 | CCM | 0.02 | 0.02 | KG | 8034035055041 | 8034035055041 | 8034035055041 | 85389099
GWD9135 | MSX 125 3P+N 100A 36kA TrMr Term.FC | MSX 125 3P+N 100A 36kA TrMr Term.FC | 864 | 1 | NR | 850 | 1 | NR | 1.647% | OFFICIAL | 2DN16G22F39160G100 | 30 | 2DN | ENERGY | 16G | MCCB / DISTR. BOARD | 22F | MCCB / SWITCH DISC. | 1 | 1 | NR | 2618 | CCM | 1.642 | 1.642 | KG | 8034035038860 | 8034035038860 | 8034035038860 | 85362010
GWD9387 | MSXE 630 4P 630A 50kA LSI Term.FC | MSXE 630 4P 630A 50kA LSI Term.FC | 8640 | 1 | NR | 8500 | 1 | NR | 1.647% | OFFICIAL | 2DN16G22F39360O100 | 30 | 2DN | ENERGY | 16G | MCCB / DISTR. BOARD | 22F | MCCB / SWITCH DISC. | 1 | 1 | NR | 30713.5 | CCM | 7.96 | 7.96 | KG | 8034035039867 | 8034035039867 | 8034035039867 | 85362010
GWD9178 | MSX 250 3P+N 250A 65kA TrMr Term.FC | MSX 250 3P+N 250A 65kA TrMr Term.FC | 2470 | 1 | NR | 2430 | 1 | NR | 1.646% | OFFICIAL | 2DN16G22F39160K100 | 30 | 2DN | ENERGY | 16G | MCCB / DISTR. BOARD | 22F | MCCB / SWITCH DISC. | 1 | 1 | NR | 2805 | CCM | 2.12 | 2.12 | KG | 8034035039393 | 8034035039393 | 8034035039393 | 85362010
GWD9551 | MSXD 125 3P+N 20A 25kA TrMf Term.FC | MSXD 125 3P+N 20A 25kA TrMf Term.FC | 2470 | 1 | NR | 2430 | 1 | NR | 1.646% | OFFICIAL | 2DN16G22F39560S100 | 30 | 2DN | ENERGY | 16G | MCCB / DISTR. BOARD | 22F | MCCB / SWITCH DISC. | 1 | 1 | NR | 2618 | CCM | 1.734 | 1.734 | KG | 8034035039164 | 8034035039164 | 8034035039164 | 85362010
GWD9552 | MSXD 125 3P+N 32A 25kA TrMf Term.FC | MSXD 125 3P+N 32A 25kA TrMf Term.FC | 2470 | 1 | NR | 2430 | 1 | NR | 1.646% | OFFICIAL | 2DN16G22F39560S100 | 30 | 2DN | ENERGY | 16G | MCCB / DISTR. BOARD | 22F | MCCB / SWITCH DISC. | 1 | 1 | NR | 2618 | CCM | 1.734 | 1.734 | KG | 8034035039171 | 8034035039171 | 8034035039171 | 85362010
GWD8794 | REAR TERMINAL RC 4PCS MSX/E/M400 | ZACISK TYLNY RC 4SZT MSX/E/M400 | 309 | 1 | NR | 304 | 1 | NR | 1.645% | OFFICIAL | 2DN16G22F39961O100 | 30 | 2DN | ENERGY | 16G | MCCB / DISTR. BOARD | 22F | MCCB / SWITCH DISC. | 1 | 4 | NR | 703.196 | CCM | 1.04 | 1.04 | KG | 8034035045622 | 8034035045622 | 8034035045622 | 85389099
GWD8684 | PLUG-IN BASE 4P MSX/E160-250 | PODSTAWA WPINANA 4P MSX/E160-250 | 619 | 1 | NR | 609 | 1 | NR | 1.642% | OFFICIAL | 2DN16G22F39961M100 | 30 | 2DN | ENERGY | 16G | MCCB / DISTR. BOARD | 22F | MCCB / SWITCH DISC. | 1 | 1 | NR | 2992 | CCM | 1.12 | 1.12 | KG | 8034035045103 | 8034035045103 | 8034035045103 | 85389099
GW98300 | AUX. CONT. MTS-E 800-1600 2 COMM. O.-C. | KONT. DODATK.MTS-E 800-1600 2 STER.AP-CH | 99.1 | 1 | NR | 97.5 | 1 | NR | 1.641% | OFFICIAL | 2DN16G22F38828C100 | 40 | 2DN | ENERGY | 16G | MCCB / DISTR. BOARD | 22F | MCCB / SWITCH DISC. | 1 | 4 | NR | 1249.5 | CCM | 186 | 167.4 | G | 0 | 0 | 0 | 0
GWD9037 | MSX 160c 3P+N 160A 16kA TrMf Term.FC | MSX 160c 3P+N 160A 16kA TrMf Term.FC | 991 | 1 | NR | 975 | 1 | NR | 1.641% | OFFICIAL | 2DN16G22F38960C100 | 30 | 2DN | ENERGY | 16G | MCCB / DISTR. BOARD | 22F | MCCB / SWITCH DISC. | 1 | 1 | NR | 1644.5 | CCM | 1.138 | 1.138 | KG | 8034035038419 | 8034035038419 | 8034035038419 | 85362010
GWD9142 | MSX 125 4P 32A 36kA TrMr Term.FC | MSX 125 4P 32A 36kA TrMr Term.FC | 991 | 1 | NR | 975 | 1 | NR | 1.641% | OFFICIAL | 2DN16G22F39160G100 | 30 | 2DN | ENERGY | 16G | MCCB / DISTR. BOARD | 22F | MCCB / SWITCH DISC. | 1 | 1 | NR | 2524.5 | CCM | 1.664 | 1.664 | KG | 8034035038891 | 8034035038891 | 8034035038891 | 85362010
GWD9143 | MSX 125 4P 50A 36kA TrMr Term.FC | MSX 125 4P 50A 36kA TrMr Term.FC | 991 | 1 | NR | 975 | 1 | NR | 1.641% | OFFICIAL | 2DN16G22F39160G100 | 30 | 2DN | ENERGY | 16G | MCCB / DISTR. BOARD | 22F | MCCB / SWITCH DISC. | 1 | 1 | NR | 2288 | CCM | 1.664 | 1.664 | KG | 8034035038907 | 8034035038907 | 8034035038907 | 85362010
GWD9144 | MSX 125 4P 63A 36kA TrMr Term.FC | MSX 125 4P 63A 36kA TrMr Term.FC | 991 | 1 | NR | 975 | 1 | NR | 1.641% | OFFICIAL | 2DN16G22F39160G100 | 30 | 2DN | ENERGY | 16G | MCCB / DISTR. BOARD | 22F | MCCB / SWITCH DISC. | 1 | 1 | NR | 2288 | CCM | 1.664 | 1.664 | KG | 8034035038914 | 8034035038914 | 8034035038914 | 85362010
GW97767 | MSS ATS 160A 4P | MSS ATS 160A 4P | 5580 | 1 | NR | 5490 | 1 | NR | 1.639% | OFFICIAL | 2DN16G22F43761W100 | 30 | 2DN | ENERGY | 16G | MCCB / DISTR. BOARD | 22F | MCCB / SWITCH DISC. | 1 | 1 | NR | 14400 | CCM | 4.12 | 4.12 | KG | 8011564764637 | 8011564764637 | 8011564764637 | 85363030
GW98367 | RONIS KEY-OPERATED LOCK MTS-E | BLOCCO A KLUCZ RONIS MTS-E | 248 | 1 | NR | 244 | 1 | NR | 1.639% | OFFICIAL | 2DN16G22F38828G100 | 40 | 2DN | ENERGY | 16G | MCCB / DISTR. BOARD | 22F | MCCB / SWITCH DISC. | 1 | 1 | NR | 1941.94 | CCM | 183 | 164.7 | G | 0 | 0 | 0 | 0
GWD8105 | SHU-TR REL MTX/E160/c-250 240VAC-250VDC | WYZW.NAPIĘC.MTX/E160/c-250 240VAC-250VDC | 186 | 1 | NR | 183 | 1 | NR | 1.639% | OFFICIAL | 2DN16G22F38828C100 | 40 | 2DN | ENERGY | 16G | MCCB / DISTR. BOARD | 22F | MCCB / SWITCH DISC. | 1 | 1 | NR | 1617.13 | CCM | 0.14 | 0.12 | KG | 0 | 0 | 0 | 0
GWD8142 | AUX MTX160/c-250 1AP/CH+1COM 250VAC/DC | ST.PO.MTX160/c-250 1AP/CH+1KOM 250VAC/DC | 124 | 1 | NR | 122 | 1 | NR | 1.639% | OFFICIAL | 2DN16G22F38828C100 | 40 | 2DN | ENERGY | 16G | MCCB / DISTR. BOARD | 22F | MCCB / SWITCH DISC. | 1 | 1 | NR | 1617.13 | CCM | 3.375 | 3.038 | G | 0 | 0 | 0 | 0
GWD8145 | AUX MTX/E320-1000 1AP/CH+1COMM 400VAC/DC | ST.P.MTX/E320-1000 1AP/CH+1KOM 400VAC/DC | 124 | 1 | NR | 122 | 1 | NR | 1.639% | OFFICIAL | 2DN16G22F38828C100 | 40 | 2DN | ENERGY | 16G | MCCB / DISTR. BOARD | 22F | MCCB / SWITCH DISC. | 1 | 1 | NR | 1617.13 | CCM | 230 | 207 | G | 0 | 0 | 0 | 0
GWD8146 | AUX MTX/E320-1000 2AP/CH 400VAC/DC | STYK PO.MTX/E320-1000 2AP/CH 400VAC/DC | 124 | 1 | NR | 122 | 1 | NR | 1.639% | OFFICIAL | 2DN16G22F38828C100 | 40 | 2DN | ENERGY | 16G | MCCB / DISTR. BOARD | 22F | MCCB / SWITCH DISC. | 1 | 1 | NR | 1617.13 | CCM | 215 | 193.5 | G | 0 | 0 | 0 | 0
GWD9061 | MSX 160C 3P 25A 25KA TRMF TERM.FC | MSX 160c 3P 25A 25kA TfMr Term.FC | 496 | 1 | NR | 488 | 1 | NR | 1.639% | OFFICIAL | 2DN16G22F38960E100 | 30 | 2DN | ENERGY | 16G | MCCB / DISTR. BOARD | 22F | MCCB / SWITCH DISC. | 1 | 1 | NR | 1386 | CCM | 0.856 | 0.856 | KG | 8034035037863 | 8034035037863 | 8034035037863 | 85362010
GWD9062 | MSX 160C 3P 40A 25KA TRMF TERM.FC | MSX 160c 3P 40A 25kA TfMr Term.FC | 496 | 1 | NR | 488 | 1 | NR | 1.639% | OFFICIAL | 2DN16G22F38960E100 | 30 | 2DN | ENERGY | 16G | MCCB / DISTR. BOARD | 22F | MCCB / SWITCH DISC. | 1 | 1 | NR | 1386 | CCM | 0.856 | 0.856 | KG | 8034035037870 | 8034035037870 | 8034035037870 | 85362010
GWD9063 | MSX 160C 3P 63A 25KA TRMF TERM.FC | MSX 160c 3P 63A 25kA TfMr Term.FC | 496 | 1 | NR | 488 | 1 | NR | 1.639% | OFFICIAL | 2DN16G22F38960E100 | 30 | 2DN | ENERGY | 16G | MCCB / DISTR. BOARD | 22F | MCCB / SWITCH DISC. | 1 | 1 | NR | 1386 | CCM | 0.856 | 0.856 | KG | 8034035037887 | 8034035037887 | 8034035037887 | 85362010
GWD9198 | MSX 250 4P 250A 36kA TMG Term.FC | MSX 250 4P 250A 36kA TMG Term.FC | 2480 | 1 | NR | 2440 | 1 | NR | 1.639% | OFFICIAL | 2DN16G22F39160G100 | 30 | 2DN | ENERGY | 16G | MCCB / DISTR. BOARD | 22F | MCCB / SWITCH DISC. | 1 | 1 | NR | 2805 | CCM | 2.124 | 2.124 | KG | 8034035039416 | 8034035039416 | 8034035039416 | 85362010
GWD9418B | MSXE 1250 4P 1250A 50kA LSIG TERM.RC INT | MSXE 1250 4P 1250A 50kA LSIG TERM.RC INT | 18600 | 1 | NR | 18300 | 1 | NR | 1.639% | OFFICIAL | 2DN16G22F39360O100 | 30 | 2DN | ENERGY | 16G | MCCB / DISTR. BOARD | 22F | MCCB / SWITCH DISC. | 1 | 1 | NR | 89280 | CCM | 30.2 | 29.2 | KG | 8034035051623 | 8034035051623 | 8034035051623 | 85362010
GWD8699 | KIT FIXED TO PLUG-IN 3P MSXE/M630 | ZESTAW MOCOW. DO WPINAN.3P MSXE/M630 | 807 | 1 | NR | 794 | 1 | NR | 1.637% | OFFICIAL | 2DN16G22F39961M100 | 30 | 2DN | ENERGY | 16G | MCCB / DISTR. BOARD | 22F | MCCB / SWITCH DISC. | 1 | 1 | NR | 2992 | CCM | 1.37 | 1.37 | KG | 8034035045233 | 8034035045233 | 8034035045233 | 85389099
GWD8556 | SG MIN TENS MSX/E/M125-630 12VDC | WYZW. PODNAP. MSX/E/M125-630 12VDC | 683 | 1 | NR | 672 | 1 | NR | 1.637% | OFFICIAL | 2DN16G22F39961C100 | 30 | 2DN | ENERGY | 16G | MCCB / DISTR. BOARD | 22F | MCCB / SWITCH DISC. | 1 | 20 | NR | 140.639 | CCM | 0.04 | 0.04 | KG | 8034035054709 | 8034035054709 | 8034035054709 | 85389099
GWD8887 | ALIMENTATORE CENTRALINA COMM AUTOM MSX | ZASILANIE CENTRALKI STER AUTOM MSX | 932 | 1 | NR | 917 | 1 | NR | 1.636% | OFFICIAL | 2DN16G22F39901R100 | 30 | 2DN | ENERGY | 16G | MCCB / DISTR. BOARD | 22F | MCCB / SWITCH DISC. | 1 | 1 | NR | 4998 | CCM | 501.061 | 501.061 | G | 8034035066719 | 8034035066719 | 8034035066719 | 85044090
GWD9076 | MSX 160c 3P+N 125A 25kA TrMf Term.FC | MSX 160c 3P+N 125A 25kA TrMf Term.FC | 932 | 1 | NR | 917 | 1 | NR | 1.636% | OFFICIAL | 2DN16G22F38960E100 | 30 | 2DN | ENERGY | 16G | MCCB / DISTR. BOARD | 22F | MCCB / SWITCH DISC. | 1 | 1 | NR | 1644.5 | CCM | 1.184 | 1.184 | KG | 8034035038549 | 8034035038549 | 8034035038549 | 85362010
GWD9071 | MSX 160C 3P+N 25A 25KA TRMF TERM.FC | MSX 160c 3P+N 25A 25kA TfMr Term.FC | 684 | 1 | NR | 673 | 1 | NR | 1.634% | OFFICIAL | 2DN16G22F38960E100 | 30 | 2DN | ENERGY | 16G | MCCB / DISTR. BOARD | 22F | MCCB / SWITCH DISC. | 1 | 1 | NR | 1848 | CCM | 1.184 | 1.184 | KG | 8034035038495 | 8034035038495 | 8034035038495 | 85362010
GWD9072 | MSX 160C 3P+N 40A 25KA TRMF TERM.FC | MSX 160c 3P+N 40A 25kA TfMr Term.FC | 684 | 1 | NR | 673 | 1 | NR | 1.634% | OFFICIAL | 2DN16G22F38960E100 | 30 | 2DN | ENERGY | 16G | MCCB / DISTR. BOARD | 22F | MCCB / SWITCH DISC. | 1 | 1 | NR | 1848 | CCM | 1.184 | 1.184 | KG | 8034035038501 | 8034035038501 | 8034035038501 | 85362010
GWD9073 | MSX 160C 3P+N 63A 25KA TRMF TERM.FC | MSX 160c 3P+N 63A 25kA TfMr Term.FC | 684 | 1 | NR | 673 | 1 | NR | 1.634% | OFFICIAL | 2DN16G22F38960E100 | 30 | 2DN | ENERGY | 16G | MCCB / DISTR. BOARD | 22F | MCCB / SWITCH DISC. | 1 | 1 | NR | 1848 | CCM | 1.184 | 1.184 | KG | 8034035038518 | 8034035038518 | 8034035038518 | 85362010
GWD9385 | MSXE 630 3P 630A 50kA LSI Term.FC | MSXE 630 3P 630A 50kA LSI Term.FC | 5600 | 1 | NR | 5510 | 1 | NR | 1.633% | OFFICIAL | 2DN16G22F39360O100 | 30 | 2DN | ENERGY | 16G | MCCB / DISTR. BOARD | 22F | MCCB / SWITCH DISC. | 1 | 1 | NR | 10469 | CCM | 5.14 | 5.14 | KG | 8034035039706 | 8034035039706 | 8034035039706 | 85362010
GWD9451 | MSXM 1000 3P 1000A TERM.FB | MSXM 1000 3P 1000A TERM.FB | 5600 | 1 | NR | 5510 | 1 | NR | 1.633% | OFFICIAL | 2DN16G22F39760W100 | 30 | 2DN | ENERGY | 16G | MCCB / DISTR. BOARD | 22F | MCCB / SWITCH DISC. | 1 | 1 | NR | 32860 | CCM | 13.4 | 13.4 | KG | 8034035040061 | 8034035040061 | 8034035040061 | 85362010
GWD8750 | EXTENDED FR.TERMINAL FB 4PCS MSX/E/M400 | PRZEDŁUŻ.ZACISK FRONT FB 4SZT MSX/E/M400 | 81.2 | 1 | NR | 79.9 | 1 | NR | 1.627% | OFFICIAL | 2DN16G22F39961O100 | 30 | 2DN | ENERGY | 16G | MCCB / DISTR. BOARD | 22F | MCCB / SWITCH DISC. | 1 | 6 | NR | 468.798 | CCM | 0.32 | 0.32 | KG | 8034035045363 | 8034035045363 | 8034035045363 | 85389099
GW97731 | SWITCH DISCONNECTOR MSS 630 3P 400A | ROZŁĄCZNIK IZOLACYJNY MSS 630 3P 400A | 750 | 1 | NR | 738 | 1 | NR | 1.626% | OFFICIAL | 2DN16G22F43761U100 | 30 | 2DN | ENERGY | 16G | MCCB / DISTR. BOARD | 22F | MCCB / SWITCH DISC. | 1 | 1 | NR | 12480 | CCM | 4.098 | 3.688 | KG | 8011564211513 | 8011564211513 | 8011564211513 | 85365080
GW98510 | TERMINAL COVER MSS 250 4P | POKRYWA ZACISKÓW MSS 250 4P | 125 | 1 | NR | 123 | 1 | NR | 1.626% | OFFICIAL | 2DN16G22F43761X100 | 30 | 2DN | ENERGY | 16G | MCCB / DISTR. BOARD | 22F | MCCB / SWITCH DISC. | 1 | 10 | NR | 1438.139 | CCM | 211.6 | 190.44 | G | 8011564211650 | 8011564211650 | 8011564211650 | 85389099
GWD8152 | AUX MTXE 160 2AP/CH + 1COMM | STYK POM.MTXE 160 2AP/CH + 1KOM | 125 | 1 | NR | 123 | 1 | NR | 1.626% | OFFICIAL | 2DN16G22F38828C100 | 40 | 2DN | ENERGY | 16G | MCCB / DISTR. BOARD | 22F | MCCB / SWITCH DISC. | 1 | 1 | NR | 1617.13 | CCM | 0.13 | 0.11 | KG | 0 | 0 | 0 | 0
GWD8364 | TERMINAL ES 3PZ MTX/E630 | ZACISK POZIOMY ROZSZERZONY 3PZ MTX/E630 | 125 | 1 | NR | 123 | 1 | NR | 1.626% | OFFICIAL | 2DN16G22F38829C100 | 40 | 2DN | ENERGY | 16G | MCCB / DISTR. BOARD | 22F | MCCB / SWITCH DISC. | 1 | 1 | NR | 1837.5 | CCM | 755 | 679.5 | G | 0 | 0 | 0 | 0
GWD8720 | COPRITERM BASE RIMOVIBILE 4P 1PZ MSX125 | OBUD BAZY DO WPIN4P 1PZ MSX125 | 313 | 1 | NR | 308 | 1 | NR | 1.623% | OFFICIAL | 2DN16G22F39961M100 | 30 | 2DN | ENERGY | 16G | MCCB / DISTR. BOARD | 22F | MCCB / SWITCH DISC. | 1 | 1 | NR | 864 | CCM | 0.03 | 0.03 | KG | 8034035054976 | 8034035054976 | 8034035054976 | 85389099
GWD8722 | COPRITERM BASE RIM 4P 1PZ MSX/E160-250 | OBUD BAZY DO WPIN4P 1PZ MSX/E160-250 | 313 | 1 | NR | 308 | 1 | NR | 1.623% | OFFICIAL | 2DN16G22F39961M100 | 30 | 2DN | ENERGY | 16G | MCCB / DISTR. BOARD | 22F | MCCB / SWITCH DISC. | 1 | 12 | NR | 799.52 | CCM | 0.03 | 0.03 | KG | 8034035054990 | 8034035054990 | 8034035054990 | 85389099
GWD9450 | MSXM 1000 4P 800A Term.FC | MSXM 1000 4P 800A Term.FC | 6260 | 1 | NR | 6160 | 1 | NR | 1.623% | OFFICIAL | 2DN16G22F39760W100 | 30 | 2DN | ENERGY | 16G | MCCB / DISTR. BOARD | 22F | MCCB / SWITCH DISC. | 1 | 1 | NR | 32860 | CCM | 11.4 | 11.4 | KG | 8034035040054 | 8034035040054 | 8034035040054 | 85362010
GW97601 | MTSE 1600 S 50KA 3P 1250A MICROP.I | MTSE 1600 S 50KA 3P 1250A MIKROP.I | 9400 | 1 | NR | 9250 | 1 | NR | 1.622% | OFFICIAL | 2DN16G22F38528H100 | 40 | 2DN | ENERGY | 16G | MCCB / DISTR. BOARD | 22F | MCCB / SWITCH DISC. | 1 | 1 | NR | 56941.5 | CCM | 21 | 18.9 | KG | 0 | 0 | 0 | 0
GW97604 | MTSE 1600 S 50KA 3P 1250A MICROP.LI | MTSE 1600 S 50KA 3P 1250A MIKROP.LI | 9400 | 1 | NR | 9250 | 1 | NR | 1.622% | OFFICIAL | 2DN16G22F38528H100 | 40 | 2DN | ENERGY | 16G | MCCB / DISTR. BOARD | 22F | MCCB / SWITCH DISC. | 1 | 1 | NR | 56941.5 | CCM | 21.5 | 19.35 | KG | 0 | 0 | 0 | 0
GWD7160 | MTXE 160 N 36KA 4P 160A SEP/1 I | MTXE 160 N 36KA 4P 160A SEP/1 I | 1880 | 1 | NR | 1850 | 1 | NR | 1.622% | OFFICIAL | 2DN16G22F37127D100 | 40 | 2DN | ENERGY | 16G | MCCB / DISTR. BOARD | 22F | MCCB / SWITCH DISC. | 1 | 1 | NR | 2457 | CCM | 1.6 | 1.5 | KG | 0 | 0 | 0 | 0
GWD8248 | BDR 320 UNDERP. (MTX/E 320) 4P | BDR 320 PODP. (MTX/E 320) 4P | 1880 | 1 | NR | 1850 | 1 | NR | 1.622% | OFFICIAL | 2DN16G22F38829G100 | 40 | 2DN | ENERGY | 16G | MCCB / DISTR. BOARD | 22F | MCCB / SWITCH DISC. | 1 | 1 | NR | 3169.975 | CCM | 1.87 | 1.683 | KG | 0 | 0 | 0 | 0
GWD9047 | MSX 160C 3P 160A 25KA TRMF TERM.FW | MSX 160c 3P 160A 25kA TfMr Term.FW | 940 | 1 | NR | 925 | 1 | NR | 1.622% | OFFICIAL | 2DN16G22F38960E100 | 30 | 2DN | ENERGY | 16G | MCCB / DISTR. BOARD | 22F | MCCB / SWITCH DISC. | 1 | 1 | NR | 1386 | CCM | 0.906 | 0.906 | KG | 8034035037856 | 8034035037856 | 8034035037856 | 85362010
GWD9388 | MSXE 630 4P 630A 50kA LSIG Term.FC | MSXE 630 4P 630A 50kA LSIG Term.FC | 9400 | 1 | NR | 9250 | 1 | NR | 1.622% | OFFICIAL | 2DN16G22F39360O100 | 30 | 2DN | ENERGY | 16G | MCCB / DISTR. BOARD | 22F | MCCB / SWITCH DISC. | 1 | 1 | NR | 30713.5 | CCM | 7.96 | 7.96 | KG | 8034035039874 | 8034035039874 | 8034035039874 | 85362010
GWD9374 | MSXE 400 4P 400A 36kA LSIG Term.FC | MSXE 400 4P 400A 36kA LSIG Term.FC | 6270 | 1 | NR | 6170 | 1 | NR | 1.621% | OFFICIAL | 2DN16G22F39360M100 | 30 | 2DN | ENERGY | 16G | MCCB / DISTR. BOARD | 22F | MCCB / SWITCH DISC. | 1 | 1 | NR | 10469 | CCM | 7.54 | 7.54 | KG | 8034035039782 | 8034035039782 | 8034035039782 | 85362010
GWD9386 | MSXE 630 3P+N 630A 50kA LSI Term.FC | MSXE 630 3P+N 630A 50kA LSI Term.FC | 6910 | 1 | NR | 6800 | 1 | NR | 1.618% | OFFICIAL | 2DN16G22F39360O100 | 30 | 2DN | ENERGY | 16G | MCCB / DISTR. BOARD | 22F | MCCB / SWITCH DISC. | 1 | 1 | NR | 30713.5 | CCM | 7.1 | 7.1 | KG | 8034035039850 | 8034035039850 | 8034035039850 | 85362010
GWD8834 | COPRIT ANT CAVI FW 4P 1PZ MSX/D/E160-250 | POKR PRZED KAB FW 4P 1PZ MSX/D/E160-250 | 37.7 | 1 | NR | 37.1 | 1 | NR | 1.617% | OFFICIAL | 2DN16G22F39961Q100 | 30 | 2DN | ENERGY | 16G | MCCB / DISTR. BOARD | 22F | MCCB / SWITCH DISC. | 1 | 12 | NR | 234.399 | CCM | 0.03 | 0.03 | KG | 8034035054839 | 8034035054839 | 8034035054839 | 85389099
GW97733 | SWITCH DISCONNECTOR MSS 630 4P 400A | ROZŁĄCZNIK IZOLACYJNY MSS 630 4P 400A | 881 | 1 | NR | 867 | 1 | NR | 1.615% | OFFICIAL | 2DN16G22F43761U100 | 30 | 2DN | ENERGY | 16G | MCCB / DISTR. BOARD | 22F | MCCB / SWITCH DISC. | 1 | 1 | NR | 11527.5 | CCM | 5 | 4.5 | KG | 8011564211537 | 8011564211537 | 8011564211537 | 85365080
GW98311 | AUX.CONT.CONN.MTSE 1600 WITHDRAWB. | POŁ.KONT.DOD.MTSE 1600 WEWN.USUW. | 88.1 | 1 | NR | 86.7 | 1 | NR | 1.615% | OFFICIAL | 2DN16G22F38828G100 | 40 | 2DN | ENERGY | 16G | MCCB / DISTR. BOARD | 22F | MCCB / SWITCH DISC. | 1 | 4 | NR | 1249.5 | CCM | 302 | 271.8 | G | 0 | 0 | 0 | 0
GW98336 | MOTOR C.+AUX.CONT.MTSE 1600I.E. | STER.A SIL.E C.POM.MTSE 1600 WEW.ZEW. | 88.1 | 1 | NR | 86.7 | 1 | NR | 1.615% | OFFICIAL | 2DN16G22F38828G100 | 40 | 2DN | ENERGY | 16G | MCCB / DISTR. BOARD | 22F | MCCB / SWITCH DISC. | 1 | 4 | NR | 404.283 | CCM | 495 | 445.5 | G | 0 | 0 | 0 | 0
GWD8711 | TERM BASE RIMOV 3PZ MSX125 | PRZED ZAC DO WPIN 3PZ MSX125 | 88.1 | 1 | NR | 86.7 | 1 | NR | 1.615% | OFFICIAL | 2DN16G22F39961M100 | 30 | 2DN | ENERGY | 16G | MCCB / DISTR. BOARD | 22F | MCCB / SWITCH DISC. | 1 | 20 | NR | 140.639 | CCM | 0.1 | 0.1 | KG | 8034035054907 | 8034035054907 | 8034035054907 | 85389099
GWD9007 | MSX 160C 3P 160A 16KA TRMF TERM.FW | MSX 160c 3P 160A 16kA TfMr Term.FW | 881 | 1 | NR | 867 | 1 | NR | 1.615% | OFFICIAL | 2DN16G22F38960C100 | 30 | 2DN | ENERGY | 16G | MCCB / DISTR. BOARD | 22F | MCCB / SWITCH DISC. | 1 | 1 | NR | 1386 | CCM | 0.956 | 0.956 | KG | 8034035037719 | 8034035037719 | 8034035037719 | 85362010
GWD9454 | MSXM 1250 4P 1250A TERM.FB | MSXM 1250 4P 1250A TERM.FB | 8810 | 1 | NR | 8670 | 1 | NR | 1.615% | OFFICIAL | 2DN16G22F39760W100 | 30 | 2DN | ENERGY | 16G | MCCB / DISTR. BOARD | 22F | MCCB / SWITCH DISC. | 1 | 1 | NR | 71920 | CCM | 23.4 | 23.4 | KG | 8034035040214 | 8034035040214 | 8034035040214 | 85362010
GWD8264 | FIXING BRACKET DIN50022 MTX250+RCD 'L' | UCHWYT MOCUJĄCY DIN50022 MTX250+WYŁ.R L | 18.9 | 1 | NR | 18.6 | 1 | NR | 1.613% | OFFICIAL | 2DN16G22F38829A100 | 40 | 2DN | ENERGY | 16G | MCCB / DISTR. BOARD | 22F | MCCB / SWITCH DISC. | 1 | 1 | NR | 2821.875 | CCM | 355 | 319.5 | G | 0 | 0 | 0 | 0
GWD8654 | INTERBLOC MECC LEVA SX 3P MSXE/M1000 | MECH. BLOK. DŹW. SX 3P MSXE/M1000 | 819 | 1 | NR | 806 | 1 | NR | 1.613% | OFFICIAL | 2DN16G22F39961I100 | 30 | 2DN | ENERGY | 16G | MCCB / DISTR. BOARD | 22F | MCCB / SWITCH DISC. | 1 | 1 | NR | 600 | CCM | 0.29 | 0.29 | KG | 8034035055461 | 8034035055461 | 8034035055461 | 85389099
GWD8713 | TERM BASE RIMOV 3PZ MSX/E160-250 | PRZED ZAC DO WPIN 3PZ MSX/E160-250 | 126 | 1 | NR | 124 | 1 | NR | 1.613% | OFFICIAL | 2DN16G22F39961M100 | 30 | 2DN | ENERGY | 16G | MCCB / DISTR. BOARD | 22F | MCCB / SWITCH DISC. | 1 | 10 | NR | 281.279 | CCM | 0.21 | 0.21 | KG | 8034035054921 | 8034035054921 | 8034035054921 | 85389099
GWD9057 | MSX 160C 3P+N 160A 25KA TRMF TERM.FW | MSX 160c 3P+N 160A 25kA TfMr Term.FW | 1260 | 1 | NR | 1240 | 1 | NR | 1.613% | OFFICIAL | 2DN16G22F38960E100 | 30 | 2DN | ENERGY | 16G | MCCB / DISTR. BOARD | 22F | MCCB / SWITCH DISC. | 1 | 1 | NR | 1848 | CCM | 1.234 | 1.234 | KG | 8034035038488 | 8034035038488 | 8034035038488 | 85362010
GWD9088 | MSX 250c 3P 250A 16kA TrMr Term.FC | MSX 250c 3P 250A 16kA TrMr Term.FC | 1260 | 1 | NR | 1240 | 1 | NR | 1.613% | OFFICIAL | 2DN16G22F38960C100 | 30 | 2DN | ENERGY | 16G | MCCB / DISTR. BOARD | 22F | MCCB / SWITCH DISC. | 1 | 1 | NR | 2150.5 | CCM | 1.546 | 1.546 | KG | 8034035038587 | 8034035038587 | 8034035038587 | 85362010
GWD9117 | MSX 250c 3P+N 160A 25kA TrMr Term.FC | MSX 250c 3P+N 160A 25kA TrMr Term.FC | 1260 | 1 | NR | 1240 | 1 | NR | 1.613% | OFFICIAL | 2DN16G22F38960E100 | 30 | 2DN | ENERGY | 16G | MCCB / DISTR. BOARD | 22F | MCCB / SWITCH DISC. | 1 | 1 | NR | 2805 | CCM | 2.008 | 2.008 | KG | 8034035039300 | 8034035039300 | 8034035039300 | 85362010
GWD9155 | MSX 125 3P 100A 65kA TrMr Term.FC | MSX 125 3P 100A 65kA TrMr Term.FC | 1260 | 1 | NR | 1240 | 1 | NR | 1.613% | OFFICIAL | 2DN16G22F39160K100 | 30 | 2DN | ENERGY | 16G | MCCB / DISTR. BOARD | 22F | MCCB / SWITCH DISC. | 1 | 1 | NR | 1870 | CCM | 1.278 | 1.278 | KG | 8034035038044 | 8034035038044 | 8034035038044 | 85362010
GWD9428 | MSXE 1600 4P 1600A 50kA LSIG Term.RC | MSXE 1600 4P 1600A 50kA LSIG Term.RC | 18900 | 1 | NR | 18600 | 1 | NR | 1.613% | OFFICIAL | 2DN16G22F39360O100 | 30 | 2DN | ENERGY | 16G | MCCB / DISTR. BOARD | 22F | MCCB / SWITCH DISC. | 1 | 1 | NR | 89280 | CCM | 33.166 | 13.166 | KG | 8034035040283 | 8034035040283 | 8034035040283 | 85362010
GWD8330 | TERMINAL EF 4PZ MTX/E320 | PRZEDŁUŻ.PRZYŁĄCZA FRONT 4PZ MTX/E320 | 63.1 | 1 | NR | 62.1 | 1 | NR | 1.61% | OFFICIAL | 2DN16G22F38829C100 | 40 | 2DN | ENERGY | 16G | MCCB / DISTR. BOARD | 22F | MCCB / SWITCH DISC. | 1 | 1 | NR | 1837.5 | CCM | 485 | 436.5 | G | 0 | 0 | 0 | 0
GWD7027 | MTX 160c B 16KA 4P 63A TM1 | MTX 160c B 16KA 4P 63A TM1 | 379 | 1 | NR | 373 | 1 | NR | 1.609% | OFFICIAL | 2DN16G22F37029J100 | 40 | 2DN | ENERGY | 16G | MCCB / DISTR. BOARD | 22F | MCCB / SWITCH DISC. | 1 | 1 | NR | 2457 | CCM | 1.38 | 1.242 | KG | 0 | 0 | 0 | 0
GWD9558 | MSXD 250 3P+N 250A 25kA TrMf Term.FC | MSXD 250 3P+N 250A 25kA TrMf Term.FC | 3790 | 1 | NR | 3730 | 1 | NR | 1.609% | OFFICIAL | 2DN16G22F39560S100 | 30 | 2DN | ENERGY | 16G | MCCB / DISTR. BOARD | 22F | MCCB / SWITCH DISC. | 1 | 1 | NR | 2805 | CCM | 2.33 | 2.33 | KG | 8034035039645 | 8034035039645 | 8034035039645 | 85362010
GWD9318 | MSXE 250 3P+N 250A 36kA LSI Term.FC | MSXE 250 3P+N 250A 36kA LSI Term.FC | 3160 | 1 | NR | 3110 | 1 | NR | 1.608% | OFFICIAL | 2DN16G22F39360M100 | 30 | 2DN | ENERGY | 16G | MCCB / DISTR. BOARD | 22F | MCCB / SWITCH DISC. | 1 | 1 | NR | 2805 | CCM | 2.97 | 2.97 | KG | 8034035039478 | 8034035039478 | 8034035039478 | 85362010
GWD9338 | MSXE 250 3P 250A 65kA LSI Term.FC | MSXE 250 3P 250A 65kA LSI Term.FC | 3160 | 1 | NR | 3110 | 1 | NR | 1.608% | OFFICIAL | 2DN16G22F39360Q100 | 30 | 2DN | ENERGY | 16G | MCCB / DISTR. BOARD | 22F | MCCB / SWITCH DISC. | 1 | 1 | NR | 2244 | CCM | 2.28 | 2.28 | KG | 8034035038761 | 8034035038761 | 8034035038761 | 85362010
GWD9573 | MSXD 125 3P+N 50A 36kA TrMf Term.FC | MSXD 125 3P+N 50A 36kA TrMf Term.FC | 3160 | 1 | NR | 3110 | 1 | NR | 1.608% | OFFICIAL | 2DN16G22F39560U100 | 30 | 2DN | ENERGY | 16G | MCCB / DISTR. BOARD | 22F | MCCB / SWITCH DISC. | 1 | 1 | NR | 2524.5 | CCM | 1.734 | 1.734 | KG | 8034035039249 | 8034035039249 | 8034035039249 | 85362010
GWD9574 | MSXD 125 3P+N 63A 36kA TrMf Term.FC | MSXD 125 3P+N 63A 36kA TrMf Term.FC | 3160 | 1 | NR | 3110 | 1 | NR | 1.608% | OFFICIAL | 2DN16G22F39560U100 | 30 | 2DN | ENERGY | 16G | MCCB / DISTR. BOARD | 22F | MCCB / SWITCH DISC. | 1 | 1 | NR | 2524.5 | CCM | 1.734 | 1.734 | KG | 8034035039256 | 8034035039256 | 8034035039256 | 85362010
GWD8687 | PLUG-IN BASE 3P MSXE/M1000 (800A) | PODSTAWA WPINANA 3P MSXE/M1000 (800A) | 2530 | 1 | NR | 2490 | 1 | NR | 1.606% | OFFICIAL | 2DN16G22F39961M100 | 30 | 2DN | ENERGY | 16G | MCCB / DISTR. BOARD | 22F | MCCB / SWITCH DISC. | 1 | 1 | NR | 22344 | CCM | 6.4 | 6.4 | KG | 8034035045134 | 8034035045134 | 8034035045134 | 85389099
GWD8719 | COPRITERM BASE RIMOVIBILE 3P 1PZ MSX125 | OBUD BAZY DO WPIN 3P 1PZ MSX125 | 253 | 1 | NR | 249 | 1 | NR | 1.606% | OFFICIAL | 2DN16G22F39961M100 | 30 | 2DN | ENERGY | 16G | MCCB / DISTR. BOARD | 22F | MCCB / SWITCH DISC. | 1 | 1 | NR | 864 | CCM | 0.02 | 0.02 | KG | 8034035054969 | 8034035054969 | 8034035054969 | 85389099
GWD8721 | COPRITERM BASE RIM 3P 1PZ MSX/E160-250 | OBUD BAZY DO WPIN3P 1PZ MSX/E160-250 | 253 | 1 | NR | 249 | 1 | NR | 1.606% | OFFICIAL | 2DN16G22F39961M100 | 30 | 2DN | ENERGY | 16G | MCCB / DISTR. BOARD | 22F | MCCB / SWITCH DISC. | 1 | 12 | NR | 799.52 | CCM | 0.02 | 0.02 | KG | 8034035054983 | 8034035054983 | 8034035054983 | 85389099
GWD9553 | MSXD 125 3P+N 50A 25kA TrMf Term.FC | MSXD 125 3P+N 50A 25kA TrMf Term.FC | 2530 | 1 | NR | 2490 | 1 | NR | 1.606% | OFFICIAL | 2DN16G22F39560S100 | 30 | 2DN | ENERGY | 16G | MCCB / DISTR. BOARD | 22F | MCCB / SWITCH DISC. | 1 | 1 | NR | 2288 | CCM | 1.734 | 1.734 | KG | 8034035039188 | 8034035039188 | 8034035039188 | 85362010
GWD9554 | MSXD 125 3P+N 63A 25kA TrMf Term.FC | MSXD 125 3P+N 63A 25kA TrMf Term.FC | 2530 | 1 | NR | 2490 | 1 | NR | 1.606% | OFFICIAL | 2DN16G22F39560S100 | 30 | 2DN | ENERGY | 16G | MCCB / DISTR. BOARD | 22F | MCCB / SWITCH DISC. | 1 | 1 | NR | 2524.5 | CCM | 1.734 | 1.734 | KG | 8034035039195 | 8034035039195 | 8034035039195 | 85362010
GWD9442 | MSXM 160c 4P 160A Term.FC | MSXM 160c 4P 160A Term.FC | 633 | 1 | NR | 623 | 1 | NR | 1.605% | OFFICIAL | 2DN16G22F39760W100 | 30 | 2DN | ENERGY | 16G | MCCB / DISTR. BOARD | 22F | MCCB / SWITCH DISC. | 1 | 1 | NR | 1644.5 | CCM | 1 | 1 | KG | 8034035038563 | 8034035038563 | 8034035038563 | 85362010
GWD8861 | SEAL TERMINAL COVERS MSX/M160c | USZCZELKA POKRYWY ZACISKÓW MSX/M160c | 9.5 | 1 | NR | 9.35 | 1 | NR | 1.604% | OFFICIAL | 2DN16G22F39961Q100 | 30 | 2DN | ENERGY | 16G | MCCB / DISTR. BOARD | 22F | MCCB / SWITCH DISC. | 1 | 40 | NR | 70.32 | CCM | 3 | 3 | G | 8034035046070 | 8034035046070 | 8034035046070 | 85389099
GWD8862 | SEAL TERMINAL COVERS MSX/M250c | USZCZELKA POKRYWY ZACISKÓW MSX/M250c | 9.5 | 1 | NR | 9.35 | 1 | NR | 1.604% | OFFICIAL | 2DN16G22F39961Q100 | 30 | 2DN | ENERGY | 16G | MCCB / DISTR. BOARD | 22F | MCCB / SWITCH DISC. | 1 | 40 | NR | 70.32 | CCM | 3 | 3 | G | 8034035046087 | 8034035046087 | 8034035046087 | 85389099
GWD8863 | SEAL TERMINAL COVERS MSX/D/E/M125-630 | USZCZELKA POKRYWY ZACI. MSX/D/E/M125-630 | 9.5 | 1 | NR | 9.35 | 1 | NR | 1.604% | OFFICIAL | 2DN16G22F39961Q100 | 30 | 2DN | ENERGY | 16G | MCCB / DISTR. BOARD | 22F | MCCB / SWITCH DISC. | 1 | 20 | NR | 140.639 | CCM | 3 | 3 | G | 8034035046094 | 8034035046094 | 8034035046094 | 85389099
GWD8635 | MANOVRA ROT RINV EM IP5X MSXE/M1000 | POKRĘTŁO PRZEDŁ. AWAR.IP5X MSXE/M1000 | 507 | 1 | NR | 499 | 1 | NR | 1.603% | OFFICIAL | 2DN16G22F39961G100 | 30 | 2DN | ENERGY | 16G | MCCB / DISTR. BOARD | 22F | MCCB / SWITCH DISC. | 1 | 1 | NR | 8580 | CCM | 2 | 2 | KG | 8034035044847 | 8034035044847 | 8034035044847 | 85389099
GWD8696 | KIT FIXED TO PLUG-IN 4P MSXE160-250 | ZESTAW MOCOW. DO WPINAN.4P MSXE160-250 | 507 | 1 | NR | 499 | 1 | NR | 1.603% | OFFICIAL | 2DN16G22F39961M100 | 30 | 2DN | ENERGY | 16G | MCCB / DISTR. BOARD | 22F | MCCB / SWITCH DISC. | 1 | 1 | NR | 1710 | CCM | 0.74 | 0.74 | KG | 8034035045202 | 8034035045202 | 8034035045202 | 85389099
GWD9044 | MSX 160c 3P 80A 25kA TrMf Term.FW | MSX 160c 3P 80A 25kA TrMf Term.FW | 571 | 1 | NR | 562 | 1 | NR | 1.601% | OFFICIAL | 2DN16G22F38960E100 | 30 | 2DN | ENERGY | 16G | MCCB / DISTR. BOARD | 22F | MCCB / SWITCH DISC. | 1 | 1 | NR | 1336.5 | CCM | 0.906 | 0.906 | KG | 8034035037825 | 8034035037825 | 8034035037825 | 85362010
GWD9045 | MSX 160c 3P 100A 25kA TrMf Term.FW | MSX 160c 3P 100A 25kA TrMf Term.FW | 571 | 1 | NR | 562 | 1 | NR | 1.601% | OFFICIAL | 2DN16G22F38960E100 | 30 | 2DN | ENERGY | 16G | MCCB / DISTR. BOARD | 22F | MCCB / SWITCH DISC. | 1 | 1 | NR | 1336.5 | CCM | 0.906 | 0.906 | KG | 8034035037832 | 8034035037832 | 8034035037832 | 85362010
GWD9391 | MSX 1000 3P 630A 50kA TrMr Term.FC | MSX 1000 3P 630A 50kA TrMr Term.FC | 6980 | 1 | NR | 6870 | 1 | NR | 1.601% | OFFICIAL | 2DN16G22F39160I100 | 30 | 2DN | ENERGY | 16G | MCCB / DISTR. BOARD | 22F | MCCB / SWITCH DISC. | 1 | 1 | NR | 32860 | CCM | 9.2 | 9.2 | KG | 8034035039904 | 8034035039904 | 8034035039904 | 85362010
GWD9395 | MSX 1000 3P 800A 50kA TrMr Term.FC | MSX 1000 3P 800A 50kA TrMr Term.FC | 6980 | 1 | NR | 6870 | 1 | NR | 1.601% | OFFICIAL | 2DN16G22F39160I100 | 30 | 2DN | ENERGY | 16G | MCCB / DISTR. BOARD | 22F | MCCB / SWITCH DISC. | 1 | 1 | NR | 32860 | CCM | 9.4 | 9.4 | KG | 8034035039935 | 8034035039935 | 8034035039935 | 85362010
GWD9131 | MSX 125 3P+N 20A 36kA TrMr Term.FC | MSX 125 3P+N 20A 36kA TrMr Term.FC | 825 | 1 | NR | 812 | 1 | NR | 1.601% | OFFICIAL | 2DN16G22F39160G100 | 30 | 2DN | ENERGY | 16G | MCCB / DISTR. BOARD | 22F | MCCB / SWITCH DISC. | 1 | 1 | NR | 2618 | CCM | 1.642 | 1.642 | KG | 8034035038822 | 8034035038822 | 8034035038822 | 85362010
GWD9132 | MSX 125 3P+N 32A 36kA TrMr Term.FC | MSX 125 3P+N 32A 36kA TrMr Term.FC | 825 | 1 | NR | 812 | 1 | NR | 1.601% | OFFICIAL | 2DN16G22F39160G100 | 30 | 2DN | ENERGY | 16G | MCCB / DISTR. BOARD | 22F | MCCB / SWITCH DISC. | 1 | 1 | NR | 2618 | CCM | 1.642 | 1.642 | KG | 8034035038839 | 8034035038839 | 8034035038839 | 85362010
GWD9133 | MSX 125 3P+N 50A 36kA TrMr Term.FC | MSX 125 3P+N 50A 36kA TrMr Term.FC | 825 | 1 | NR | 812 | 1 | NR | 1.601% | OFFICIAL | 2DN16G22F39160G100 | 30 | 2DN | ENERGY | 16G | MCCB / DISTR. BOARD | 22F | MCCB / SWITCH DISC. | 1 | 1 | NR | 2618 | CCM | 1.642 | 1.642 | KG | 8034035038846 | 8034035038846 | 8034035038846 | 85362010
GWD9134 | MSX 125 3P+N 63A 36kA TrMr Term.FC | MSX 125 3P+N 63A 36kA TrMr Term.FC | 825 | 1 | NR | 812 | 1 | NR | 1.601% | OFFICIAL | 2DN16G22F39160G100 | 30 | 2DN | ENERGY | 16G | MCCB / DISTR. BOARD | 22F | MCCB / SWITCH DISC. | 1 | 1 | NR | 2618 | CCM | 1.642 | 1.642 | KG | 8034035038853 | 8034035038853 | 8034035038853 | 85362010
GWD9455 | MSXM 1600 3P 1600A TERM.FB | MSXM 1600 3P 1600A TERM.FB | 8250 | 1 | NR | 8120 | 1 | NR | 1.601% | OFFICIAL | 2DN16G22F39760W100 | 30 | 2DN | ENERGY | 16G | MCCB / DISTR. BOARD | 22F | MCCB / SWITCH DISC. | 1 | 1 | NR | 59334 | CCM | 27.5 | 27.5 | KG | 8034035040115 | 8034035040115 | 8034035040115 | 85362010
GWD8765 | EXTENDED FR.TERM.DIV. FB 3PCS MSX/E/M400 | PRZEDŁ.ZAC.FR.PODZ. FB 3SZT MSX/E/M400 | 82.6 | 1 | NR | 81.3 | 1 | NR | 1.599% | OFFICIAL | 2DN16G22F39961O100 | 30 | 2DN | ENERGY | 16G | MCCB / DISTR. BOARD | 22F | MCCB / SWITCH DISC. | 1 | 8 | NR | 351.598 | CCM | 0.93 | 0.93 | KG | 8034035045455 | 8034035045455 | 8034035045455 | 85389099
GWD9054 | MSX 160c 3P+N 80A 25kA TrMf Term.FW | MSX 160c 3P+N 80A 25kA TrMf Term.FW | 764 | 1 | NR | 752 | 1 | NR | 1.596% | OFFICIAL | 2DN16G22F38960E100 | 30 | 2DN | ENERGY | 16G | MCCB / DISTR. BOARD | 22F | MCCB / SWITCH DISC. | 1 | 1 | NR | 1644.5 | CCM | 1.234 | 1.234 | KG | 8034035038457 | 8034035038457 | 8034035038457 | 85362010
GWD9055 | MSX 160c 3P+N 100A 25kA TrMf Term.FW | MSX 160c 3P+N 100A 25kA TrMf Term.FW | 764 | 1 | NR | 752 | 1 | NR | 1.596% | OFFICIAL | 2DN16G22F38960E100 | 30 | 2DN | ENERGY | 16G | MCCB / DISTR. BOARD | 22F | MCCB / SWITCH DISC. | 1 | 1 | NR | 1644.5 | CCM | 1.234 | 1.234 | KG | 8034035038464 | 8034035038464 | 8034035038464 | 85362010
GWD9384 | MSXE 630 4P 630A 36kA LSIG Term.FC | MSXE 630 4P 630A 36kA LSIG Term.FC | 7650 | 1 | NR | 7530 | 1 | NR | 1.594% | OFFICIAL | 2DN16G22F39360M100 | 30 | 2DN | ENERGY | 16G | MCCB / DISTR. BOARD | 22F | MCCB / SWITCH DISC. | 1 | 1 | NR | 30713.5 | CCM | 7.86 | 7.86 | KG | 8034035039843 | 8034035039843 | 8034035039843 | 85362010
GWD8543 | UNDER V REL DEL MSX/M160c-250c 3P 240VAC | WYZW.PODNAPIĘC. MSX/M160c-250c 3P 240VAC | 638 | 1 | NR | 628 | 1 | NR | 1.592% | OFFICIAL | 2DN16G22F39961C100 | 30 | 2DN | ENERGY | 16G | MCCB / DISTR. BOARD | 22F | MCCB / SWITCH DISC. | 1 | 20 | NR | 140.639 | CCM | 0.05 | 0.05 | KG | 8034035044342 | 8034035044342 | 8034035044342 | 85389099
GWD8544 | UNDER V REL DEL MSX/M160c-250c 240VAC | WYZW.PODNAPIĘC. MSX/M160c-250c 240VAC | 638 | 1 | NR | 628 | 1 | NR | 1.592% | OFFICIAL | 2DN16G22F39961C100 | 30 | 2DN | ENERGY | 16G | MCCB / DISTR. BOARD | 22F | MCCB / SWITCH DISC. | 1 | 20 | NR | 140.639 | CCM | 0.05 | 0.05 | KG | 8034035044359 | 8034035044359 | 8034035044359 | 85389099
GWD8547 | UNDER V REL DEL MSX/M160c-250c 3P 24VDC | WYZW.PODNAPIĘC. MSX/M160c-250c 3P 24VDC | 638 | 1 | NR | 628 | 1 | NR | 1.592% | OFFICIAL | 2DN16G22F39961C100 | 30 | 2DN | ENERGY | 16G | MCCB / DISTR. BOARD | 22F | MCCB / SWITCH DISC. | 1 | 20 | NR | 140.639 | CCM | 0.05 | 0.05 | KG | 8034035044380 | 8034035044380 | 8034035044380 | 85389099
GWD8548 | UNDER V REL DEL MSX/M160c-250c 24VDC | WYZW.PODNAPIĘC. MSX/M160c-250c 24VDC | 638 | 1 | NR | 628 | 1 | NR | 1.592% | OFFICIAL | 2DN16G22F39961C100 | 30 | 2DN | ENERGY | 16G | MCCB / DISTR. BOARD | 22F | MCCB / SWITCH DISC. | 1 | 20 | NR | 140.639 | CCM | 0.05 | 0.05 | KG | 8034035044397 | 8034035044397 | 8034035044397 | 85389099
GWD8558 | UNDER V REL DEL MSX/E/M125-630 24VDC | WYZW.PODNAPIĘC. MSX/E/M125-630 24VDC | 638 | 1 | NR | 628 | 1 | NR | 1.592% | OFFICIAL | 2DN16G22F39961C100 | 30 | 2DN | ENERGY | 16G | MCCB / DISTR. BOARD | 22F | MCCB / SWITCH DISC. | 1 | 1 | NR | 81 | CCM | 0.04 | 0.04 | KG | 8034035044458 | 8034035044458 | 8034035044458 | 85389099
GWD8565 | UNDER V REL DEL MSXE/M1000 240VAC | WYZW.PODNAPIĘC.MSXE/M1000 240VAC | 638 | 1 | NR | 628 | 1 | NR | 1.592% | OFFICIAL | 2DN16G22F39961C100 | 30 | 2DN | ENERGY | 16G | MCCB / DISTR. BOARD | 22F | MCCB / SWITCH DISC. | 1 | 1 | NR | 81 | CCM | 0.04 | 0.04 | KG | 8034035044472 | 8034035044472 | 8034035044472 | 85389099
GWD8566 | UNDER V REL DEL MSXE/M1250-1600 240VAC | WYZW.PODNAPIĘC.MSXE/M1250-1600 240VAC | 638 | 1 | NR | 628 | 1 | NR | 1.592% | OFFICIAL | 2DN16G22F39961C100 | 30 | 2DN | ENERGY | 16G | MCCB / DISTR. BOARD | 22F | MCCB / SWITCH DISC. | 1 | 1 | NR | 81 | CCM | 0.04 | 0.04 | KG | 8034035044489 | 8034035044489 | 8034035044489 | 85389099
GWD8568 | UNDER V REL DEL MSXE/M1000 400VAC | WYZW.PODNAPIĘC.MSXE/M1000 400VAC | 638 | 1 | NR | 628 | 1 | NR | 1.592% | OFFICIAL | 2DN16G22F39961C100 | 30 | 2DN | ENERGY | 16G | MCCB / DISTR. BOARD | 22F | MCCB / SWITCH DISC. | 1 | 1 | NR | 81 | CCM | 0.04 | 0.04 | KG | 8034035044502 | 8034035044502 | 8034035044502 | 85389099
GWD8569 | UNDER V REL DEL MSXE/M1250-1600 400VAC | WYZW.PODNAPIĘC.MSXE/M1250-1600 400VAC | 638 | 1 | NR | 628 | 1 | NR | 1.592% | OFFICIAL | 2DN16G22F39961C100 | 30 | 2DN | ENERGY | 16G | MCCB / DISTR. BOARD | 22F | MCCB / SWITCH DISC. | 1 | 1 | NR | 81 | CCM | 0.04 | 0.04 | KG | 8034035044519 | 8034035044519 | 8034035044519 | 85389099
GWD8572 | UNDER V REL DEL MSXE/M1000 24VDC | WYZW.PODNAPIĘC.MSXE/M1000 24VDC | 638 | 1 | NR | 628 | 1 | NR | 1.592% | OFFICIAL | 2DN16G22F39961C100 | 30 | 2DN | ENERGY | 16G | MCCB / DISTR. BOARD | 22F | MCCB / SWITCH DISC. | 1 | 1 | NR | 81 | CCM | 0.04 | 0.04 | KG | 8034035044533 | 8034035044533 | 8034035044533 | 85389099
GWD8573 | UNDER V REL DEL MSXE/M1250-1600 24VDC | WYZW.PODNAPIĘC.MSXE/M1250-1600 24VDC | 638 | 1 | NR | 628 | 1 | NR | 1.592% | OFFICIAL | 2DN16G22F39961C100 | 30 | 2DN | ENERGY | 16G | MCCB / DISTR. BOARD | 22F | MCCB / SWITCH DISC. | 1 | 1 | NR | 81 | CCM | 0.04 | 0.04 | KG | 8034035044540 | 8034035044540 | 8034035044540 | 85389099
GWD9268 | MSXD 250 3P 250A 36kA TrMf Term.FC | MSXD 250 3P 250A 36kA TrMf Term.FC | 3190 | 1 | NR | 3140 | 1 | NR | 1.592% | OFFICIAL | 2DN16G22F39560U100 | 30 | 2DN | ENERGY | 16G | MCCB / DISTR. BOARD | 22F | MCCB / SWITCH DISC. | 1 | 1 | NR | 2376 | CCM | 1.806 | 1.806 | KG | 8034035038815 | 8034035038815 | 8034035038815 | 85362010
GW98305 | DIG.AUX.CONT.MTS-E 800-1600 2 COM. | KONT. DODATK.DIG.MTS-E 800-1600 2 STER | 128 | 1 | NR | 126 | 1 | NR | 1.587% | OFFICIAL | 2DN16G22F38828C100 | 40 | 2DN | ENERGY | 16G | MCCB / DISTR. BOARD | 22F | MCCB / SWITCH DISC. | 1 | 1 | NR | 1617.13 | CCM | 150 | 135 | G | 0 | 0 | 0 | 0
GWD8242 | BDI 160c "L" SHAPE (MTX 160c) 4P | BDI 160c „L”-KSZTAŁTNY (MTX 160c) 4P | 768 | 1 | NR | 756 | 1 | NR | 1.587% | OFFICIAL | 2DN16G22F38829G100 | 40 | 2DN | ENERGY | 16G | MCCB / DISTR. BOARD | 22F | MCCB / SWITCH DISC. | 1 | 1 | NR | 8287.125 | CCM | 1.095 | 0.986 | KG | 0 | 0 | 0 | 0
GWD8792 | REAR TERMINAL RC 4PCS MSXE160-250 | ZACISK TYLNY RC 4SZT MSXE160-250 | 192 | 1 | NR | 189 | 1 | NR | 1.587% | OFFICIAL | 2DN16G22F39961O100 | 30 | 2DN | ENERGY | 16G | MCCB / DISTR. BOARD | 22F | MCCB / SWITCH DISC. | 1 | 4 | NR | 703.196 | CCM | 0.68 | 0.68 | KG | 8034035045608 | 8034035045608 | 8034035045608 | 85389099
GWD9074 | MSX 160C 3P+N 80A 25KA TRMF TERM.FC | MSX 160c 3P+N 80A 25kA TfMr Term.FC | 704 | 1 | NR | 693 | 1 | NR | 1.587% | OFFICIAL | 2DN16G22F38960E100 | 30 | 2DN | ENERGY | 16G | MCCB / DISTR. BOARD | 22F | MCCB / SWITCH DISC. | 1 | 1 | NR | 1848 | CCM | 1.184 | 1.184 | KG | 8034035038525 | 8034035038525 | 8034035038525 | 85362010
GWD9075 | MSX 160C 3P+N 100A 25KA TRMF TERM.FC | MSX 160c 3P+N 100A 25kA TfMr Term.FC | 704 | 1 | NR | 693 | 1 | NR | 1.587% | OFFICIAL | 2DN16G22F38960E100 | 30 | 2DN | ENERGY | 16G | MCCB / DISTR. BOARD | 22F | MCCB / SWITCH DISC. | 1 | 1 | NR | 1848 | CCM | 1.184 | 1.184 | KG | 8034035038532 | 8034035038532 | 8034035038532 | 85362010
GWD9186 | MSX 125 3P 125A 36kA TMG Term.FC | MSX 125 3P 125A 36kA TMG Term.FC | 1280 | 1 | NR | 1260 | 1 | NR | 1.587% | OFFICIAL | 2DN16G22F39160G100 | 30 | 2DN | ENERGY | 16G | MCCB / DISTR. BOARD | 22F | MCCB / SWITCH DISC. | 1 | 1 | NR | 1870 | CCM | 1.3 | 1.3 | KG | 8034035038099 | 8034035038099 | 8034035038099 | 85362010
GWD9206 | MSX 125 3P 125A 36kA Mr Term.FC | MSX 125 3P 125A 36kA Mr Term.FC | 1280 | 1 | NR | 1260 | 1 | NR | 1.587% | OFFICIAL | 2DN16G22F39160G100 | 30 | 2DN | ENERGY | 16G | MCCB / DISTR. BOARD | 22F | MCCB / SWITCH DISC. | 1 | 1 | NR | 1870 | CCM | 1.3 | 1.3 | KG | 8034035038150 | 8034035038150 | 8034035038150 | 85362010
GWD9217 | MSX 160 4P 160A 36kA Mr Term.FC | MSX 160 4P 160A 36kA Mr Term.FC | 1920 | 1 | NR | 1890 | 1 | NR | 1.587% | OFFICIAL | 2DN16G22F39160G100 | 30 | 2DN | ENERGY | 16G | MCCB / DISTR. BOARD | 22F | MCCB / SWITCH DISC. | 1 | 1 | NR | 2805 | CCM | 2.136 | 2.136 | KG | 8034035039423 | 8034035039423 | 8034035039423 | 85362010
GWD9277 | MSXD 160 3P+N 160A 36kA TrMf Term.FC | MSXD 160 3P+N 160A 36kA TrMf Term.FC | 3840 | 1 | NR | 3780 | 1 | NR | 1.587% | OFFICIAL | 2DN16G22F39560U100 | 30 | 2DN | ENERGY | 16G | MCCB / DISTR. BOARD | 22F | MCCB / SWITCH DISC. | 1 | 1 | NR | 2970 | CCM | 2.33 | 2.33 | KG | 8034035039614 | 8034035039614 | 8034035039614 | 85362010
GWD9412 | MSXE 1250 3P 1250A 50kA LSI Term.RC | MSXE 1250 3P 1250A 50kA LSI Term.RC | 12800 | 1 | NR | 12600 | 1 | NR | 1.587% | OFFICIAL | 2DN16G22F39360O100 | 30 | 2DN | ENERGY | 16G | MCCB / DISTR. BOARD | 22F | MCCB / SWITCH DISC. | 1 | 1 | NR | 73656 | CCM | 23.6 | 22.6 | KG | 8034035040122 | 8034035040122 | 8034035040122 | 85362010
GWD9424 | MSXE 1600 3P+N 1600A 50kA LSI Term.RC | MSXE 1600 3P+N 1600A 50kA LSI Term.RC | 19200 | 1 | NR | 18900 | 1 | NR | 1.587% | OFFICIAL | 2DN16G22F39360O100 | 30 | 2DN | ENERGY | 16G | MCCB / DISTR. BOARD | 22F | MCCB / SWITCH DISC. | 1 | 1 | NR | 89280 | CCM | 36.6 | 35.6 | KG | 8034035040269 | 8034035040269 | 8034035040269 | 85362010
GWD8303 | LOW TERMINAL COVER 2PZ MTX250 4P | NISKA POKRYWA LISTEW 2PZ MTX250 4P | 89.8 | 1 | NR | 88.4 | 1 | NR | 1.584% | OFFICIAL | 2DN16G22F38829E100 | 40 | 2DN | ENERGY | 16G | MCCB / DISTR. BOARD | 22F | MCCB / SWITCH DISC. | 1 | 1 | NR | 1617.13 | CCM | 125 | 112.5 | G | 0 | 0 | 0 | 0
GWD8883 | MOSTRINA MSX/E/M400-630 | PASEK MSX/E/M400-630 | 89.8 | 1 | NR | 88.4 | 1 | NR | 1.584% | OFFICIAL | 2DN16G22F39961Q100 | 30 | 2DN | ENERGY | 16G | MCCB / DISTR. BOARD | 22F | MCCB / SWITCH DISC. | 1 | 1 | NR | 100 | CCM | 0.02 | 0.02 | KG | 8034035055096 | 8034035055096 | 8034035055096 | 85389099
GWD8885 | MOSTRINA MSXE/M1250-1600 | PASEK MSXE/M1250-1600 | 89.8 | 1 | NR | 88.4 | 1 | NR | 1.584% | OFFICIAL | 2DN16G22F39961Q100 | 30 | 2DN | ENERGY | 16G | MCCB / DISTR. BOARD | 22F | MCCB / SWITCH DISC. | 1 | 12 | NR | 799.52 | CCM | 30 | 30 | G | 8034035055485 | 8034035055485 | 8034035055485 | 85389099
GWD9265 | MSXD 125 3P 100A 36kA TrMf Term.FC | MSXD 125 3P 100A 36kA TrMf Term.FC | 2570 | 1 | NR | 2530 | 1 | NR | 1.581% | OFFICIAL | 2DN16G22F39560U100 | 30 | 2DN | ENERGY | 16G | MCCB / DISTR. BOARD | 22F | MCCB / SWITCH DISC. | 1 | 1 | NR | 1870 | CCM | 1.346 | 1.346 | KG | 8034035038266 | 8034035038266 | 8034035038266 | 85362010
GWD8633 | MANOVRA ROT RINV EM IP5X MSX/M/E400-630 | POKRĘTŁO PRZEDŁ.AWAR.IP5X MSX/M/E400-630 | 450 | 1 | NR | 443 | 1 | NR | 1.58% | OFFICIAL | 2DN16G22F39961G100 | 30 | 2DN | ENERGY | 16G | MCCB / DISTR. BOARD | 22F | MCCB / SWITCH DISC. | 1 | 1 | NR | 9180 | CCM | 2.02 | 2.02 | KG | 8034035044823 | 8034035044823 | 8034035044823 | 85389099
GW97725 | SWITCH DISCONNECTOR MSS 125 4P 100A | ROZŁĄCZNIK IZOLACYJNY MSS 125 4P 100A | 258 | 1 | NR | 254 | 1 | NR | 1.575% | OFFICIAL | 2DN16G22F43761U100 | 30 | 2DN | ENERGY | 16G | MCCB / DISTR. BOARD | 22F | MCCB / SWITCH DISC. | 1 | 1 | NR | 1287 | CCM | 761 | 684.9 | G | 8011564211452 | 8011564211452 | 8011564211452 | 85365080
GWD8583 | COMANDO MOTORE MSX/D125 110VAC | STEROWANIE SILNIKA MSX/D125 110VAC | 1940 | 1 | NR | 1910 | 1 | NR | 1.571% | OFFICIAL | 2DN16G22F39961E100 | 30 | 2DN | ENERGY | 16G | MCCB / DISTR. BOARD | 22F | MCCB / SWITCH DISC. | 1 | 1 | NR | 2475 | CCM | 1.49 | 1.49 | KG | 8034035054730 | 8034035054730 | 8034035054730 | 85389099
GWD8586 | COMANDO MOTORE MSX/D125 48VDC | STEROWANIE SILNIKA MSX/D125 48VDC | 1940 | 1 | NR | 1910 | 1 | NR | 1.571% | OFFICIAL | 2DN16G22F39961E100 | 30 | 2DN | ENERGY | 16G | MCCB / DISTR. BOARD | 22F | MCCB / SWITCH DISC. | 1 | 1 | NR | 2970 | CCM | 1.49 | 1.49 | KG | 8034035054747 | 8034035054747 | 8034035054747 | 85389099
GWD8587 | COMANDO MOTORE MSX/D125 100VDC | STEROWANIE SILNIKA MSX/D125 100VDC | 1940 | 1 | NR | 1910 | 1 | NR | 1.571% | OFFICIAL | 2DN16G22F39961E100 | 30 | 2DN | ENERGY | 16G | MCCB / DISTR. BOARD | 22F | MCCB / SWITCH DISC. | 1 | 1 | NR | 3135 | CCM | 1.5 | 1.5 | KG | 8034035054754 | 8034035054754 | 8034035054754 | 85389099
GWD8588 | COMANDO MOTORE MSX/D125 220VDC | STEROWANIE SILNIKA MSX/D125 220VDC | 1940 | 1 | NR | 1910 | 1 | NR | 1.571% | OFFICIAL | 2DN16G22F39961E100 | 30 | 2DN | ENERGY | 16G | MCCB / DISTR. BOARD | 22F | MCCB / SWITCH DISC. | 1 | 1 | NR | 3300 | CCM | 1.49 | 1.49 | KG | 8034035054761 | 8034035054761 | 8034035054761 | 85389099
GWD8589 | COMANDO MOTORE MSX/D/E160-250 110VAC | STEROWANIE SILNIKA MSX/D/E160-250 110VAC | 1940 | 1 | NR | 1910 | 1 | NR | 1.571% | OFFICIAL | 2DN16G22F39961E100 | 30 | 2DN | ENERGY | 16G | MCCB / DISTR. BOARD | 22F | MCCB / SWITCH DISC. | 1 | 1 | NR | 3465 | CCM | 1.5 | 1.5 | KG | 8034035054778 | 8034035054778 | 8034035054778 | 85389099
GWD8592 | COMANDO MOTORE MSX/D/E160-250 48VDC | STEROWANIE SILNIKA MSX/D/E160-250 48VDC | 1940 | 1 | NR | 1910 | 1 | NR | 1.571% | OFFICIAL | 2DN16G22F39961E100 | 30 | 2DN | ENERGY | 16G | MCCB / DISTR. BOARD | 22F | MCCB / SWITCH DISC. | 1 | 1 | NR | 3960 | CCM | 1.5 | 1.5 | KG | 8034035054785 | 8034035054785 | 8034035054785 | 85389099
GWD8593 | COMANDO MOTORE MSX/D/E160-250 100VDC | STEROWANIE SILNIKA MSX/D/E160-250 100VDC | 1940 | 1 | NR | 1910 | 1 | NR | 1.571% | OFFICIAL | 2DN16G22F39961E100 | 30 | 2DN | ENERGY | 16G | MCCB / DISTR. BOARD | 22F | MCCB / SWITCH DISC. | 1 | 1 | NR | 4125 | CCM | 1.49 | 1.49 | KG | 8034035054792 | 8034035054792 | 8034035054792 | 85389099
GWD8594 | COMANDO MOTORE MSX/D/E160-250 220VDC | STEROWANIE SILNIKA MSX/D/E160-250 220VDC | 1940 | 1 | NR | 1910 | 1 | NR | 1.571% | OFFICIAL | 2DN16G22F39961E100 | 30 | 2DN | ENERGY | 16G | MCCB / DISTR. BOARD | 22F | MCCB / SWITCH DISC. | 1 | 1 | NR | 4290 | CCM | 1.5 | 1.5 | KG | 8034035054808 | 8034035054808 | 8034035054808 | 85389099
GWD8697 | KIT FIXED TO PLUG-IN 3P MSX/E/M400 | ZESTAW MOCOW. DO WPINAN.3P MSX/E/M400 | 582 | 1 | NR | 573 | 1 | NR | 1.571% | OFFICIAL | 2DN16G22F39961M100 | 30 | 2DN | ENERGY | 16G | MCCB / DISTR. BOARD | 22F | MCCB / SWITCH DISC. | 1 | 1 | NR | 2992 | CCM | 1.27 | 1.27 | KG | 8034035045219 | 8034035045219 | 8034035045219 | 85389099
GWD9026 | MSX 160c 3P 125A 16kA TrMf Term.FC | MSX 160c 3P 125A 16kA TrMf Term.FC | 582 | 1 | NR | 573 | 1 | NR | 1.571% | OFFICIAL | 2DN16G22F38960C100 | 30 | 2DN | ENERGY | 16G | MCCB / DISTR. BOARD | 22F | MCCB / SWITCH DISC. | 1 | 1 | NR | 1336.5 | CCM | 0.894 | 0.894 | KG | 8034035037771 | 8034035037771 | 8034035037771 | 85362010
GWD9427B | MSXE 1600 4P 1600A 50kA LSIG Term.FB INT | MSXE 1600 4P 1600A 50kA LSIG Term.FB INT | 19400 | 1 | NR | 19100 | 1 | NR | 1.571% | OFFICIAL | 2DN16G22F39360O100 | 30 | 2DN | ENERGY | 16G | MCCB / DISTR. BOARD | 22F | MCCB / SWITCH DISC. | 1 | 1 | NR | 71920 | CCM | 38.8 | 37.8 | KG | 8034035051692 | 8034035051692 | 8034035051692 | 85362010
GWD9407 | MSXE 1000 3P+N 1000A 50KA LSI TERM.FB | MSXE 1000 3P+N 1000A 50KA LSI TERM.FB | 9060 | 1 | NR | 8920 | 1 | NR | 1.57% | OFFICIAL | 2DN16G22F39360O100 | 30 | 2DN | ENERGY | 16G | MCCB / DISTR. BOARD | 22F | MCCB / SWITCH DISC. | 1 | 1 | NR | 32860 | CCM | 12.27 | 12.27 | KG | 8034035040016 | 8034035040016 | 8034035040016 | 85362010
GW98508 | TERMINAL COVER MSS 160 | POKRYWA ZACISKÓW MSS 160 | 25.9 | 1 | NR | 25.5 | 1 | NR | 1.569% | OFFICIAL | 2DN16G22F43761X100 | 30 | 2DN | ENERGY | 16G | MCCB / DISTR. BOARD | 22F | MCCB / SWITCH DISC. | 1 | 30 | NR | 600 | CCM | 66.467 | 59.82 | G | 8011564211636 | 8011564211636 | 8011564211636 | 85389099
GWD8120 | UNDER V REL MTX/E160/c-250 240VAC-250VDC | WYZW.PODNAP.MTX/E160/c-250 240VAC-250VDC | 259 | 1 | NR | 255 | 1 | NR | 1.569% | OFFICIAL | 2DN16G22F38828C100 | 40 | 2DN | ENERGY | 16G | MCCB / DISTR. BOARD | 22F | MCCB / SWITCH DISC. | 1 | 1 | NR | 1617.13 | CCM | 205 | 184.5 | G | 0 | 0 | 0 | 0
GWD8121 | UNDER V REL MTX/E160/c-250 380-400VAC | WYZW.PODNAP.MTX/E160/c-250 380-400VAC | 259 | 1 | NR | 255 | 1 | NR | 1.569% | OFFICIAL | 2DN16G22F38828C100 | 40 | 2DN | ENERGY | 16G | MCCB / DISTR. BOARD | 22F | MCCB / SWITCH DISC. | 1 | 1 | NR | 1617.13 | CCM | 195 | 175.5 | G | 0 | 0 | 0 | 0
GWD8839 | COPRITER ANT FC FB 3P 1PZ MSX/E/M400-630 | POKRYWY ZAC.FR.FC FB 3P MSX/E/M400-630 | 58.3 | 1 | NR | 57.4 | 1 | NR | 1.568% | OFFICIAL | 2DN16G22F39961Q100 | 30 | 2DN | ENERGY | 16G | MCCB / DISTR. BOARD | 22F | MCCB / SWITCH DISC. | 1 | 4 | NR | 2398.56 | CCM | 0.18 | 0.18 | KG | 8034035045950 | 8034035045950 | 8034035045950 | 85389099
GWD8841 | COPRIT ANT DIV FB 3P 1PZ MSX/E/M400-630 | POKRYWY ZAC.FR.DZIE.FB 3P MSX/E/M400-630 | 58.3 | 1 | NR | 57.4 | 1 | NR | 1.568% | OFFICIAL | 2DN16G22F39961Q100 | 30 | 2DN | ENERGY | 16G | MCCB / DISTR. BOARD | 22F | MCCB / SWITCH DISC. | 1 | 8 | NR | 2671.875 | CCM | 0.28 | 0.28 | KG | 8034035045974 | 8034035045974 | 8034035045974 | 85389099
GWD8843 | COPRITERM POST RC 3P 1PZ MSX/E/M400-630 | POKRYWY ZAC.TYL.RC 3P MSX/E/M400-630 | 58.3 | 1 | NR | 57.4 | 1 | NR | 1.568% | OFFICIAL | 2DN16G22F39961Q100 | 30 | 2DN | ENERGY | 16G | MCCB / DISTR. BOARD | 22F | MCCB / SWITCH DISC. | 1 | 10 | NR | 281.279 | CCM | 0.04 | 0.04 | KG | 8034035045998 | 8034035045998 | 8034035045998 | 85389099
GWD8698 | KIT FIXED TO PLUG-IN 4P MSX/E/M400 | ZESTAW MOCOW. DO WPINAN.4P MSX/E/M400 | 714 | 1 | NR | 703 | 1 | NR | 1.565% | OFFICIAL | 2DN16G22F39961M100 | 30 | 2DN | ENERGY | 16G | MCCB / DISTR. BOARD | 22F | MCCB / SWITCH DISC. | 1 | 1 | NR | 2688 | CCM | 1.54 | 1.54 | KG | 8034035045226 | 8034035045226 | 8034035045226 | 85389099
GWD8798 | REAR TERMINAL RC 4PCS MSXE/M1000 (800A) | ZACISK TYLNY RC 4SZT MSXE/M1000 (800A) | 714 | 1 | NR | 703 | 1 | NR | 1.565% | OFFICIAL | 2DN16G22F39961O100 | 30 | 2DN | ENERGY | 16G | MCCB / DISTR. BOARD | 22F | MCCB / SWITCH DISC. | 1 | 1 | NR | 1125 | CCM | 2.68 | 2.68 | KG | 8034035045660 | 8034035045660 | 8034035045660 | 85389099
GWD9066 | MSX 160c 3P 125A 25kA TrMf Term.FC | MSX 160c 3P 125A 25kA TrMf Term.FC | 714 | 1 | NR | 703 | 1 | NR | 1.565% | OFFICIAL | 2DN16G22F38960E100 | 30 | 2DN | ENERGY | 16G | MCCB / DISTR. BOARD | 22F | MCCB / SWITCH DISC. | 1 | 1 | NR | 1336.5 | CCM | 0.856 | 0.856 | KG | 8034035037917 | 8034035037917 | 8034035037917 | 85362010
GWD8762 | EXTENDED FR.TERM.DIV. FB 4PCS MSX/M160c | PRZEDŁ.ZAC.FR.PODZ. FB 4SZT MSX/M160c | 97.4 | 1 | NR | 95.9 | 1 | NR | 1.564% | OFFICIAL | 2DN16G22F39961O100 | 30 | 2DN | ENERGY | 16G | MCCB / DISTR. BOARD | 22F | MCCB / SWITCH DISC. | 1 | 20 | NR | 140.639 | CCM | 0.12 | 0.12 | KG | 8034035045424 | 8034035045424 | 8034035045424 | 85389099
GWD8764 | EXTENDED FR.TERM.DIV. FB 4PCS MSX/M250c | PRZEDŁ.ZAC.FR.PODZ. FB 4SZT MSX/M250c | 97.4 | 1 | NR | 95.9 | 1 | NR | 1.564% | OFFICIAL | 2DN16G22F39961O100 | 30 | 2DN | ENERGY | 16G | MCCB / DISTR. BOARD | 22F | MCCB / SWITCH DISC. | 1 | 15 | NR | 187.519 | CCM | 0.23 | 0.23 | KG | 8034035045448 | 8034035045448 | 8034035045448 | 85389099
GWD8766 | EXTENDED FR.TERM.DIV. FB 4PCS MSX/E/M400 | PRZEDŁ.ZAC.FR.PODZ. FB 4SZT MSX/E/M400 | 97.4 | 1 | NR | 95.9 | 1 | NR | 1.564% | OFFICIAL | 2DN16G22F39961O100 | 30 | 2DN | ENERGY | 16G | MCCB / DISTR. BOARD | 22F | MCCB / SWITCH DISC. | 1 | 6 | NR | 468.798 | CCM | 0.32 | 0.32 | KG | 8034035045462 | 8034035045462 | 8034035045462 | 85389099
GW97772 | OUTGOING CONNECT.FOR CHANGEOVER SWITCH | ZŁĄCZ. WYCH. DLA ŁĄCZNIKA | 520 | 1 | NR | 512 | 1 | NR | 1.562% | OFFICIAL | 2DN16G22F43761X100 | 30 | 2DN | ENERGY | 16G | MCCB / DISTR. BOARD | 22F | MCCB / SWITCH DISC. | 1 | 1 | NR | 2150 | CCM | 120.656 | 120.656 | G | 8011564764644 | 8011564764644 | 8011564764644 | 85389099
GW98326 | MOTOR CONTROL A.E.MTSE 1600 24V DC | STER.A.SIL.A.E.MTSE 1600 24V DC | 3250 | 1 | NR | 3200 | 1 | NR | 1.562% | OFFICIAL | 2DN16G22F38828D100 | 40 | 2DN | ENERGY | 16G | MCCB / DISTR. BOARD | 22F | MCCB / SWITCH DISC. | 1 | 1 | NR | 1 | CCM | 4.22 | 3.798 | KG | 0 | 0 | 0 | 0
GW98331 | MOTOR CONTROL A.E.MTSE 1600 220-250V AC/ | STER.A SIL.A.E.MTSE 1600 220-250V AC/DC | 3250 | 1 | NR | 3200 | 1 | NR | 1.562% | OFFICIAL | 2DN16G22F38828D100 | 40 | 2DN | ENERGY | 16G | MCCB / DISTR. BOARD | 22F | MCCB / SWITCH DISC. | 1 | 1 | NR | 14807 | CCM | 4.559 | 4.103 | KG | 0 | 0 | 0 | 0
GWD8597 | COMANDO MOTORE MSX/E/M400-630 100-120VDC | STEROWANIE SILNIKA MSX/E/M400-630 100-120VDC | 2600 | 1 | NR | 2560 | 1 | NR | 1.562% | OFFICIAL | 2DN16G22F39961E100 | 30 | 2DN | ENERGY | 16G | MCCB / DISTR. BOARD | 22F | MCCB / SWITCH DISC. | 1 | 1 | NR | 6939.4 | CCM | 3.76 | 3.76 | KG | 8034035054815 | 8034035054815 | 8034035054815 | 85389099
GWD8753 | TERM ANT PROL FB 3PZ MSXE/M1000 (630A) | PRZEDŁ ZAC PRZ FB 3PZ MSXE/M1000 (630A) | 195 | 1 | NR | 192 | 1 | NR | 1.562% | OFFICIAL | 2DN16G22F39961O100 | 30 | 2DN | ENERGY | 16G | MCCB / DISTR. BOARD | 22F | MCCB / SWITCH DISC. | 1 | 15 | NR | 188.125 | CCM | 0.24 | 0.24 | KG | 8034035055270 | 8034035055270 | 8034035055270 | 85389099
GWD8761 | EXTENDED FR.TERM.DIV. FB 3PCS MSX/M160c | PRZEDŁ.ZAC.FR.PODZ. FB 3SZT MSX/M160c | 71.5 | 1 | NR | 70.4 | 1 | NR | 1.562% | OFFICIAL | 2DN16G22F39961O100 | 30 | 2DN | ENERGY | 16G | MCCB / DISTR. BOARD | 22F | MCCB / SWITCH DISC. | 1 | 20 | NR | 140.639 | CCM | 0.09 | 0.09 | KG | 8034035045417 | 8034035045417 | 8034035045417 | 85389099
GWD8763 | EXTENDED FR.TERM.DIV. FB 3PCS MSX/M250c | PRZEDŁ.ZAC.FR.PODZ. FB 3SZT MSX/M250c | 71.5 | 1 | NR | 70.4 | 1 | NR | 1.562% | OFFICIAL | 2DN16G22F39961O100 | 30 | 2DN | ENERGY | 16G | MCCB / DISTR. BOARD | 22F | MCCB / SWITCH DISC. | 1 | 12 | NR | 234.399 | CCM | 0.16 | 0.16 | KG | 8034035045431 | 8034035045431 | 8034035045431 | 85389099
GWD9411B | MSXE 1250 3P 1250A 50kA LSI TERM.FB INT | MSXE 1250 3P 1250A 50kA LSI TERM.FB INT | 13000 | 1 | NR | 12800 | 1 | NR | 1.562% | OFFICIAL | 2DN16G22F39360O100 | 30 | 2DN | ENERGY | 16G | MCCB / DISTR. BOARD | 22F | MCCB / SWITCH DISC. | 1 | 1 | NR | 59334 | CCM | 20.2 | 19.2 | KG | 8034035051456 | 8034035051456 | 8034035051456 | 85362010
GWD9423B | MSXE 1600 3P+N 1600A 50kA LSI TERM.FB IN | MSXE 1600 3P+N 1600A 50kA LSI TERM.FB IN | 19500 | 1 | NR | 19200 | 1 | NR | 1.562% | OFFICIAL | 2DN16G22F39360O100 | 30 | 2DN | ENERGY | 16G | MCCB / DISTR. BOARD | 22F | MCCB / SWITCH DISC. | 1 | 1 | NR | 71920 | CCM | 38 | 37 | KG | 8034035051654 | 8034035051654 | 8034035051654 | 85362010
GWD9458 | MSXM 1600 4P 1600A Term.RC | MSXM 1600 4P 1600A Term.RC | 13000 | 1 | NR | 12800 | 1 | NR | 1.562% | OFFICIAL | 2DN16G22F39760W100 | 30 | 2DN | ENERGY | 16G | MCCB / DISTR. BOARD | 22F | MCCB / SWITCH DISC. | 1 | 1 | NR | 89280 | CCM | 32 | 32 | KG | 8034035040290 | 8034035040290 | 8034035040290 | 85362010
GW98295 | SERVICE REL.CONN. MTSE1600 FIXED | ST.ZŁ.POMOCN. MTSE1600 INT. STAŁE | 84.7 | 1 | NR | 83.4 | 1 | NR | 1.559% | OFFICIAL | 2DN16G22F38828C100 | 40 | 2DN | ENERGY | 16G | MCCB / DISTR. BOARD | 22F | MCCB / SWITCH DISC. | 1 | 4 | NR | 1249.5 | CCM | 153 | 137.7 | G | 0 | 0 | 0 | 0
GWD8612 | MANOVRA ROT DIRETTA IP3X MSX/M250c | POKRĘTŁO BEZPOŚREDNIE IP3X MSX/M250c | 326 | 1 | NR | 321 | 1 | NR | 1.558% | OFFICIAL | 2DN16G22F39961G100 | 30 | 2DN | ENERGY | 16G | MCCB / DISTR. BOARD | 22F | MCCB / SWITCH DISC. | 1 | 1 | NR | 1980 | CCM | 0.35 | 0.35 | KG | 8034035054617 | 8034035054617 | 8034035054617 | 85389099
GWD8620 | MANOVRA ROT DIRETTA IP5X MSX/D125 | POKRĘTŁO BEZPOŚREDNIE IP5X MSX/D125 | 261 | 1 | NR | 257 | 1 | NR | 1.556% | OFFICIAL | 2DN16G22F39961G100 | 30 | 2DN | ENERGY | 16G | MCCB / DISTR. BOARD | 22F | MCCB / SWITCH DISC. | 1 | 1 | NR | 2712.5 | CCM | 0.47 | 0.47 | KG | 8034035044694 | 8034035044694 | 8034035044694 | 85389099
GWD8621 | MANOVRA ROT DIRETTA IP5X MSX/E/D160-250 | POKRĘTŁO BEZPOŚRED. IP5X MSX/E/D160-250 | 261 | 1 | NR | 257 | 1 | NR | 1.556% | OFFICIAL | 2DN16G22F39961G100 | 30 | 2DN | ENERGY | 16G | MCCB / DISTR. BOARD | 22F | MCCB / SWITCH DISC. | 1 | 1 | NR | 2712.5 | CCM | 0.46 | 0.46 | KG | 8034035044700 | 8034035044700 | 8034035044700 | 85389099
GWD8628 | MANOVRA ROT RINVIATA IP5X MSX/D125 | POKRĘTŁO PRZEDŁUŻONE IP5X MSX/D125 | 261 | 1 | NR | 257 | 1 | NR | 1.556% | OFFICIAL | 2DN16G22F39961G100 | 30 | 2DN | ENERGY | 16G | MCCB / DISTR. BOARD | 22F | MCCB / SWITCH DISC. | 1 | 1 | NR | 12560.625 | CCM | 0.93 | 0.93 | KG | 8034035044779 | 8034035044779 | 8034035044779 | 85389099
GWD8795 | REAR TERMINAL RC 3PCS MSXE/M630 | ZACISK TYLNY RC 3SZT MSXE/M630 | 261 | 1 | NR | 257 | 1 | NR | 1.556% | OFFICIAL | 2DN16G22F39961O100 | 30 | 2DN | ENERGY | 16G | MCCB / DISTR. BOARD | 22F | MCCB / SWITCH DISC. | 1 | 4 | NR | 703.196 | CCM | 0.89 | 0.89 | KG | 8034035045639 | 8034035045639 | 8034035045639 | 85389099
GWD9317 | MSXE 160 3P+N 160A 36kA LSI Term.FC | MSXE 160 3P+N 160A 36kA LSI Term.FC | 2610 | 1 | NR | 2570 | 1 | NR | 1.556% | OFFICIAL | 2DN16G22F39360M100 | 30 | 2DN | ENERGY | 16G | MCCB / DISTR. BOARD | 22F | MCCB / SWITCH DISC. | 1 | 1 | NR | 2805 | CCM | 2.97 | 2.97 | KG | 8034035039461 | 8034035039461 | 8034035039461 | 85362010
GW97727 | SWITCH DISCONNECTOR MSS 160 3P 160A | ROZŁĄCZNIK IZOLACYJNY MSS 160 3P 160A | 327 | 1 | NR | 322 | 1 | NR | 1.553% | OFFICIAL | 2DN16G22F43761U100 | 30 | 2DN | ENERGY | 16G | MCCB / DISTR. BOARD | 22F | MCCB / SWITCH DISC. | 1 | 1 | NR | 2295 | CCM | 1.146 | 1.031 | KG | 8011564211476 | 8011564211476 | 8011564211476 | 85365080
GW97620 | MTSE 1600 S 50KA 4P 1600A MICROP.LSI | MTSE 1600 S 50KA 4P 1600A MIKROP.LSI | 13100 | 1 | NR | 12900 | 1 | NR | 1.55% | OFFICIAL | 2DN16G22F38528H100 | 40 | 2DN | ENERGY | 16G | MCCB / DISTR. BOARD | 22F | MCCB / SWITCH DISC. | 1 | 1 | NR | 56941.5 | CCM | 27 | 24.3 | KG | 0 | 0 | 0 | 0
GWD8637 | MAN ROT RINV EM IP5X MSXE/M1250-1600 | POKRĘTŁO PRZED.AWAR.IP5X MSXE/M1250-1600 | 525 | 1 | NR | 517 | 1 | NR | 1.547% | OFFICIAL | 2DN16G22F39961G100 | 30 | 2DN | ENERGY | 16G | MCCB / DISTR. BOARD | 22F | MCCB / SWITCH DISC. | 1 | 1 | NR | 11220 | CCM | 2.8 | 2.8 | KG | 8034035044861 | 8034035044861 | 8034035044861 | 85389099
GWD8742 | EXTENDED FR.TERMINAL FB 4PCS MSX/M160c | PRZEDŁUŻ.ZACISK FRONT FB 4SZT MSX/M160c | 52.5 | 1 | NR | 51.7 | 1 | NR | 1.547% | OFFICIAL | 2DN16G22F39961O100 | 30 | 2DN | ENERGY | 16G | MCCB / DISTR. BOARD | 22F | MCCB / SWITCH DISC. | 1 | 20 | NR | 140.639 | CCM | 0.11 | 0.11 | KG | 8034035045288 | 8034035045288 | 8034035045288 | 85389099
GWD8797 | REAR TERMINAL RC 3PCS MSXE/M1000 (800A) | ZACISK TYLNY RC 3SZT MSXE/M1000 (800A) | 525 | 1 | NR | 517 | 1 | NR | 1.547% | OFFICIAL | 2DN16G22F39961O100 | 30 | 2DN | ENERGY | 16G | MCCB / DISTR. BOARD | 22F | MCCB / SWITCH DISC. | 1 | 1 | NR | 787.5 | CCM | 1.55 | 1.55 | KG | 8034035045653 | 8034035045653 | 8034035045653 | 85389099
GWD9011 | MSX 160c 3P+N 25A 16kA TrMf Term.FW | MSX 160c 3P+N 25A 16kA TrMf Term.FW | 525 | 1 | NR | 517 | 1 | NR | 1.547% | OFFICIAL | 2DN16G22F38960C100 | 30 | 2DN | ENERGY | 16G | MCCB / DISTR. BOARD | 22F | MCCB / SWITCH DISC. | 1 | 1 | NR | 1644.5 | CCM | 1.2 | 1.2 | KG | 8034035038280 | 8034035038280 | 8034035038280 | 85362010
GWD9012 | MSX 160c 3P+N 40A 16kA TrMf Term.FW | MSX 160c 3P+N 40A 16kA TrMf Term.FW | 525 | 1 | NR | 517 | 1 | NR | 1.547% | OFFICIAL | 2DN16G22F38960C100 | 30 | 2DN | ENERGY | 16G | MCCB / DISTR. BOARD | 22F | MCCB / SWITCH DISC. | 1 | 1 | NR | 1644.5 | CCM | 1.2 | 1.2 | KG | 8034035038297 | 8034035038297 | 8034035038297 | 85362010
GWD9013 | MSX 160c 3P+N 63A 16kA TrMf Term.FW | MSX 160c 3P+N 63A 16kA TrMf Term.FW | 525 | 1 | NR | 517 | 1 | NR | 1.547% | OFFICIAL | 2DN16G22F38960C100 | 30 | 2DN | ENERGY | 16G | MCCB / DISTR. BOARD | 22F | MCCB / SWITCH DISC. | 1 | 1 | NR | 1644.5 | CCM | 1.2 | 1.2 | KG | 8034035038303 | 8034035038303 | 8034035038303 | 85362010
GW98515 | AUXILIARY CONTACT MSS 250-630 | STYK DODATKOWY MSS 250-630 | 52.6 | 1 | NR | 51.8 | 1 | NR | 1.544% | OFFICIAL | 2DN16G22F43761X100 | 30 | 2DN | ENERGY | 16G | MCCB / DISTR. BOARD | 22F | MCCB / SWITCH DISC. | 1 | 30 | NR | 143.367 | CCM | 36.667 | 36.667 | G | 8011564211704 | 8011564211704 | 8011564211704 | 85389099
GWD8813 | DIV FR TERM COVERS FB 3P 1PZ MSX/M160c | POKR.ZAC.FR.DZIEL.FC FB 3P 1PZ MSX/M160c | 65.8 | 1 | NR | 64.8 | 1 | NR | 1.543% | OFFICIAL | 2DN16G22F39961Q100 | 30 | 2DN | ENERGY | 16G | MCCB / DISTR. BOARD | 22F | MCCB / SWITCH DISC. | 1 | 12 | NR | 799.52 | CCM | 0.06 | 0.06 | KG | 8034035045714 | 8034035045714 | 8034035045714 | 85389099
GWD8821 | DIV FRONT TERM COV FB 3P 1PZ MSX/M250c | POKR.ZAC.FR.DZIEL.FC FB 3P 1PZ MSX/M250c | 65.8 | 1 | NR | 64.8 | 1 | NR | 1.543% | OFFICIAL | 2DN16G22F39961Q100 | 30 | 2DN | ENERGY | 16G | MCCB / DISTR. BOARD | 22F | MCCB / SWITCH DISC. | 1 | 9 | NR | 1066.027 | CCM | 0.07 | 0.07 | KG | 8034035045790 | 8034035045790 | 8034035045790 | 85389099
GWD9453 | MSXM 1250 3P 1250A TERM.FB | MSXM 1250 3P 1250A TERM.FB | 6580 | 1 | NR | 6480 | 1 | NR | 1.543% | OFFICIAL | 2DN16G22F39760W100 | 30 | 2DN | ENERGY | 16G | MCCB / DISTR. BOARD | 22F | MCCB / SWITCH DISC. | 1 | 1 | NR | 59334 | CCM | 18.6 | 18.6 | KG | 8034035040108 | 8034035040108 | 8034035040108 | 85362010
GWD8613 | MANOVRA ROT DIRETTA IP3X MSX/D125 | POKRĘTŁO BEZPOŚREDNIE IP3X MSX/D125 | 264 | 1 | NR | 260 | 1 | NR | 1.538% | OFFICIAL | 2DN16G22F39961G100 | 30 | 2DN | ENERGY | 16G | MCCB / DISTR. BOARD | 22F | MCCB / SWITCH DISC. | 1 | 1 | NR | 2604 | CCM | 0.46 | 0.46 | KG | 8034035055119 | 8034035055119 | 8034035055119 | 85389099
GWD8614 | MANOVRA ROT DIRETTA IP3X MSX/E/D160-250 | POKRĘTŁO BEZPOŚREDNIE IP3X MSX/E/D160-250 | 264 | 1 | NR | 260 | 1 | NR | 1.538% | OFFICIAL | 2DN16G22F39961G100 | 30 | 2DN | ENERGY | 16G | MCCB / DISTR. BOARD | 22F | MCCB / SWITCH DISC. | 1 | 1 | NR | 2604 | CCM | 0.46 | 0.46 | KG | 8034035055126 | 8034035055126 | 8034035055126 | 85389099
GWD8641 | MECH. LEVER INTERLOCK DX MSX/M250c | MECH. BLOKADA DŹWIGNI DX MSX/M250c | 198 | 1 | NR | 195 | 1 | NR | 1.538% | OFFICIAL | 2DN16G22F39961I100 | 30 | 2DN | ENERGY | 16G | MCCB / DISTR. BOARD | 22F | MCCB / SWITCH DISC. | 1 | 1 | NR | 346.5 | CCM | 80 | 80 | G | 8034035044878 | 8034035044878 | 8034035044878 | 85389099
GWD8643 | MECH. LEVER INTERLOCK SX 4P MSX/M250c | MECH. BLOKADA DŹWIGNI SX 4P MSX/M250c | 198 | 1 | NR | 195 | 1 | NR | 1.538% | OFFICIAL | 2DN16G22F39961I100 | 30 | 2DN | ENERGY | 16G | MCCB / DISTR. BOARD | 22F | MCCB / SWITCH DISC. | 1 | 1 | NR | 517.5 | CCM | 80 | 80 | G | 8034035044885 | 8034035044885 | 8034035044885 | 85389099
GWD8692 | KIT FIXED TO PLUG-IN 4P MSX125 | ZESTAW MOCOW. DO WPINAN.4P MSX125 | 198 | 1 | NR | 195 | 1 | NR | 1.538% | OFFICIAL | 2DN16G22F39961M100 | 30 | 2DN | ENERGY | 16G | MCCB / DISTR. BOARD | 22F | MCCB / SWITCH DISC. | 1 | 1 | NR | 1710 | CCM | 0.48 | 0.48 | KG | 8034035045165 | 8034035045165 | 8034035045165 | 85389099
GWD8693 | KIT FIXED TO PLUG-IN 3P MSX160-250 | ZESTAW MOCOW. DO WPINAN.3P MSX160-250 | 198 | 1 | NR | 195 | 1 | NR | 1.538% | OFFICIAL | 2DN16G22F39961M100 | 30 | 2DN | ENERGY | 16G | MCCB / DISTR. BOARD | 22F | MCCB / SWITCH DISC. | 1 | 1 | NR | 1596 | CCM | 0.53 | 0.53 | KG | 8034035045172 | 8034035045172 | 8034035045172 | 85389099
GWD9158 | MSX 250 3P 250A 65kA TrMr Term.FC | MSX 250 3P 250A 65kA TrMr Term.FC | 1980 | 1 | NR | 1950 | 1 | NR | 1.538% | OFFICIAL | 2DN16G22F39160K100 | 30 | 2DN | ENERGY | 16G | MCCB / DISTR. BOARD | 22F | MCCB / SWITCH DISC. | 1 | 1 | NR | 2244 | CCM | 1.632 | 1.632 | KG | 8034035038648 | 8034035038648 | 8034035038648 | 85362010
GWD9176 | MSX 125 4P 125A 65kA TrMr Term.FC | MSX 125 4P 125A 65kA TrMr Term.FC | 1980 | 1 | NR | 1950 | 1 | NR | 1.538% | OFFICIAL | 2DN16G22F39160K100 | 30 | 2DN | ENERGY | 16G | MCCB / DISTR. BOARD | 22F | MCCB / SWITCH DISC. | 1 | 1 | NR | 2618 | CCM | 1.664 | 1.664 | KG | 8034035039058 | 8034035039058 | 8034035039058 | 85362010
GWD9428B | MSXE 1600 4P 1600A 50kA LSIG Term.RC INT | MSXE 1600 4P 1600A 50kA LSIG Term.RC INT | 19900 | 1 | NR | 19600 | 1 | NR | 1.531% | OFFICIAL | 2DN16G22F39360O100 | 30 | 2DN | ENERGY | 16G | MCCB / DISTR. BOARD | 22F | MCCB / SWITCH DISC. | 1 | 1 | NR | 89280 | CCM | 37.4 | 36.4 | KG | 8034035051708 | 8034035051708 | 8034035051708 | 85362010
GWD8271 | HIGH TERMINAL COVER 2PZ MTX160c 3P | WYSOKA POKRYWA LISTEW 2PZ MTX160c 3P | 53.1 | 1 | NR | 52.3 | 1 | NR | 1.53% | OFFICIAL | 2DN16G22F38829E100 | 40 | 2DN | ENERGY | 16G | MCCB / DISTR. BOARD | 22F | MCCB / SWITCH DISC. | 1 | 1 | NR | 1617.13 | CCM | 220 | 198 | G | 0 | 0 | 0 | 0
GWD8367 | TERMINAL ES 4PZ MTX/E160 | ZACISK POZIOMY ROZSZERZONY 4PZ MTX/E160 | 59.8 | 1 | NR | 58.9 | 1 | NR | 1.528% | OFFICIAL | 2DN16G22F38829C100 | 40 | 2DN | ENERGY | 16G | MCCB / DISTR. BOARD | 22F | MCCB / SWITCH DISC. | 1 | 1 | NR | 2821.875 | CCM | 0.433 | 0.43 | KG | 0 | 0 | 0 | 0
GWD9127 | MSX 160 3P 160A 36kA TrMr Term.FC | MSX 160 3P 160A 36kA TrMr Term.FC | 1330 | 1 | NR | 1310 | 1 | NR | 1.527% | OFFICIAL | 2DN16G22F39160G100 | 30 | 2DN | ENERGY | 16G | MCCB / DISTR. BOARD | 22F | MCCB / SWITCH DISC. | 1 | 1 | NR | 2150.5 | CCM | 1.634 | 1.634 | KG | 8034035038617 | 8034035038617 | 8034035038617 | 85362010
GWD9137 | MSX 160 3P+N 160A 36kA TrMr Term.FC | MSX 160 3P+N 160A 36kA TrMr Term.FC | 1330 | 1 | NR | 1310 | 1 | NR | 1.527% | OFFICIAL | 2DN16G22F39160G100 | 30 | 2DN | ENERGY | 16G | MCCB / DISTR. BOARD | 22F | MCCB / SWITCH DISC. | 1 | 1 | NR | 2805 | CCM | 2.136 | 2.136 | KG | 8034035039324 | 8034035039324 | 8034035039324 | 85362010
GWD9211 | MSX 125 4P 20A 36kA Mr Term.FC | MSX 125 4P 20A 36kA Mr Term.FC | 1330 | 1 | NR | 1310 | 1 | NR | 1.527% | OFFICIAL | 2DN16G22F39160G100 | 30 | 2DN | ENERGY | 16G | MCCB / DISTR. BOARD | 22F | MCCB / SWITCH DISC. | 1 | 1 | NR | 2618 | CCM | 1.59 | 1.59 | KG | 8034035039102 | 8034035039102 | 8034035039102 | 85362010
GWD9212 | MSX 125 4P 32A 36kA Mr Term.FC | MSX 125 4P 32A 36kA Mr Term.FC | 1330 | 1 | NR | 1310 | 1 | NR | 1.527% | OFFICIAL | 2DN16G22F39160G100 | 30 | 2DN | ENERGY | 16G | MCCB / DISTR. BOARD | 22F | MCCB / SWITCH DISC. | 1 | 1 | NR | 10469 | CCM | 6.43 | 6.43 | KG | 8034035039119 | 8034035039119 | 8034035039119 | 85362010
GWD9213 | MSX 125 4P 50A 36kA Mr Term.FC | MSX 125 4P 50A 36kA Mr Term.FC | 1330 | 1 | NR | 1310 | 1 | NR | 1.527% | OFFICIAL | 2DN16G22F39160G100 | 30 | 2DN | ENERGY | 16G | MCCB / DISTR. BOARD | 22F | MCCB / SWITCH DISC. | 1 | 1 | NR | 10469 | CCM | 6.48 | 6.48 | KG | 8034035039126 | 8034035039126 | 8034035039126 | 85362010
GWD9214 | MSX 125 4P 63A 36kA Mr Term.FC | MSX 125 4P 63A 36kA Mr Term.FC | 1330 | 1 | NR | 1310 | 1 | NR | 1.527% | OFFICIAL | 2DN16G22F39160G100 | 30 | 2DN | ENERGY | 16G | MCCB / DISTR. BOARD | 22F | MCCB / SWITCH DISC. | 1 | 1 | NR | 10469 | CCM | 1.59 | 1.59 | KG | 8034035039133 | 8034035039133 | 8034035039133 | 85362010
GWD9215 | MSX 125 4P 100A 36kA Mr Term.FC | MSX 125 4P 100A 36kA Mr Term.FC | 1330 | 1 | NR | 1310 | 1 | NR | 1.527% | OFFICIAL | 2DN16G22F39160G100 | 30 | 2DN | ENERGY | 16G | MCCB / DISTR. BOARD | 22F | MCCB / SWITCH DISC. | 1 | 1 | NR | 10469 | CCM | 6.8 | 6.8 | KG | 8034035039140 | 8034035039140 | 8034035039140 | 85362010
GWD9167 | MSX 160 3P+N 160A 65kA TrMr Term.FC | MSX 160 3P+N 160A 65kA TrMr Term.FC | 2000 | 1 | NR | 1970 | 1 | NR | 1.523% | OFFICIAL | 2DN16G22F39160K100 | 30 | 2DN | ENERGY | 16G | MCCB / DISTR. BOARD | 22F | MCCB / SWITCH DISC. | 1 | 1 | NR | 2805 | CCM | 2.128 | 2.128 | KG | 8034035039362 | 8034035039362 | 8034035039362 | 85362010
GWD9266 | MSXD 125 3P 125A 36kA TrMf Term.FC | MSXD 125 3P 125A 36kA TrMf Term.FC | 2670 | 1 | NR | 2630 | 1 | NR | 1.521% | OFFICIAL | 2DN16G22F39560U100 | 30 | 2DN | ENERGY | 16G | MCCB / DISTR. BOARD | 22F | MCCB / SWITCH DISC. | 1 | 1 | NR | 1870 | CCM | 1.346 | 1.346 | KG | 8034035038273 | 8034035038273 | 8034035038273 | 85362010
GWD8624 | MANOVRA ROT DIR IP5X MSXE/M1250-1600 | POKRĘTŁO BEZPOŚRED. IP5X MSXE/M1250-1600 | 468 | 1 | NR | 461 | 1 | NR | 1.518% | OFFICIAL | 2DN16G22F39961G100 | 30 | 2DN | ENERGY | 16G | MCCB / DISTR. BOARD | 22F | MCCB / SWITCH DISC. | 1 | 1 | NR | 12320 | CCM | 1.8 | 1.8 | KG | 8034035044731 | 8034035044731 | 8034035044731 | 85389099
GWD8650 | MECH. LEVER INTERLOCK DX MSX/E/M400-630 | MECH. BLOKADA DŹWIGNI DX MSX/E/M400-630 | 468 | 1 | NR | 461 | 1 | NR | 1.518% | OFFICIAL | 2DN16G22F39961I100 | 30 | 2DN | ENERGY | 16G | MCCB / DISTR. BOARD | 22F | MCCB / SWITCH DISC. | 1 | 1 | NR | 644 | CCM | 0.26 | 0.26 | KG | 8034035044939 | 8034035044939 | 8034035044939 | 85389099
GWD8652 | MECH. LEVER INTERL SX 4P MSX/E/M400-630 | MECH. BLOK.DŹWIGNI SX 4P MSX/E/M400-630 | 468 | 1 | NR | 461 | 1 | NR | 1.518% | OFFICIAL | 2DN16G22F39961I100 | 30 | 2DN | ENERGY | 16G | MCCB / DISTR. BOARD | 22F | MCCB / SWITCH DISC. | 1 | 1 | NR | 644 | CCM | 0.26 | 0.26 | KG | 8034035044946 | 8034035044946 | 8034035044946 | 85389099
GW98296 | SERVICE REL CONN. MTSE1600 WITHDRAWBLE | ST.ZŁ.POMOCN. MTSE1600 WEW.ESTR. | 134 | 1 | NR | 132 | 1 | NR | 1.515% | OFFICIAL | 2DN16G22F38828G100 | 40 | 2DN | ENERGY | 16G | MCCB / DISTR. BOARD | 22F | MCCB / SWITCH DISC. | 1 | 4 | NR | 1249.5 | CCM | 175 | 157.5 | G | 0 | 0 | 0 | 0
GW98517 | OUTGOING CONNECT.FOR CHANGEOVER SWITCH | ZŁĄCZ. WYCH. DLA PRZEŁĄCZNIKA | 469 | 1 | NR | 462 | 1 | NR | 1.515% | OFFICIAL | 2DN16G22F43761X100 | 30 | 2DN | ENERGY | 16G | MCCB / DISTR. BOARD | 22F | MCCB / SWITCH DISC. | 1 | 3 | NR | 819.628 | CCM | 420.333 | 378.3 | G | 8011564211728 | 8011564211728 | 8011564211728 | 85389099
GW98525 | DOOR COUP.ROTARY HAND.RED MSS250-630 - I | OBR.KLAMKA ROZŁ.DRZWI CZERW.MSS250-630-I | 134 | 1 | NR | 132 | 1 | NR | 1.515% | OFFICIAL | 2DN16G22F43761X100 | 30 | 2DN | ENERGY | 16G | MCCB / DISTR. BOARD | 22F | MCCB / SWITCH DISC. | 1 | 10 | NR | 1074.938 | CCM | 747.369 | 552.101 | G | 8011564438187 | 8011564438187 | 8011564438187 | 85389099
GWD8748 | EXT FR.TERMINAL FB 4PCS MSX/D/E160-250 | PRZEDŁUŻ.ZAC.FR. FB 4SZT MSX/D/E160-250 | 60.3 | 1 | NR | 59.4 | 1 | NR | 1.515% | OFFICIAL | 2DN16G22F39961O100 | 30 | 2DN | ENERGY | 16G | MCCB / DISTR. BOARD | 22F | MCCB / SWITCH DISC. | 1 | 12 | NR | 234.399 | CCM | 0.21 | 0.21 | KG | 8034035045349 | 8034035045349 | 8034035045349 | 85389099
GWD8772 | FR.TERM. CAB. FW 4PCS MSX/D125 | FRONT.ZAC. KAB. FW 4SZT MSX/D125 | 60.3 | 1 | NR | 59.4 | 1 | NR | 1.515% | OFFICIAL | 2DN16G22F39961O100 | 30 | 2DN | ENERGY | 16G | MCCB / DISTR. BOARD | 22F | MCCB / SWITCH DISC. | 1 | 20 | NR | 140.639 | CCM | 0.13 | 0.13 | KG | 8034035045509 | 8034035045509 | 8034035045509 | 85389099
GWD8774 | TERM ANT CAVI FW 4PZ MSX/D/E160-250 | PRZYŁ PRZED KAB FW 4PZ MSX/D/E160-250 | 201 | 1 | NR | 198 | 1 | NR | 1.515% | OFFICIAL | 2DN16G22F39961O100 | 30 | 2DN | ENERGY | 16G | MCCB / DISTR. BOARD | 22F | MCCB / SWITCH DISC. | 1 | 20 | NR | 140.639 | CCM | 0.29 | 0.29 | KG | 8034035054853 | 8034035054853 | 8034035054853 | 85389099
GWD8776 | TERM ANTERIORI CAVI FW 4PZ 125KA | PRZYŁ PRZED KAB FW 4PZ 125KA | 201 | 1 | NR | 198 | 1 | NR | 1.515% | OFFICIAL | 2DN16G22F39961O100 | 30 | 2DN | ENERGY | 16G | MCCB / DISTR. BOARD | 22F | MCCB / SWITCH DISC. | 1 | 20 | NR | 140.639 | CCM | 0.29 | 0.29 | KG | 8034035054877 | 8034035054877 | 8034035054877 | 85389099
GWD8886 | CENTRALINA COMMUTAZIONE AUTOMATICA MSX | AUTOMATYCZNA CENTRALKA ZAMIANY MSX | 3350 | 1 | NR | 3300 | 1 | NR | 1.515% | OFFICIAL | 2DN16G22F39901R100 | 30 | 2DN | ENERGY | 16G | MCCB / DISTR. BOARD | 22F | MCCB / SWITCH DISC. | 1 | 1 | NR | 10749.375 | CCM | 711.061 | 701.061 | G | 8034035066702 | 8034035066702 | 8034035066702 | 85389099
GWD9031 | MSX 160C 3P+N 25A 16KA TRMF TERM.FC | MSX 160c 3P+N 25A 16kA TfMr Term.FC | 469 | 1 | NR | 462 | 1 | NR | 1.515% | OFFICIAL | 2DN16G22F38960C100 | 30 | 2DN | ENERGY | 16G | MCCB / DISTR. BOARD | 22F | MCCB / SWITCH DISC. | 1 | 1 | NR | 1848 | CCM | 1.138 | 1.138 | KG | 8034035038358 | 8034035038358 | 8034035038358 | 85362010
GWD9032 | MSX 160C 3P+N 40A 16KA TRMF TERM.FC | MSX 160c 3P+N 40A 16kA TfMr Term.FC | 469 | 1 | NR | 462 | 1 | NR | 1.515% | OFFICIAL | 2DN16G22F38960C100 | 30 | 2DN | ENERGY | 16G | MCCB / DISTR. BOARD | 22F | MCCB / SWITCH DISC. | 1 | 1 | NR | 1848 | CCM | 1.138 | 1.138 | KG | 8034035038365 | 8034035038365 | 8034035038365 | 85362010
GWD9033 | MSX 160C 3P+N 63A 16KA TRMF TERM.FC | MSX 160c 3P+N 63A 16kA TfMr Term.FC | 469 | 1 | NR | 462 | 1 | NR | 1.515% | OFFICIAL | 2DN16G22F38960C100 | 30 | 2DN | ENERGY | 16G | MCCB / DISTR. BOARD | 22F | MCCB / SWITCH DISC. | 1 | 1 | NR | 1848 | CCM | 1.138 | 1.138 | KG | 8034035038372 | 8034035038372 | 8034035038372 | 85362010
GW97729 | SWITCH DISCONNECTOR MSS 250 3P 250A | ROZŁĄCZNIK IZOLACYJNY MSS 250 3P 250A | 403 | 1 | NR | 397 | 1 | NR | 1.511% | OFFICIAL | 2DN16G22F43761U100 | 30 | 2DN | ENERGY | 16G | MCCB / DISTR. BOARD | 22F | MCCB / SWITCH DISC. | 1 | 1 | NR | 4226.25 | CCM | 1.84 | 1.656 | KG | 8011564211490 | 8011564211490 | 8011564211490 | 85365080
GWD9371 | MSXE 400 3P 400A 36kA LSI Term.FC | MSXE 400 3P 400A 36kA LSI Term.FC | 4030 | 1 | NR | 3970 | 1 | NR | 1.511% | OFFICIAL | 2DN16G22F39360M100 | 30 | 2DN | ENERGY | 16G | MCCB / DISTR. BOARD | 22F | MCCB / SWITCH DISC. | 1 | 1 | NR | 10469 | CCM | 5.46 | 5.46 | KG | 8034035039676 | 8034035039676 | 8034035039676 | 85362010
GW97774 | AUXILIARY CONTACT MSS ATS | STYK DODATKOWY MSS ATS | 269 | 1 | NR | 265 | 1 | NR | 1.509% | OFFICIAL | 2DN16G22F43761X100 | 30 | 2DN | ENERGY | 16G | MCCB / DISTR. BOARD | 22F | MCCB / SWITCH DISC. | 1 | 1 | NR | 1122 | CCM | 0.2 | 0.199 | KG | 8011564764668 | 8011564764668 | 8011564764668 | 85389099
GWD8782 | TERM POSTER RC 4PZ MSX/M160c (15-50A) | PRZYŁ TYL RC 4PZ MSX/M160c (15-50A) | 202 | 1 | NR | 199 | 1 | NR | 1.508% | OFFICIAL | 2DN16G22F39961O100 | 30 | 2DN | ENERGY | 16G | MCCB / DISTR. BOARD | 22F | MCCB / SWITCH DISC. | 1 | 1 | NR | 672 | CCM | 0.21 | 0.21 | KG | 8034035054570 | 8034035054570 | 8034035054570 | 85389099
GWD9161 | MSX 125 3P+N 20A 65kA TrMr Term.FC | MSX 125 3P+N 20A 65kA TrMr Term.FC | 1350 | 1 | NR | 1330 | 1 | NR | 1.504% | OFFICIAL | 2DN16G22F39160K100 | 30 | 2DN | ENERGY | 16G | MCCB / DISTR. BOARD | 22F | MCCB / SWITCH DISC. | 1 | 1 | NR | 2618 | CCM | 1.6 | 1.59 | KG | 8034035038945 | 8034035038945 | 8034035038945 | 85362010
GWD9162 | MSX 125 3P+N 32A 65kA TrMr Term.FC | MSX 125 3P+N 32A 65kA TrMr Term.FC | 1350 | 1 | NR | 1330 | 1 | NR | 1.504% | OFFICIAL | 2DN16G22F39160K100 | 30 | 2DN | ENERGY | 16G | MCCB / DISTR. BOARD | 22F | MCCB / SWITCH DISC. | 1 | 1 | NR | 2618 | CCM | 1.59 | 1.59 | KG | 8034035038952 | 8034035038952 | 8034035038952 | 85362010
GWD9163 | MSX 125 3P+N 50A 65kA TrMr Term.FC | MSX 125 3P+N 50A 65kA TrMr Term.FC | 1350 | 1 | NR | 1330 | 1 | NR | 1.504% | OFFICIAL | 2DN16G22F39160K100 | 30 | 2DN | ENERGY | 16G | MCCB / DISTR. BOARD | 22F | MCCB / SWITCH DISC. | 1 | 1 | NR | 2618 | CCM | 1.59 | 1.59 | KG | 8034035038969 | 8034035038969 | 8034035038969 | 85362010
GWD9164 | MSX 125 3P+N 63A 65kA TrMr Term.FC | MSX 125 3P+N 63A 65kA TrMr Term.FC | 1350 | 1 | NR | 1330 | 1 | NR | 1.504% | OFFICIAL | 2DN16G22F39160K100 | 30 | 2DN | ENERGY | 16G | MCCB / DISTR. BOARD | 22F | MCCB / SWITCH DISC. | 1 | 1 | NR | 2618 | CCM | 1.59 | 1.59 | KG | 8034035038976 | 8034035038976 | 8034035038976 | 85362010
GWD8266 | FIXING BRACKET DIN50022 MTX160/c+LOW RCD | UCHWYT MOC. DIN50022 MTX160/c+NISK.WYŁ.R | 13.5 | 1 | NR | 13.3 | 1 | NR | 1.504% | OFFICIAL | 2DN16G22F38829A100 | 40 | 2DN | ENERGY | 16G | MCCB / DISTR. BOARD | 22F | MCCB / SWITCH DISC. | 1 | 1 | NR | 1941.94 | CCM | 230 | 207 | G | 0 | 0 | 0 | 0
GWD8619 | MANOVRA ROT DIRETTA IP5X MSX/M250c | POKRĘTŁO BEZPOŚREDNIE IP5X MSX/M250c | 338 | 1 | NR | 333 | 1 | NR | 1.502% | OFFICIAL | 2DN16G22F39961G100 | 30 | 2DN | ENERGY | 16G | MCCB / DISTR. BOARD | 22F | MCCB / SWITCH DISC. | 1 | 1 | NR | 1980 | CCM | 0.34 | 0.34 | KG | 8034035044687 | 8034035044687 | 8034035044687 | 85389099
GWD8629 | MANOVRA ROT RINVIATA EMER IP5X MSX/D125 | POKRĘTŁO PRZEDŁUŻONE AWAR. IP5X MSX/D125 | 338 | 1 | NR | 333 | 1 | NR | 1.502% | OFFICIAL | 2DN16G22F39961G100 | 30 | 2DN | ENERGY | 16G | MCCB / DISTR. BOARD | 22F | MCCB / SWITCH DISC. | 1 | 1 | NR | 12560.625 | CCM | 0.92 | 0.92 | KG | 8034035044786 | 8034035044786 | 8034035044786 | 85389099
GWD8662 | WIRE INTERLOCK MSX125 | BLOKADA PRZEWODÓW MSX125 | 338 | 1 | NR | 333 | 1 | NR | 1.502% | OFFICIAL | 2DN16G22F39961I100 | 30 | 2DN | ENERGY | 16G | MCCB / DISTR. BOARD | 22F | MCCB / SWITCH DISC. | 1 | 1 | NR | 900 | CCM | 0.1 | 0.1 | KG | 8034035044984 | 8034035044984 | 8034035044984 | 85389099
GWD9197 | MSX 160 4P 160A 36kA TMG Term.FC | MSX 160 4P 160A 36kA TMG Term.FC | 2030 | 1 | NR | 2000 | 1 | NR | 1.5% | OFFICIAL | 2DN16G22F39160G100 | 30 | 2DN | ENERGY | 16G | MCCB / DISTR. BOARD | 22F | MCCB / SWITCH DISC. | 1 | 1 | NR | 2805 | CCM | 2.136 | 2.136 | KG | 8034035039409 | 8034035039409 | 8034035039409 | 85362010
GWD8510 | SHUNT-TR REL MSXD125-250 | WYZW.NAPIĘC. MSXD125-250 | 271 | 1 | NR | 267 | 1 | NR | 1.498% | OFFICIAL | 2DN16G22F39961A100 | 30 | 2DN | ENERGY | 16G | MCCB / DISTR. BOARD | 22F | MCCB / SWITCH DISC. | 1 | 20 | NR | 479.712 | CCM | 0.08 | 0.08 | KG | 8034035044236 | 8034035044236 | 8034035044236 | 85389099
GWD8542 | UNDER V REL MSX/M160c-250c 200-240VAC | WYZW.PODNAPIĘC.MSX/M160c-250c 200-240VAC | 271 | 1 | NR | 267 | 1 | NR | 1.498% | OFFICIAL | 2DN16G22F39961C100 | 30 | 2DN | ENERGY | 16G | MCCB / DISTR. BOARD | 22F | MCCB / SWITCH DISC. | 1 | 20 | NR | 140.639 | CCM | 0.05 | 0.05 | KG | 8034035044335 | 8034035044335 | 8034035044335 | 85389099
GWD8545 | UNDER V REL MSX/M160c-250c 380-450VAC | WYZW.PODNAPIĘC.MSX/M160c-250c 380-450VAC | 271 | 1 | NR | 267 | 1 | NR | 1.498% | OFFICIAL | 2DN16G22F39961C100 | 30 | 2DN | ENERGY | 16G | MCCB / DISTR. BOARD | 22F | MCCB / SWITCH DISC. | 1 | 20 | NR | 140.639 | CCM | 0.05 | 0.05 | KG | 8034035044366 | 8034035044366 | 8034035044366 | 85389099
GWD8546 | UNDER V REL MSX/M160c-250c 24VDC | WYZW.PODNAPIĘC. MSX/M160c-250c 24VDC | 271 | 1 | NR | 267 | 1 | NR | 1.498% | OFFICIAL | 2DN16G22F39961C100 | 30 | 2DN | ENERGY | 16G | MCCB / DISTR. BOARD | 22F | MCCB / SWITCH DISC. | 1 | 20 | NR | 140.639 | CCM | 0.05 | 0.05 | KG | 8034035044373 | 8034035044373 | 8034035044373 | 85389099
GWD8552 | UNDER V REL MSX/E/M125-630 200-240VAC | WYZW.PODNAPIĘC.MSX/E/M125-630 200-240VAC | 271 | 1 | NR | 267 | 1 | NR | 1.498% | OFFICIAL | 2DN16G22F39961C100 | 30 | 2DN | ENERGY | 16G | MCCB / DISTR. BOARD | 22F | MCCB / SWITCH DISC. | 1 | 20 | NR | 140.639 | CCM | 0.04 | 0.04 | KG | 8034035044403 | 8034035044403 | 8034035044403 | 85389099
GWD8554 | UNDER V REL MSX/E/M125-630 380-450VAC | WYZW.PODNAPIĘC.MSX/E/M125-630 380-450VAC | 271 | 1 | NR | 267 | 1 | NR | 1.498% | OFFICIAL | 2DN16G22F39961C100 | 30 | 2DN | ENERGY | 16G | MCCB / DISTR. BOARD | 22F | MCCB / SWITCH DISC. | 1 | 20 | NR | 140.639 | CCM | 0.04 | 0.04 | KG | 8034035044427 | 8034035044427 | 8034035044427 | 85389099
GWD8557 | UNDER V REL MSX/E/M125-630 24VDC | WYZW.PODNAPIĘC. MSX/E/M125-630 24VDC | 271 | 1 | NR | 267 | 1 | NR | 1.498% | OFFICIAL | 2DN16G22F39961C100 | 30 | 2DN | ENERGY | 16G | MCCB / DISTR. BOARD | 22F | MCCB / SWITCH DISC. | 1 | 20 | NR | 140.639 | CCM | 0.04 | 0.04 | KG | 8034035044441 | 8034035044441 | 8034035044441 | 85389099
GWD8564 | UNDER V REL MSXE/M1000-1600 220-240VAC | WYZ.PODNAPIĘC.MSXE/M1000-1600 220-240VAC | 271 | 1 | NR | 267 | 1 | NR | 1.498% | OFFICIAL | 2DN16G22F39961C100 | 30 | 2DN | ENERGY | 16G | MCCB / DISTR. BOARD | 22F | MCCB / SWITCH DISC. | 1 | 1 | NR | 81 | CCM | 0.04 | 0.04 | KG | 8034035044465 | 8034035044465 | 8034035044465 | 85389099
GWD8567 | UNDER V REL MSXE/M1000-1600 380-415VAC | WYZ.PODNAPIĘC.MSXE/M1000-1600 380-415VAC | 271 | 1 | NR | 267 | 1 | NR | 1.498% | OFFICIAL | 2DN16G22F39961C100 | 30 | 2DN | ENERGY | 16G | MCCB / DISTR. BOARD | 22F | MCCB / SWITCH DISC. | 1 | 1 | NR | 81 | CCM | 0.04 | 0.04 | KG | 8034035044496 | 8034035044496 | 8034035044496 | 85389099
GWD8571 | UNDER V REL MSXE/M1000-1600 24VDC | WYZW.PODNAPIĘC.MSXE/M1000-1600 24VDC | 271 | 1 | NR | 267 | 1 | NR | 1.498% | OFFICIAL | 2DN16G22F39961C100 | 30 | 2DN | ENERGY | 16G | MCCB / DISTR. BOARD | 22F | MCCB / SWITCH DISC. | 1 | 1 | NR | 81 | CCM | 0.04 | 0.04 | KG | 8034035044526 | 8034035044526 | 8034035044526 | 85389099
GWD8694 | KIT FIXED TO PLUG-IN 4P MSX160-250 | ZESTAW MOCOW. DO WPINAN.4P MSX160-250 | 271 | 1 | NR | 267 | 1 | NR | 1.498% | OFFICIAL | 2DN16G22F39961M100 | 30 | 2DN | ENERGY | 16G | MCCB / DISTR. BOARD | 22F | MCCB / SWITCH DISC. | 1 | 1 | NR | 1710 | CCM | 0.66 | 0.66 | KG | 8034035045189 | 8034035045189 | 8034035045189 | 85389099
GWD9168 | MSX 250 4P 250A 65kA TrMr Term.FC | MSX 250 4P 250A 65kA TrMr Term.FC | 2710 | 1 | NR | 2670 | 1 | NR | 1.498% | OFFICIAL | 2DN16G22F39160K100 | 30 | 2DN | ENERGY | 16G | MCCB / DISTR. BOARD | 22F | MCCB / SWITCH DISC. | 1 | 1 | NR | 2805 | CCM | 2.13 | 2.13 | KG | 8034035039379 | 8034035039379 | 8034035039379 | 85362010
GWD9326 | MSXE 160 4P 125A 36kA LSI Term.FC | MSXE 160 4P 125A 36kA LSI Term.FC | 2710 | 1 | NR | 2670 | 1 | NR | 1.498% | OFFICIAL | 2DN16G22F39360M100 | 30 | 2DN | ENERGY | 16G | MCCB / DISTR. BOARD | 22F | MCCB / SWITCH DISC. | 1 | 1 | NR | 2805 | CCM | 3 | 3 | KG | 8034035039492 | 8034035039492 | 8034035039492 | 85362010
GWD8811 | FRONT TERM COVERS FC FB 3P 1PZ MSX/M160c | POKRYWY ZAC.FRONT FC FB 3P 1PZ MSX/M160c | 33.9 | 1 | NR | 33.4 | 1 | NR | 1.497% | OFFICIAL | 2DN16G22F39961Q100 | 30 | 2DN | ENERGY | 16G | MCCB / DISTR. BOARD | 22F | MCCB / SWITCH DISC. | 1 | 15 | NR | 639.616 | CCM | 0.05 | 0.05 | KG | 8034035045691 | 8034035045691 | 8034035045691 | 85389099
GWD8704 | KIT TRASF FIX-RIMOV 4P MSXE/M1250 | ZEST. TRANSF DO WPIN 4P MSXE/M1250 | 2050 | 1 | NR | 2020 | 1 | NR | 1.485% | OFFICIAL | 2DN16G22F39961M100 | 30 | 2DN | ENERGY | 16G | MCCB / DISTR. BOARD | 22F | MCCB / SWITCH DISC. | 1 | 1 | NR | 1800 | CCM | 1.98 | 1.98 | KG | 8034035055300 | 8034035055300 | 8034035055300 | 85389099
GWD8717 | TERM BASE RIMOV 3PZ MSXE/M1000 (800A) | PRZED ZAC DO WPIN 3PZ MSXE/M1000 (800A) | 205 | 1 | NR | 202 | 1 | NR | 1.485% | OFFICIAL | 2DN16G22F39961M100 | 30 | 2DN | ENERGY | 16G | MCCB / DISTR. BOARD | 22F | MCCB / SWITCH DISC. | 1 | 4 | NR | 703.196 | CCM | 1.58 | 1.58 | KG | 8034035055355 | 8034035055355 | 8034035055355 | 85389099
GWD8796 | REAR TERMINAL RC 4PCS MSXE/M630 | ZACISK TYLNY RC 4SZT MSXE/M630 | 342 | 1 | NR | 337 | 1 | NR | 1.484% | OFFICIAL | 2DN16G22F39961O100 | 30 | 2DN | ENERGY | 16G | MCCB / DISTR. BOARD | 22F | MCCB / SWITCH DISC. | 1 | 3 | NR | 937.595 | CCM | 1.31 | 1.31 | KG | 8034035045646 | 8034035045646 | 8034035045646 | 85389099
GWD8667 | CAVO INTER FILO 1,5M MSX/D/E/M/c125-1000 | PRZEW WEW KAB.1,5M MSX/D/E/M/c125-1000 | 137 | 1 | NR | 135 | 1 | NR | 1.481% | OFFICIAL | 2DN16G22F39961I100 | 30 | 2DN | ENERGY | 16G | MCCB / DISTR. BOARD | 22F | MCCB / SWITCH DISC. | 1 | 1 | NR | 833 | CCM | 0.13 | 0.13 | KG | 8034035054594 | 8034035054594 | 8034035054594 | 85389099
GWD8669 | CAVO INTER FILO 1,5M MSXE/M1250-1600 | PRZEW WEW KAB. 1,5M MSXE/M1250-1600 | 137 | 1 | NR | 135 | 1 | NR | 1.481% | OFFICIAL | 2DN16G22F39961I100 | 30 | 2DN | ENERGY | 16G | MCCB / DISTR. BOARD | 22F | MCCB / SWITCH DISC. | 1 | 1 | NR | 472.5 | CCM | 0.13 | 0.13 | KG | 8034035055478 | 8034035055478 | 8034035055478 | 85389099
GWD9412B | MSXE 1250 3P 1250A 50kA LSI TERM.RC INT | MSXE 1250 3P 1250A 50kA LSI TERM.RC INT | 13700 | 1 | NR | 13500 | 1 | NR | 1.481% | OFFICIAL | 2DN16G22F39360O100 | 30 | 2DN | ENERGY | 16G | MCCB / DISTR. BOARD | 22F | MCCB / SWITCH DISC. | 1 | 1 | NR | 73656 | CCM | 23.6 | 22.6 | KG | 8034035051463 | 8034035051463 | 8034035051463 | 85362010
GWD9421 | MSXE 1600 3P 1600A 50KA LSI TERM.FB | MSXE 1600 3P 1600A 50KA LSI TERM.FB | 13700 | 1 | NR | 13500 | 1 | NR | 1.481% | OFFICIAL | 2DN16G22F39360O100 | 30 | 2DN | ENERGY | 16G | MCCB / DISTR. BOARD | 22F | MCCB / SWITCH DISC. | 1 | 1 | NR | 59334 | CCM | 29.8 | 28.8 | KG | 8034035040092 | 8034035040092 | 8034035040092 | 85362010
GWD8512 | SHUNT-TR REL MSX/M160c-250c 200-240VAC | WYZW.NAPIĘC. MSX/M160c-250c 200-240VAC | 206 | 1 | NR | 203 | 1 | NR | 1.478% | OFFICIAL | 2DN16G22F39961A100 | 30 | 2DN | ENERGY | 16G | MCCB / DISTR. BOARD | 22F | MCCB / SWITCH DISC. | 1 | 20 | NR | 140.639 | CCM | 0.05 | 0.05 | KG | 8034035044243 | 8034035044243 | 8034035044243 | 85389099
GWD8519 | SHUNT-TR REL MSX/E/M125-1000 200-240VAC | WYZW.NAPIĘC.MSX/E/M125-1000 200-240VAC | 206 | 1 | NR | 203 | 1 | NR | 1.478% | OFFICIAL | 2DN16G22F39961A100 | 30 | 2DN | ENERGY | 16G | MCCB / DISTR. BOARD | 22F | MCCB / SWITCH DISC. | 1 | 20 | NR | 140.639 | CCM | 0.04 | 0.04 | KG | 8034035044274 | 8034035044274 | 8034035044274 | 85389099
GWD8527 | SHUNT-TR REL MSXE/M1250-1600 200-240VAC | WYZW.NAPIĘC.MSXE/M1250-1600 200-240VAC | 206 | 1 | NR | 203 | 1 | NR | 1.478% | OFFICIAL | 2DN16G22F39961A100 | 30 | 2DN | ENERGY | 16G | MCCB / DISTR. BOARD | 22F | MCCB / SWITCH DISC. | 1 | 1 | NR | 81 | CCM | 0.04 | 0.04 | KG | 8034035044304 | 8034035044304 | 8034035044304 | 85389099
GWD8674 | PADLOCKING BLOCK MSXE/M1250-1600 | BLOKADA Z KŁÓDKĄ MSXE/M1250-1600 | 206 | 1 | NR | 203 | 1 | NR | 1.478% | OFFICIAL | 2DN16G22F39961I100 | 30 | 2DN | ENERGY | 16G | MCCB / DISTR. BOARD | 22F | MCCB / SWITCH DISC. | 1 | 4 | NR | 703.196 | CCM | 160 | 160 | G | 8034035045066 | 8034035045066 | 8034035045066 | 85389099
GWD8754 | EXT FR.TERM FB 3PCS MSXE/M1000 (800A) | PRZEDŁ.ZAC.FR. FB 3SZT MSXE/M1000 (800A) | 206 | 1 | NR | 203 | 1 | NR | 1.478% | OFFICIAL | 2DN16G22F39961O100 | 30 | 2DN | ENERGY | 16G | MCCB / DISTR. BOARD | 22F | MCCB / SWITCH DISC. | 1 | 1 | NR | 315 | CCM | 0.31 | 0.31 | KG | 8034035045394 | 8034035045394 | 8034035045394 | 85389099
GWD8768 | EXTENDED FR.TERM.DIV. FB 4PCS MSXE/M630 | PRZEDŁ.ZAC.FR.PODZ. FB 4SZT MSXE/M630 | 206 | 1 | NR | 203 | 1 | NR | 1.478% | OFFICIAL | 2DN16G22F39961O100 | 30 | 2DN | ENERGY | 16G | MCCB / DISTR. BOARD | 22F | MCCB / SWITCH DISC. | 1 | 4 | NR | 703.196 | CCM | 0.93 | 0.93 | KG | 8034035045486 | 8034035045486 | 8034035045486 | 85389099
GWD9424B | MSXE 1600 3P+N 1600A 50kA LSI TERM.RC IN | MSXE 1600 3P+N 1600A 50kA LSI TERM.RC IN | 20600 | 1 | NR | 20300 | 1 | NR | 1.478% | OFFICIAL | 2DN16G22F39360O100 | 30 | 2DN | ENERGY | 16G | MCCB / DISTR. BOARD | 22F | MCCB / SWITCH DISC. | 1 | 1 | NR | 89280 | CCM | 36.6 | 35.6 | KG | 8034035051661 | 8034035051661 | 8034035051661 | 85362010
GWD9004 | MSX 160c 3P 80A 16kA TrMf Term.FW | MSX 160c 3P 80A 16kA TrMf Term.FW | 413 | 1 | NR | 407 | 1 | NR | 1.474% | OFFICIAL | 2DN16G22F38960C100 | 30 | 2DN | ENERGY | 16G | MCCB / DISTR. BOARD | 22F | MCCB / SWITCH DISC. | 1 | 1 | NR | 1336.5 | CCM | 0.956 | 0.956 | KG | 8034035037689 | 8034035037689 | 8034035037689 | 85362010
GWD9005 | MSX 160c 3P 100A 16kA TrMf Term.FW | MSX 160c 3P 100A 16kA TrMf Term.FW | 413 | 1 | NR | 407 | 1 | NR | 1.474% | OFFICIAL | 2DN16G22F38960C100 | 30 | 2DN | ENERGY | 16G | MCCB / DISTR. BOARD | 22F | MCCB / SWITCH DISC. | 1 | 1 | NR | 1336.5 | CCM | 0.956 | 0.956 | KG | 8034035037696 | 8034035037696 | 8034035037696 | 85362010
GWD9328 | MSXE 250 4P 250A 36kA LSI Term.FC | MSXE 250 4P 250A 36kA LSI Term.FC | 4130 | 1 | NR | 4070 | 1 | NR | 1.474% | OFFICIAL | 2DN16G22F39360M100 | 30 | 2DN | ENERGY | 16G | MCCB / DISTR. BOARD | 22F | MCCB / SWITCH DISC. | 1 | 1 | NR | 2805 | CCM | 3 | 3 | KG | 8034035039515 | 8034035039515 | 8034035039515 | 85362010
GWD9575 | MSXD 125 3P+N 100A 36kA TrMf Term.FC | MSXD 125 3P+N 100A 36kA TrMf Term.FC | 3460 | 1 | NR | 3410 | 1 | NR | 1.466% | OFFICIAL | 2DN16G22F39560U100 | 30 | 2DN | ENERGY | 16G | MCCB / DISTR. BOARD | 22F | MCCB / SWITCH DISC. | 1 | 1 | NR | 2524.5 | CCM | 1.734 | 1.734 | KG | 8034035039263 | 8034035039263 | 8034035039263 | 85362010
GWD8778 | TERM ANTERIORI CAVI FW 4PZ MSX/E/M400 | PRZYŁ PRZED KAB FW 4PZ MSX/E/M400 | 277 | 1 | NR | 273 | 1 | NR | 1.465% | OFFICIAL | 2DN16G22F39961O100 | 30 | 2DN | ENERGY | 16G | MCCB / DISTR. BOARD | 22F | MCCB / SWITCH DISC. | 1 | 20 | NR | 140.639 | CCM | 0.55 | 0.55 | KG | 8034035054891 | 8034035054891 | 8034035054891 | 85389099
GW97623 | MTSE 1600 S 50KA 4P 1600A MICROP.LSIG | MTSE 1600 S 50KA 4P 1600A MIKROP.LSIG | 13900 | 1 | NR | 13700 | 1 | NR | 1.46% | OFFICIAL | 2DN16G22F38528H100 | 40 | 2DN | ENERGY | 16G | MCCB / DISTR. BOARD | 22F | MCCB / SWITCH DISC. | 1 | 1 | NR | 56941.5 | CCM | 27 | 24.3 | KG | 0 | 0 | 0 | 0
GW98522 | DOOR COUP.ROTARY HAND.BLACK MSS250-630 - | OBR.KLAMKA ROZŁ.DRZWI CZARN.MSS250-630 - | 139 | 1 | NR | 137 | 1 | NR | 1.46% | OFFICIAL | 2DN16G22F43761X100 | 30 | 2DN | ENERGY | 16G | MCCB / DISTR. BOARD | 22F | MCCB / SWITCH DISC. | 1 | 10 | NR | 1074.938 | CCM | 697.369 | 502.101 | G | 8011564438156 | 8011564438156 | 8011564438156 | 85389099
GWD8870 | DIAFRAMMA SEPARATORE 1 PZ.MSX/M250c | ROZDZIELACZ MEMBR 1 PZ.MSX/M250c | 6.95 | 1 | NR | 6.85 | 1 | NR | 1.46% | OFFICIAL | 2DN16G22F39961Q100 | 30 | 2DN | ENERGY | 16G | MCCB / DISTR. BOARD | 22F | MCCB / SWITCH DISC. | 1 | 13 | NR | 119.423 | CCM | 14.615 | 14.615 | G | 8034035056154 | 8034035056154 | 8034035056154 | 85389099
GWD8871 | DIAFRAMMA SEPARATORE 1 PZ.MSX/M160c | ROZDZIELACZ MEMBR 1 PZ.MSX/M160c | 6.95 | 1 | NR | 6.85 | 1 | NR | 1.46% | OFFICIAL | 2DN16G22F39961Q100 | 30 | 2DN | ENERGY | 16G | MCCB / DISTR. BOARD | 22F | MCCB / SWITCH DISC. | 1 | 30 | NR | 93.76 | CCM | 6 | 6 | G | 8034035054624 | 8034035054624 | 8034035054624 | 85389099
GWD8874 | DIAFRAMMA SEPARATORE 1PZ MSX/E/M400-1600 | ROZDZIELACZ MEMBR 1PZ MSX/E/M400-1600 | 6.95 | 1 | NR | 6.85 | 1 | NR | 1.46% | OFFICIAL | 2DN16G22F39961Q100 | 30 | 2DN | ENERGY | 16G | MCCB / DISTR. BOARD | 22F | MCCB / SWITCH DISC. | 1 | 18 | NR | 156.266 | CCM | 0.09 | 0.09 | KG | 8034035055164 | 8034035055164 | 8034035055164 | 85389099
GWD9165 | MSX 125 3P+N 100A 65kA TrMr Term.FC | MSX 125 3P+N 100A 65kA TrMr Term.FC | 1390 | 1 | NR | 1370 | 1 | NR | 1.46% | OFFICIAL | 2DN16G22F39160K100 | 30 | 2DN | ENERGY | 16G | MCCB / DISTR. BOARD | 22F | MCCB / SWITCH DISC. | 1 | 1 | NR | 2618 | CCM | 1.59 | 1.59 | KG | 8034035038983 | 8034035038983 | 8034035038983 | 85362010
GWD8716 | TERM BASE RIMOV 4PZ MSX/E/M400-630 | PRZED ZAC DO WPIN 4PZ MSX/E/M400-630 | 210 | 1 | NR | 207 | 1 | NR | 1.449% | OFFICIAL | 2DN16G22F39961M100 | 30 | 2DN | ENERGY | 16G | MCCB / DISTR. BOARD | 22F | MCCB / SWITCH DISC. | 1 | 6 | NR | 468.798 | CCM | 0.69 | 0.69 | KG | 8034035054952 | 8034035054952 | 8034035054952 | 85389099
GWD9414 | MSXE 1250 3P+N 1250A 50kA LSI Term.RC | MSXE 1250 3P+N 1250A 50kA LSI Term.RC | 14000 | 1 | NR | 13800 | 1 | NR | 1.449% | OFFICIAL | 2DN16G22F39360O100 | 30 | 2DN | ENERGY | 16G | MCCB / DISTR. BOARD | 22F | MCCB / SWITCH DISC. | 1 | 1 | NR | 89280 | CCM | 29.4 | 28.4 | KG | 8034035040238 | 8034035040238 | 8034035040238 | 85362010
GWD9422 | MSXE 1600 3P 1600A 50kA LSI Term.RC | MSXE 1600 3P 1600A 50kA LSI Term.RC | 14000 | 1 | NR | 13800 | 1 | NR | 1.449% | OFFICIAL | 2DN16G22F39360O100 | 30 | 2DN | ENERGY | 16G | MCCB / DISTR. BOARD | 22F | MCCB / SWITCH DISC. | 1 | 1 | NR | 73656 | CCM | 28.2 | 27.2 | KG | 8034035040139 | 8034035040139 | 8034035040139 | 85362010
GWD8622 | MANOVRA ROT DIRETTA IP5X MSX/M/E400-630 | POKRĘTŁO BEZPOŚRED. IP5X MSX/M/E400-630 | 281 | 1 | NR | 277 | 1 | NR | 1.444% | OFFICIAL | 2DN16G22F39961G100 | 30 | 2DN | ENERGY | 16G | MCCB / DISTR. BOARD | 22F | MCCB / SWITCH DISC. | 1 | 1 | NR | 7072 | CCM | 1.2 | 1.2 | KG | 8034035044717 | 8034035044717 | 8034035044717 | 85389099
GWD9108 | MSX 250c 3P 250A 25kA TrMr Term.FC | MSX 250c 3P 250A 25kA TrMr Term.FC | 1410 | 1 | NR | 1390 | 1 | NR | 1.439% | OFFICIAL | 2DN16G22F38960E100 | 30 | 2DN | ENERGY | 16G | MCCB / DISTR. BOARD | 22F | MCCB / SWITCH DISC. | 1 | 1 | NR | 2150.5 | CCM | 1.55 | 1.55 | KG | 8034035038600 | 8034035038600 | 8034035038600 | 85362010
GWD8829 | REAR TERM COVERS RC 3P 1PZ MSX/D125 | POKRYWY ZAC.TYLNYCH RC 3P 1PZ MSX/D125 | 28.3 | 1 | NR | 27.9 | 1 | NR | 1.434% | OFFICIAL | 2DN16G22F39961Q100 | 30 | 2DN | ENERGY | 16G | MCCB / DISTR. BOARD | 22F | MCCB / SWITCH DISC. | 1 | 20 | NR | 140.639 | CCM | 0.02 | 0.02 | KG | 8034035045875 | 8034035045875 | 8034035045875 | 85389099
GWD8847 | COPRITERMINALI POST RC 3P 1PZ MSXE/M1000 | POKRYWY ZAC.TYL. RC 3P MSXE/M1000 | 142 | 1 | NR | 140 | 1 | NR | 1.429% | OFFICIAL | 2DN16G22F39961Q100 | 30 | 2DN | ENERGY | 16G | MCCB / DISTR. BOARD | 22F | MCCB / SWITCH DISC. | 1 | 1 | NR | 1125 | CCM | 0.09 | 0.09 | KG | 8034035046032 | 8034035046032 | 8034035046032 | 85389099
GWD9556 | MSXD 125 3P+N 125A 25kA TrMf Term.FC | MSXD 125 3P+N 125A 25kA TrMf Term.FC | 2850 | 1 | NR | 2810 | 1 | NR | 1.423% | OFFICIAL | 2DN16G22F39560S100 | 30 | 2DN | ENERGY | 16G | MCCB / DISTR. BOARD | 22F | MCCB / SWITCH DISC. | 1 | 1 | NR | 2288 | CCM | 1.734 | 1.734 | KG | 8034035039218 | 8034035039218 | 8034035039218 | 85362010
GWD7006 | MTX 160c B 16KA 3P 50A TM1 | MTX 160c B 16KA 3P 50A TM1 | 286 | 1 | NR | 282 | 1 | NR | 1.418% | OFFICIAL | 2DN16G22F37029J100 | 40 | 2DN | ENERGY | 16G | MCCB / DISTR. BOARD | 22F | MCCB / SWITCH DISC. | 1 | 1 | NR | 2457 | CCM | 1.065 | 0.959 | KG | 0 | 0 | 0 | 0
GWD9445 | MSXM 400 3P 400A Term.FC | MSXM 400 3P 400A Term.FC | 2860 | 1 | NR | 2820 | 1 | NR | 1.418% | OFFICIAL | 2DN16G22F39760W100 | 30 | 2DN | ENERGY | 16G | MCCB / DISTR. BOARD | 22F | MCCB / SWITCH DISC. | 1 | 1 | NR | 10469 | CCM | 4.92 | 4.92 | KG | 8034035039713 | 8034035039713 | 8034035039713 | 85362010
GWD8755 | TERM ANT PROL FB 4PZ MSXE/M1000 (630A) | PRZED ZAC PRZ FB 4PZ MSXE/M1000 (630A) | 215 | 1 | NR | 212 | 1 | NR | 1.415% | OFFICIAL | 2DN16G22F39961O100 | 30 | 2DN | ENERGY | 16G | MCCB / DISTR. BOARD | 22F | MCCB / SWITCH DISC. | 1 | 1 | NR | 450 | CCM | 0.33 | 0.33 | KG | 8034035055287 | 8034035055287 | 8034035055287 | 85389099
GW98306 | DIG.AUX.CONT.MTS-E 800-1600 1COM.+1S | KONT.DODATK.DIG.MTS-E 800-1600 1CO+1S | 287 | 1 | NR | 283 | 1 | NR | 1.413% | OFFICIAL | 2DN16G22F38828C100 | 40 | 2DN | ENERGY | 16G | MCCB / DISTR. BOARD | 22F | MCCB / SWITCH DISC. | 1 | 1 | NR | 1771.99 | CCM | 174 | 156.6 | G | 0 | 0 | 0 | 0
GWD9342 | MSXE 160 3P+N 40A 65kA LSI Term.FC | MSXE 160 3P+N 40A 65kA LSI Term.FC | 2870 | 1 | NR | 2830 | 1 | NR | 1.413% | OFFICIAL | 2DN16G22F39360Q100 | 30 | 2DN | ENERGY | 16G | MCCB / DISTR. BOARD | 22F | MCCB / SWITCH DISC. | 1 | 1 | NR | 2805 | CCM | 2.956 | 2.956 | KG | 8034035039522 | 8034035039522 | 8034035039522 | 85362010
GW98399 | EXTENDED FR.TERM.DIV.S.3P1600A MTSE1600 | TERM.PRZ.PRZED.R.S.1600A 3PZ MTSE 1600 | 1440 | 1 | NR | 1420 | 1 | NR | 1.408% | OFFICIAL | 2DN16G22F38829C100 | 40 | 2DN | ENERGY | 16G | MCCB / DISTR. BOARD | 22F | MCCB / SWITCH DISC. | 1 | 6 | NR | 2467.833 | CCM | 71.327 | 1.045 | G | 0 | 0 | 0 | 0
GWD9421B | MSXE 1600 3P 1600A 50kA LSI TERM.FB INT | MSXE 1600 3P 1600A 50kA LSI TERM.FB INT | 14500 | 1 | NR | 14300 | 1 | NR | 1.399% | OFFICIAL | 2DN16G22F39360O100 | 30 | 2DN | ENERGY | 16G | MCCB / DISTR. BOARD | 22F | MCCB / SWITCH DISC. | 1 | 1 | NR | 59334 | CCM | 29.8 | 28.8 | KG | 8034035051630 | 8034035051630 | 8034035051630 | 85362010
GWD9241 | MSXD 125 3P 20A 25kA TrMf Term.FC | MSXD 125 3P 20A 25kA TrMf Term.FC | 2200 | 1 | NR | 2170 | 1 | NR | 1.382% | OFFICIAL | 2DN16G22F39560S100 | 30 | 2DN | ENERGY | 16G | MCCB / DISTR. BOARD | 22F | MCCB / SWITCH DISC. | 1 | 1 | NR | 1870 | CCM | 1.346 | 1.346 | KG | 8034035038167 | 8034035038167 | 8034035038167 | 85362010
GWD9242 | MSXD 125 3P 32A 25kA TrMf Term.FC | MSXD 125 3P 32A 25kA TrMf Term.FC | 2200 | 1 | NR | 2170 | 1 | NR | 1.382% | OFFICIAL | 2DN16G22F39560S100 | 30 | 2DN | ENERGY | 16G | MCCB / DISTR. BOARD | 22F | MCCB / SWITCH DISC. | 1 | 1 | NR | 1870 | CCM | 1.346 | 1.346 | KG | 8034035038174 | 8034035038174 | 8034035038174 | 85362010
GWD9243 | MSXD 125 3P 50A 25kA TrMf Term.FC | MSXD 125 3P 50A 25kA TrMf Term.FC | 2200 | 1 | NR | 2170 | 1 | NR | 1.382% | OFFICIAL | 2DN16G22F39560S100 | 30 | 2DN | ENERGY | 16G | MCCB / DISTR. BOARD | 22F | MCCB / SWITCH DISC. | 1 | 1 | NR | 1870 | CCM | 1.346 | 1.346 | KG | 8034035038181 | 8034035038181 | 8034035038181 | 85362010
GWD9244 | MSXD 125 3P 63A 25kA TrMf Term.FC | MSXD 125 3P 63A 25kA TrMf Term.FC | 2200 | 1 | NR | 2170 | 1 | NR | 1.382% | OFFICIAL | 2DN16G22F39560S100 | 30 | 2DN | ENERGY | 16G | MCCB / DISTR. BOARD | 22F | MCCB / SWITCH DISC. | 1 | 1 | NR | 1870 | CCM | 1.346 | 1.346 | KG | 8034035038198 | 8034035038198 | 8034035038198 | 85362010
GWD9413B | MSXE 1250 3P+N 1250A 50kA LSI TERM.FB IN | MSXE 1250 3P+N 1250A 50kA LSI TERM.FB IN | 14800 | 1 | NR | 14600 | 1 | NR | 1.37% | OFFICIAL | 2DN16G22F39360O100 | 30 | 2DN | ENERGY | 16G | MCCB / DISTR. BOARD | 22F | MCCB / SWITCH DISC. | 1 | 1 | NR | 71920 | CCM | 25.2 | 24.2 | KG | 8034035051470 | 8034035051470 | 8034035051470 | 85362010
GWD9415 | MSXE 1250 4P 1250A 50KA LSI TERM.FB | MSXE 1250 4P 1250A 50KA LSI TERM.FB | 14800 | 1 | NR | 14600 | 1 | NR | 1.37% | OFFICIAL | 2DN16G22F39360O100 | 30 | 2DN | ENERGY | 16G | MCCB / DISTR. BOARD | 22F | MCCB / SWITCH DISC. | 1 | 1 | NR | 71920 | CCM | 26 | 25 | KG | 8034035040160 | 8034035040160 | 8034035040160 | 85362010
GWD9422B | MSXE 1600 3P 1600A 50kA LSI TERM.RC INT | MSXE 1600 3P 1600A 50kA LSI TERM.RC INT | 14800 | 1 | NR | 14600 | 1 | NR | 1.37% | OFFICIAL | 2DN16G22F39360O100 | 30 | 2DN | ENERGY | 16G | MCCB / DISTR. BOARD | 22F | MCCB / SWITCH DISC. | 1 | 1 | NR | 73656 | CCM | 28.2 | 27.2 | KG | 8034035051647 | 8034035051647 | 8034035051647 | 85362010
GW97726 | SWITCH DISCONNECTOR MSS 125 4P 125A | ROZŁĄCZNIK IZOLACYJNY MSS 125 4P 125A | 297 | 1 | NR | 293 | 1 | NR | 1.365% | OFFICIAL | 2DN16G22F43761U100 | 30 | 2DN | ENERGY | 16G | MCCB / DISTR. BOARD | 22F | MCCB / SWITCH DISC. | 1 | 1 | NR | 1215.5 | CCM | 0.756 | 0.68 | KG | 8011564211469 | 8011564211469 | 8011564211469 | 85365080
GWD9346 | MSXE 160 3P+N 125A 65kA LSI Term.FC | MSXE 160 3P+N 125A 65kA LSI Term.FC | 2970 | 1 | NR | 2930 | 1 | NR | 1.365% | OFFICIAL | 2DN16G22F39360Q100 | 30 | 2DN | ENERGY | 16G | MCCB / DISTR. BOARD | 22F | MCCB / SWITCH DISC. | 1 | 1 | NR | 2805 | CCM | 2.956 | 2.956 | KG | 8034035039539 | 8034035039539 | 8034035039539 | 85362010
GWD8644 | MECH. LEVER INTERLOCK RIGHT MSX125 | MECH. BLOKADA DŹWIGNI PRAWA MSX125 | 149 | 1 | NR | 147 | 1 | NR | 1.361% | OFFICIAL | 2DN16G22F39961I100 | 30 | 2DN | ENERGY | 16G | MCCB / DISTR. BOARD | 22F | MCCB / SWITCH DISC. | 1 | 1 | NR | 280 | CCM | 70 | 70 | G | 8034035044892 | 8034035044892 | 8034035044892 | 85389099
GWD8646 | MECH. LEVER INTERLOCK LEFT 4P 4P MSX125 | MECH. BLOKADA DŹWIGNI LEWA 4P 4P MSX125 | 149 | 1 | NR | 147 | 1 | NR | 1.361% | OFFICIAL | 2DN16G22F39961I100 | 30 | 2DN | ENERGY | 16G | MCCB / DISTR. BOARD | 22F | MCCB / SWITCH DISC. | 1 | 1 | NR | 392 | CCM | 70 | 70 | G | 8034035044908 | 8034035044908 | 8034035044908 | 85389099
GWD8647 | MECH. LEVER INTERLOCK RIGHT MSX/E160-250 | MECH. BLOKADA DŹWIGNI PRAWA MSX/E160-250 | 149 | 1 | NR | 147 | 1 | NR | 1.361% | OFFICIAL | 2DN16G22F39961I100 | 30 | 2DN | ENERGY | 16G | MCCB / DISTR. BOARD | 22F | MCCB / SWITCH DISC. | 1 | 20 | NR | 479.712 | CCM | 70 | 70 | G | 8034035044915 | 8034035044915 | 8034035044915 | 85389099
GWD8649 | MECH. LEV INTER LEFT 4P 4P MSX/E160-250 | MECH. BLOK.DŹWIG.LEWA 4P 4P MSX/E160-250 | 149 | 1 | NR | 147 | 1 | NR | 1.361% | OFFICIAL | 2DN16G22F39961I100 | 30 | 2DN | ENERGY | 16G | MCCB / DISTR. BOARD | 22F | MCCB / SWITCH DISC. | 1 | 1 | NR | 480 | CCM | 70 | 70 | G | 8034035044922 | 8034035044922 | 8034035044922 | 85389099
GWD8849 | COPRITERM ANT FC FB 3P 1PZ MSXE/M1250 | POKRYWY ZAC.FRONT FC FB 3P MSXE/M1250 | 149 | 1 | NR | 147 | 1 | NR | 1.361% | OFFICIAL | 2DN16G22F39961Q100 | 30 | 2DN | ENERGY | 16G | MCCB / DISTR. BOARD | 22F | MCCB / SWITCH DISC. | 1 | 1 | NR | 3300 | CCM | 0.45 | 0.45 | KG | 8034035046056 | 8034035046056 | 8034035046056 | 85389099
GWD8595 | MOTOR CONTROL MSX/E/M400-630 240VAC | STEROWANIE SILNIKA MSX/E/M400-630 240VAC | 2240 | 1 | NR | 2210 | 1 | NR | 1.357% | OFFICIAL | 2DN16G22F39961E100 | 30 | 2DN | ENERGY | 16G | MCCB / DISTR. BOARD | 22F | MCCB / SWITCH DISC. | 1 | 1 | NR | 6851 | CCM | 3.76 | 3.76 | KG | 8034035044618 | 8034035044618 | 8034035044618 | 85389099
GWD8596 | MOTOR CONTROL MSX/E/M400-630 24-48VDC | STEROW. SILNIKA MSX/E/M400-630 24-48VDC | 2240 | 1 | NR | 2210 | 1 | NR | 1.357% | OFFICIAL | 2DN16G22F39961E100 | 30 | 2DN | ENERGY | 16G | MCCB / DISTR. BOARD | 22F | MCCB / SWITCH DISC. | 1 | 1 | NR | 7208 | CCM | 3.74 | 3.74 | KG | 8034035044625 | 8034035044625 | 8034035044625 | 85389099
GWD9177 | MSX 160 4P 160A 65kA TrMr Term.FC | MSX 160 4P 160A 65kA TrMr Term.FC | 2240 | 1 | NR | 2210 | 1 | NR | 1.357% | OFFICIAL | 2DN16G22F39160K100 | 30 | 2DN | ENERGY | 16G | MCCB / DISTR. BOARD | 22F | MCCB / SWITCH DISC. | 1 | 1 | NR | 2805 | CCM | 2.132 | 2.132 | KG | 8034035039386 | 8034035039386 | 8034035039386 | 85362010
GWD9316 | MSXE 160 3P+N 125A 36kA LSI Term.FC | MSXE 160 3P+N 125A 36kA LSI Term.FC | 2240 | 1 | NR | 2210 | 1 | NR | 1.357% | OFFICIAL | 2DN16G22F39360M100 | 30 | 2DN | ENERGY | 16G | MCCB / DISTR. BOARD | 22F | MCCB / SWITCH DISC. | 1 | 1 | NR | 2805 | CCM | 2.97 | 2.97 | KG | 8034035039454 | 8034035039454 | 8034035039454 | 85362010
GWD8263 | FIXING BRACKET DIN50022 MTX/E160/c+RCD L | UCHWYT MOC. DIN50022 MTX/E160/c+WYŁ.R L | 15 | 1 | NR | 14.8 | 1 | NR | 1.351% | OFFICIAL | 2DN16G22F38829A100 | 40 | 2DN | ENERGY | 16G | MCCB / DISTR. BOARD | 22F | MCCB / SWITCH DISC. | 1 | 1 | NR | 1941.94 | CCM | 250 | 225 | G | 0 | 0 | 0 | 0
GWD8671 | PADLOCKING BLOCK MSX/M160c-250c | BLOKADA Z KŁÓDKĄ MSX/M160c-250c | 22.6 | 1 | NR | 22.3 | 1 | NR | 1.345% | OFFICIAL | 2DN16G22F39961I100 | 30 | 2DN | ENERGY | 16G | MCCB / DISTR. BOARD | 22F | MCCB / SWITCH DISC. | 1 | 20 | NR | 140.639 | CCM | 0.01 | 0.01 | KG | 8034035045035 | 8034035045035 | 8034035045035 | 85389099
GWD9416 | MSXE 1250 4P 1250A 50kA LSI Term.RC | MSXE 1250 4P 1250A 50kA LSI Term.RC | 15200 | 1 | NR | 15000 | 1 | NR | 1.333% | OFFICIAL | 2DN16G22F39360O100 | 30 | 2DN | ENERGY | 16G | MCCB / DISTR. BOARD | 22F | MCCB / SWITCH DISC. | 1 | 1 | NR | 89280 | CCM | 30.2 | 29.2 | KG | 8034035040245 | 8034035040245 | 8034035040245 | 85362010
GW98516 | AUXILIARY CONTACT 3 WAY SWITCH | STYK DODATKOWY ŁĄCZNIK PODWÓJNY | 153 | 1 | NR | 151 | 1 | NR | 1.325% | OFFICIAL | 2DN16G22F43761X100 | 30 | 2DN | ENERGY | 16G | MCCB / DISTR. BOARD | 22F | MCCB / SWITCH DISC. | 1 | 10 | NR | 210.912 | CCM | 40.7 | 36.63 | G | 8011564211711 | 8011564211711 | 8011564211711 | 85389099
GWD9414B | MSXE 1250 3P+N 1250A 50kA LSI TERM.RC IN | MSXE 1250 3P+N 1250A 50kA LSI TERM.RC IN | 15300 | 1 | NR | 15100 | 1 | NR | 1.325% | OFFICIAL | 2DN16G22F39360O100 | 30 | 2DN | ENERGY | 16G | MCCB / DISTR. BOARD | 22F | MCCB / SWITCH DISC. | 1 | 1 | NR | 89280 | CCM | 29.4 | 28.4 | KG | 8034035051487 | 8034035051487 | 8034035051487 | 85362010
GWD9423 | MSXE 1600 3P+N 1600A 50KA LSI TERM.FB | MSXE 1600 3P+N 1600A 50KA LSI TERM.FB | 15300 | 1 | NR | 15100 | 1 | NR | 1.325% | OFFICIAL | 2DN16G22F39360O100 | 30 | 2DN | ENERGY | 16G | MCCB / DISTR. BOARD | 22F | MCCB / SWITCH DISC. | 1 | 1 | NR | 71920 | CCM | 38 | 37 | KG | 8034035040184 | 8034035040184 | 8034035040184 | 85362010
GWD9458B | MSXM 1600 4P 1600A Term.RC INT | MSXM 1600 4P 1600A Term.RC INT | 15400 | 1 | NR | 15200 | 1 | NR | 1.316% | OFFICIAL | 2DN16G22F39760W100 | 30 | 2DN | ENERGY | 16G | MCCB / DISTR. BOARD | 22F | MCCB / SWITCH DISC. | 1 | 1 | NR | 1 | CCM | 1 | 1 | G | 8034035059339 | 8034035059339 | 8034035059339 | 85362010
GWD8645 | INTERBLOCCO MECC LEVA SX 3P MSX125 | MECH. BLOKADA DŹWIGNI SX 3P MSX125 | 155 | 1 | NR | 153 | 1 | NR | 1.307% | OFFICIAL | 2DN16G22F39961I100 | 30 | 2DN | ENERGY | 16G | MCCB / DISTR. BOARD | 22F | MCCB / SWITCH DISC. | 1 | 1 | NR | 1296 | CCM | 0.07 | 0.07 | KG | 8034035055058 | 8034035055058 | 8034035055058 | 85389099
GWD8648 | INTERBLOC MECC LEVA SX 3P MSX/E160-250 | MECH. BLOKADA DŹWIGNI SX 3P MSX/E160-250 | 155 | 1 | NR | 153 | 1 | NR | 1.307% | OFFICIAL | 2DN16G22F39961I100 | 30 | 2DN | ENERGY | 16G | MCCB / DISTR. BOARD | 22F | MCCB / SWITCH DISC. | 1 | 1 | NR | 266 | CCM | 0.09 | 0.09 | KG | 8034035055065 | 8034035055065 | 8034035055065 | 85389099
GWD9147 | MSX 160 4P 160A 36kA TrMr Term.FC | MSX 160 4P 160A 36kA TrMr Term.FC | 1550 | 1 | NR | 1530 | 1 | NR | 1.307% | OFFICIAL | 2DN16G22F39160G100 | 30 | 2DN | ENERGY | 16G | MCCB / DISTR. BOARD | 22F | MCCB / SWITCH DISC. | 1 | 1 | NR | 2805 | CCM | 2.14 | 2.14 | KG | 8034035039348 | 8034035039348 | 8034035039348 | 85362010
GWD9172 | MSX 125 4P 32A 65kA TrMr Term.FC | MSX 125 4P 32A 65kA TrMr Term.FC | 1550 | 1 | NR | 1530 | 1 | NR | 1.307% | OFFICIAL | 2DN16G22F39160K100 | 30 | 2DN | ENERGY | 16G | MCCB / DISTR. BOARD | 22F | MCCB / SWITCH DISC. | 1 | 1 | NR | 2618 | CCM | 1.664 | 1.664 | KG | 8034035039010 | 8034035039010 | 8034035039010 | 85362010
GWD9173 | MSX 125 4P 50A 65kA TrMr Term.FC | MSX 125 4P 50A 65kA TrMr Term.FC | 1550 | 1 | NR | 1530 | 1 | NR | 1.307% | OFFICIAL | 2DN16G22F39160K100 | 30 | 2DN | ENERGY | 16G | MCCB / DISTR. BOARD | 22F | MCCB / SWITCH DISC. | 1 | 1 | NR | 2618 | CCM | 1.664 | 1.664 | KG | 8034035039027 | 8034035039027 | 8034035039027 | 85362010
GWD9174 | MSX 125 4P 63A 65kA TrMr Term.FC | MSX 125 4P 63A 65kA TrMr Term.FC | 1550 | 1 | NR | 1530 | 1 | NR | 1.307% | OFFICIAL | 2DN16G22F39160K100 | 30 | 2DN | ENERGY | 16G | MCCB / DISTR. BOARD | 22F | MCCB / SWITCH DISC. | 1 | 1 | NR | 2618 | CCM | 1.664 | 1.664 | KG | 8034035039034 | 8034035039034 | 8034035039034 | 85362010
GWD9187 | MSX 160 3P 160A 36kA TMG Term.FC | MSX 160 3P 160A 36kA TMG Term.FC | 1550 | 1 | NR | 1530 | 1 | NR | 1.307% | OFFICIAL | 2DN16G22F39160G100 | 30 | 2DN | ENERGY | 16G | MCCB / DISTR. BOARD | 22F | MCCB / SWITCH DISC. | 1 | 1 | NR | 2244 | CCM | 1.634 | 1.634 | KG | 8034035038655 | 8034035038655 | 8034035038655 | 85362010
GWD9207 | MSX 160 3P 160A 36kA Mr Term.FC | MSX 160 3P 160A 36kA Mr Term.FC | 1550 | 1 | NR | 1530 | 1 | NR | 1.307% | OFFICIAL | 2DN16G22F39160G100 | 30 | 2DN | ENERGY | 16G | MCCB / DISTR. BOARD | 22F | MCCB / SWITCH DISC. | 1 | 1 | NR | 2244 | CCM | 1.634 | 1.634 | KG | 8034035038679 | 8034035038679 | 8034035038679 | 85362010
GWD9306 | MSXE 160 3P 125A 36kA LSI Term.FC | MSXE 160 3P 125A 36kA LSI Term.FC | 1550 | 1 | NR | 1530 | 1 | NR | 1.307% | OFFICIAL | 2DN16G22F39360M100 | 30 | 2DN | ENERGY | 16G | MCCB / DISTR. BOARD | 22F | MCCB / SWITCH DISC. | 1 | 1 | NR | 2150.5 | CCM | 2.338 | 2.338 | KG | 8034035038709 | 8034035038709 | 8034035038709 | 85362010
GWD9415B | MSXE 1250 4P 1250A 50kA LSI Term.FB INT | MSXE 1250 4P 1250A 50kA LSI Term.FB INT | 15500 | 1 | NR | 15300 | 1 | NR | 1.307% | OFFICIAL | 2DN16G22F39360O100 | 30 | 2DN | ENERGY | 16G | MCCB / DISTR. BOARD | 22F | MCCB / SWITCH DISC. | 1 | 1 | NR | 89280 | CCM | 27 | 27 | KG | 8034035051494 | 8034035051494 | 8034035051494 | 85362010
GWD9245 | MSXD 125 3P 100A 25kA TrMf Term.FC | MSXD 125 3P 100A 25kA TrMf Term.FC | 2360 | 1 | NR | 2330 | 1 | NR | 1.288% | OFFICIAL | 2DN16G22F39560S100 | 30 | 2DN | ENERGY | 16G | MCCB / DISTR. BOARD | 22F | MCCB / SWITCH DISC. | 1 | 1 | NR | 1870 | CCM | 1.346 | 1.346 | KG | 8034035038204 | 8034035038204 | 8034035038204 | 85362010
GWD8781 | TERM POSTER RC 3PZ MSX/M160c (15-50A) | PRZYŁ TYL RC 3PZ MSX/M160c (15-50A) | 158 | 1 | NR | 156 | 1 | NR | 1.282% | OFFICIAL | 2DN16G22F39961O100 | 30 | 2DN | ENERGY | 16G | MCCB / DISTR. BOARD | 22F | MCCB / SWITCH DISC. | 1 | 1 | NR | 672 | CCM | 0.15 | 0.15 | KG | 8034035054563 | 8034035054563 | 8034035054563 | 85389099
GWD8767 | EXTENDED FR.TERM.DIV. FB 3PCS MSXE/M630 | PRZEDŁ.ZAC.FR.PODZ. FB 3SZT MSXE/M630 | 159 | 1 | NR | 157 | 1 | NR | 1.274% | OFFICIAL | 2DN16G22F39961O100 | 30 | 2DN | ENERGY | 16G | MCCB / DISTR. BOARD | 22F | MCCB / SWITCH DISC. | 1 | 9 | NR | 312.532 | CCM | 0.68 | 0.68 | KG | 8034035045479 | 8034035045479 | 8034035045479 | 85389099
GWD8788 | REAR TERMINAL RC 4PCS MSX/D125 | ZACISK TYLNY RC 4SZT MSX/D125 | 159 | 1 | NR | 157 | 1 | NR | 1.274% | OFFICIAL | 2DN16G22F39961O100 | 30 | 2DN | ENERGY | 16G | MCCB / DISTR. BOARD | 22F | MCCB / SWITCH DISC. | 1 | 12 | NR | 234.399 | CCM | 0.27 | 0.27 | KG | 8034035045561 | 8034035045561 | 8034035045561 | 85389099
GWD8800 | TERM POSTER RC 4PZ MSXE/M1000 (1000A) | ZACISK TYLNY RC 4SZT MSXE/M630 (1000A) | 1590 | 1 | NR | 1570 | 1 | NR | 1.274% | OFFICIAL | 2DN16G22F39961O100 | 30 | 2DN | ENERGY | 16G | MCCB / DISTR. BOARD | 22F | MCCB / SWITCH DISC. | 1 | 1 | NR | 1020 | CCM | 2.84 | 2.84 | KG | 8034035045684 | 8034035045684 | 8034035045684 | 85389099
GWD9156 | MSX 125 3P 125A 65kA TrMr Term.FC | MSX 125 3P 125A 65kA TrMr Term.FC | 1590 | 1 | NR | 1570 | 1 | NR | 1.274% | OFFICIAL | 2DN16G22F39160K100 | 30 | 2DN | ENERGY | 16G | MCCB / DISTR. BOARD | 22F | MCCB / SWITCH DISC. | 1 | 1 | NR | 1870 | CCM | 1.278 | 1.278 | KG | 8034035038051 | 8034035038051 | 8034035038051 | 85362010
GWD9425 | MSXE 1600 4P 1600A 50KA LSI TERM.FB | MSXE 1600 4P 1600A 50KA LSI TERM.FB | 16300 | 1 | NR | 16100 | 1 | NR | 1.242% | OFFICIAL | 2DN16G22F39360O100 | 30 | 2DN | ENERGY | 16G | MCCB / DISTR. BOARD | 22F | MCCB / SWITCH DISC. | 1 | 1 | NR | 71920 | CCM | 38.8 | 37.8 | KG | 8034035040191 | 8034035040191 | 8034035040191 | 85362010
GW98512 | TERMINAL COVER MSS 630 4P | POKRYWA ZACISKÓW MSS 630 4P | 165 | 1 | NR | 163 | 1 | NR | 1.227% | OFFICIAL | 2DN16G22F43761X100 | 30 | 2DN | ENERGY | 16G | MCCB / DISTR. BOARD | 22F | MCCB / SWITCH DISC. | 1 | 5 | NR | 2876.278 | CCM | 397.4 | 357.66 | G | 8011564211674 | 8011564211674 | 8011564211674 | 85389099
GW97721 | SWITCH DISCONNECTOR MSS 125 3P 63A | ROZŁĄCZNIK IZOLACYJNY MSS 125 3P 63A | 170 | 1 | NR | 168 | 1 | NR | 1.19% | OFFICIAL | 2DN16G22F43761U100 | 30 | 2DN | ENERGY | 16G | MCCB / DISTR. BOARD | 22F | MCCB / SWITCH DISC. | 1 | 1 | NR | 1287 | CCM | 716 | 644.4 | G | 8011564211414 | 8011564211414 | 8011564211414 | 85365080
GW98364 | KEY-OPERATED LOCK M.C.MTS-E 800-1600 | BLOK. KLUCZ. C.SILNIK MTS-E 800-1600 | 170 | 1 | NR | 168 | 1 | NR | 1.19% | OFFICIAL | 2DN16G22F38828F100 | 40 | 2DN | ENERGY | 16G | MCCB / DISTR. BOARD | 22F | MCCB / SWITCH DISC. | 1 | 1 | NR | 1617.13 | CCM | 60.726 | 0.726 | G | 0 | 0 | 0 | 0
GW98365 | KEY-OPERATED LOCK M.C.MM MTS-E 800-1600 | BLOK. KLUCZ. C.SIL.MM MTS-E 800-1600 | 170 | 1 | NR | 168 | 1 | NR | 1.19% | OFFICIAL | 2DN16G22F38828F100 | 40 | 2DN | ENERGY | 16G | MCCB / DISTR. BOARD | 22F | MCCB / SWITCH DISC. | 1 | 1 | NR | 1617.13 | CCM | 60.726 | 0.726 | G | 0 | 0 | 0 | 0
GW98366 | KEY-OPERATED LOCK ROTARY HANDLE MTS-E | BLOK. KLUCZ. RĄCZ. OBR.MTS-E | 170 | 1 | NR | 168 | 1 | NR | 1.19% | OFFICIAL | 2DN16G22F38828F100 | 40 | 2DN | ENERGY | 16G | MCCB / DISTR. BOARD | 22F | MCCB / SWITCH DISC. | 1 | 1 | NR | 1771.99 | CCM | 148 | 133.2 | G | 0 | 0 | 0 | 0
GWD8581 | MOTOR CONTROL MSX/M250c 240VAC | STEROWANIE SILNIKA MSX/M250c 240VAC | 1700 | 1 | NR | 1680 | 1 | NR | 1.19% | OFFICIAL | 2DN16G22F39961E100 | 30 | 2DN | ENERGY | 16G | MCCB / DISTR. BOARD | 22F | MCCB / SWITCH DISC. | 1 | 1 | NR | 3630 | CCM | 1.5 | 1.5 | KG | 8034035044557 | 8034035044557 | 8034035044557 | 85389099
GWD8582 | MOTOR CONTROL MSX/M250c 24VDC | STEROWANIE SILNIKA MSX/M250c 24VDC | 1700 | 1 | NR | 1680 | 1 | NR | 1.19% | OFFICIAL | 2DN16G22F39961E100 | 30 | 2DN | ENERGY | 16G | MCCB / DISTR. BOARD | 22F | MCCB / SWITCH DISC. | 1 | 1 | NR | 3795 | CCM | 2.5 | 2.5 | KG | 8034035044564 | 8034035044564 | 8034035044564 | 85389099
GWD8584 | MOTOR CONTROL MSX/D125 240VAC | STEROWANIE SILNIKA MSX/D125 240VAC | 1700 | 1 | NR | 1680 | 1 | NR | 1.19% | OFFICIAL | 2DN16G22F39961E100 | 30 | 2DN | ENERGY | 16G | MCCB / DISTR. BOARD | 22F | MCCB / SWITCH DISC. | 1 | 1 | NR | 2640 | CCM | 1.5 | 1.5 | KG | 8034035044571 | 8034035044571 | 8034035044571 | 85389099
GWD8585 | MOTOR CONTROL MSX/D125 24VDC | STEROWANIE SILNIKA MSX/D125 24VDC | 1700 | 1 | NR | 1680 | 1 | NR | 1.19% | OFFICIAL | 2DN16G22F39961E100 | 30 | 2DN | ENERGY | 16G | MCCB / DISTR. BOARD | 22F | MCCB / SWITCH DISC. | 1 | 1 | NR | 2805 | CCM | 1.5 | 1.5 | KG | 8034035044588 | 8034035044588 | 8034035044588 | 85389099
GWD8590 | MOTOR CONTROL MSX/D/E160-250 240VAC | STEROWANIE SILNIKA MSX/D/E160-250 240VAC | 1700 | 1 | NR | 1680 | 1 | NR | 1.19% | OFFICIAL | 2DN16G22F39961E100 | 30 | 2DN | ENERGY | 16G | MCCB / DISTR. BOARD | 22F | MCCB / SWITCH DISC. | 1 | 1 | NR | 3630 | CCM | 1.5 | 1.5 | KG | 8034035044595 | 8034035044595 | 8034035044595 | 85389099
GWD8591 | MOTOR CONTROL MSX/D/E160-250 24VDC | STEROWANIE SILNIKA MSX/D/E160-250 24VDC | 1700 | 1 | NR | 1680 | 1 | NR | 1.19% | OFFICIAL | 2DN16G22F39961E100 | 30 | 2DN | ENERGY | 16G | MCCB / DISTR. BOARD | 22F | MCCB / SWITCH DISC. | 1 | 1 | NR | 3795 | CCM | 1.5 | 1.5 | KG | 8034035044601 | 8034035044601 | 8034035044601 | 85389099
GWD9418 | MSXE 1250 4P 1250A 50kA LSIG Term.RC | MSXE 1250 4P 1250A 50kA LSIG Term.RC | 17000 | 1 | NR | 16800 | 1 | NR | 1.19% | OFFICIAL | 2DN16G22F39360O100 | 30 | 2DN | ENERGY | 16G | MCCB / DISTR. BOARD | 22F | MCCB / SWITCH DISC. | 1 | 1 | NR | 89280 | CCM | 30.2 | 29.2 | KG | 8034035040252 | 8034035040252 | 8034035040252 | 85362010
GWD9426 | MSXE 1600 4P 1600A 50kA LSI Term.RC | MSXE 1600 4P 1600A 50kA LSI Term.RC | 17000 | 1 | NR | 16800 | 1 | NR | 1.19% | OFFICIAL | 2DN16G22F39360O100 | 30 | 2DN | ENERGY | 16G | MCCB / DISTR. BOARD | 22F | MCCB / SWITCH DISC. | 1 | 1 | NR | 89280 | CCM | 37.4 | 36.4 | KG | 8034035040276 | 8034035040276 | 8034035040276 | 85362010
GWD8751 | EXTENDED FR.TERMINAL FB 3PCS MSXE/M630 | PRZEDŁUŻ.ZACISK FRONT FB 3SZT MSXE/M630 | 175 | 1 | NR | 173 | 1 | NR | 1.156% | OFFICIAL | 2DN16G22F39961O100 | 30 | 2DN | ENERGY | 16G | MCCB / DISTR. BOARD | 22F | MCCB / SWITCH DISC. | 1 | 6 | NR | 468.798 | CCM | 0.68 | 0.68 | KG | 8034035045370 | 8034035045370 | 8034035045370 | 85389099
GWD8875 | FIXING BRACKET DIN MSX/M160c | UCHWYT MOCUJĄCY DIN MSX/M160c | 18.4 | 1 | NR | 18.2 | 1 | NR | 1.099% | OFFICIAL | 2DN16G22F39961Q100 | 30 | 2DN | ENERGY | 16G | MCCB / DISTR. BOARD | 22F | MCCB / SWITCH DISC. | 1 | 40 | NR | 239.856 | CCM | 0.07 | 0.07 | KG | 8034035046100 | 8034035046100 | 8034035046100 | 85389099
GW97732 | SWITCH DISCONNECTOR MSS 630 3P 630A | ROZŁĄCZNIK IZOLACYJNY MSS 630 3P 630A | 1040 | 1 | NR | 1030 | 1 | NR | 0.9709% | OFFICIAL | 2DN16G22F43761U100 | 30 | 2DN | ENERGY | 16G | MCCB / DISTR. BOARD | 22F | MCCB / SWITCH DISC. | 1 | 1 | NR | 12480 | CCM | 4.512 | 4.061 | KG | 8011564211520 | 8011564211520 | 8011564211520 | 85365080
GWD9455B | MSXM 1600 3P 1600A TERM.FB INT | MSXM 1600 3P 1600A TERM.FB INT | 10400 | 1 | NR | 10300 | 1 | NR | 0.9709% | OFFICIAL | 2DN16G22F39760W100 | 30 | 2DN | ENERGY | 16G | MCCB / DISTR. BOARD | 22F | MCCB / SWITCH DISC. | 1 | 1 | NR | 1 | CCM | 1 | 1 | G | 8034035059308 | 8034035059308 | 8034035059308 | 85362010
GWD7939 | MTX 160 N 36KA 4P 25A TM1 | MTX 160 N 36KA 4P 25A TM1 | 1080 | 1 | NR | 1070 | 1 | NR | 0.9346% | OFFICIAL | 2DN16G22F37127A100 | 40 | 2DN | ENERGY | 16G | MCCB / DISTR. BOARD | 22F | MCCB / SWITCH DISC. | 1 | 1 | NR | 1000 | CCM | 1.515 | 1.364 | KG | 0 | 0 | 0 | 0
GWD8685 | PLUG-IN BASE 3P MSX/E/M400-630 | PODSTAWA WPINANA 3P MSX/E/M400-630 | 1080 | 1 | NR | 1070 | 1 | NR | 0.9346% | OFFICIAL | 2DN16G22F39961M100 | 30 | 2DN | ENERGY | 16G | MCCB / DISTR. BOARD | 22F | MCCB / SWITCH DISC. | 1 | 1 | NR | 7480 | CCM | 2.18 | 2.18 | KG | 8034035045110 | 8034035045110 | 8034035045110 | 85389099
GWD9077 | MSX 160c 3P+N 160A 25kA TrMf Term.FC | MSX 160c 3P+N 160A 25kA TrMf Term.FC | 1080 | 1 | NR | 1070 | 1 | NR | 0.9346% | OFFICIAL | 2DN16G22F38960E100 | 30 | 2DN | ENERGY | 16G | MCCB / DISTR. BOARD | 22F | MCCB / SWITCH DISC. | 1 | 1 | NR | 1644.5 | CCM | 1.184 | 1.184 | KG | 8034035038556 | 8034035038556 | 8034035038556 | 85362010
GWD9408 | MSXE 1000 4P 1000A 50KA LSI TERM.FB | MSXE 1000 4P 1000A 50KA LSI TERM.FB | 10900 | 1 | NR | 10800 | 1 | NR | 0.9259% | OFFICIAL | 2DN16G22F39360O100 | 30 | 2DN | ENERGY | 16G | MCCB / DISTR. BOARD | 22F | MCCB / SWITCH DISC. | 1 | 1 | NR | 32860 | CCM | 16 | 16 | KG | 8034035040023 | 8034035040023 | 8034035040023 | 85362010
GWD9409 | MSXE 1000 4P 1000A 50KA LSIG TERM.FB | MSXE 1000 4P 1000A 50KA LSIG TERM.FB | 10900 | 1 | NR | 10800 | 1 | NR | 0.9259% | OFFICIAL | 2DN16G22F39360O100 | 30 | 2DN | ENERGY | 16G | MCCB / DISTR. BOARD | 22F | MCCB / SWITCH DISC. | 1 | 1 | NR | 32860 | CCM | 18 | 18 | KG | 8034035040030 | 8034035040030 | 8034035040030 | 85362010
GWD9456 | MSXM 1600 4P 1600A TERM.FB | MSXM 1600 4P 1600A TERM.FB | 10900 | 1 | NR | 10800 | 1 | NR | 0.9259% | OFFICIAL | 2DN16G22F39760W100 | 30 | 2DN | ENERGY | 16G | MCCB / DISTR. BOARD | 22F | MCCB / SWITCH DISC. | 1 | 1 | NR | 71920 | CCM | 35 | 35 | KG | 8034035040221 | 8034035040221 | 8034035040221 | 85362010
GW98511 | TERMINAL COVER MSS 630 3P | POKRYWA ZACISKÓW MSS 630 3P | 114 | 1 | NR | 113 | 1 | NR | 0.885% | OFFICIAL | 2DN16G22F43761X100 | 30 | 2DN | ENERGY | 16G | MCCB / DISTR. BOARD | 22F | MCCB / SWITCH DISC. | 1 | 5 | NR | 3600 | CCM | 326.8 | 294.12 | G | 8011564211667 | 8011564211667 | 8011564211667 | 85389099
GWD8501 | OPEN/CLOSED AUX CONTACT MSX/M160c-250c | STYK DODATK.OTWAR/ZAMKN. MSX/M160c-250c | 114 | 1 | NR | 113 | 1 | NR | 0.885% | OFFICIAL | 2DN16G22F39960Y100 | 30 | 2DN | ENERGY | 16G | MCCB / DISTR. BOARD | 22F | MCCB / SWITCH DISC. | 1 | 20 | NR | 140.639 | CCM | 0.02 | 0.02 | KG | 8034035044182 | 8034035044182 | 8034035044182 | 85389099
GWD8502 | FAULT AUX CONTACT LEFT MSX/M160c-250c | STYK DOD.WSKAŹ.BŁĘD.LEWY MSX/M160c-250c | 114 | 1 | NR | 113 | 1 | NR | 0.885% | OFFICIAL | 2DN16G22F39960Y100 | 30 | 2DN | ENERGY | 16G | MCCB / DISTR. BOARD | 22F | MCCB / SWITCH DISC. | 1 | 20 | NR | 140.639 | CCM | 0.02 | 0.02 | KG | 8034035044199 | 8034035044199 | 8034035044199 | 85389099
GWD8503 | FAULT AUX CONTACT RIGHT MSX/M160c-250c | STYK DOD.WSKAŹ.BŁĘD.PRAWY MSX/M160c-250c | 114 | 1 | NR | 113 | 1 | NR | 0.885% | OFFICIAL | 2DN16G22F39960Y100 | 30 | 2DN | ENERGY | 16G | MCCB / DISTR. BOARD | 22F | MCCB / SWITCH DISC. | 1 | 20 | NR | 140.639 | CCM | 0.02 | 0.02 | KG | 8034035044205 | 8034035044205 | 8034035044205 | 85389099
GWD8504 | OPEN/CLOSED AUX CONT MSX/D/E/M125-1600 | STYK DODATK.OTWAR/ZAMK.MSX/D/E/M125-1600 | 114 | 1 | NR | 113 | 1 | NR | 0.885% | OFFICIAL | 2DN16G22F39960Y100 | 30 | 2DN | ENERGY | 16G | MCCB / DISTR. BOARD | 22F | MCCB / SWITCH DISC. | 1 | 20 | NR | 140.639 | CCM | 0.02 | 0.02 | KG | 8034035044212 | 8034035044212 | 8034035044212 | 85389099
GWD8505 | FAULT AUX CONTACT MSX/D/E/M125-1600 | STYK DOD.WSKAŹ.BŁĘDU MSX/D/E/M125-1600 | 114 | 1 | NR | 113 | 1 | NR | 0.885% | OFFICIAL | 2DN16G22F39960Y100 | 30 | 2DN | ENERGY | 16G | MCCB / DISTR. BOARD | 22F | MCCB / SWITCH DISC. | 1 | 20 | NR | 140.639 | CCM | 0.02 | 0.02 | KG | 8034035044229 | 8034035044229 | 8034035044229 | 85389099
GW97775 | SOCKET-OUTLET CLAMP 2X1,5MM2 | ZACISK GNIAZDA 2X1,5MM2 | 119 | 1 | NR | 118 | 1 | NR | 0.8475% | OFFICIAL | 2DN16G22F43761X100 | 30 | 2DN | ENERGY | 16G | MCCB / DISTR. BOARD | 22F | MCCB / SWITCH DISC. | 1 | 1 | NR | 1122 | CCM | 0.2 | 0.198 | KG | 8011564764675 | 8011564764675 | 8011564764675 | 85369010
GW47195 | CVX - NUTS IN CAGE | CVX - NAKRĘTKA KLATKOWA | 2.2 | 1 | NR | 2.15 | 1 | NR | 2.326% | OFFICIAL | 2DN16G23F4020X8100 | 30 | 2DN | ENERGY | 16G | MCCB / DISTR. BOARD | 23F | DISTR.BOARD/CABINETS | 10 | 100 | NR | 42.323 | CCM | 5.01 | 4.509 | G | 8011564096462 | 8011564528918 | 8011564462311 | 85389099
GW45382 | CVX630M-FRONT PANEL 1ROW DIN 36M 850X300 | CVX630M - PANEL DIN 24M 850X300 | 136 | 1 | NR | 133 | 1 | NR | 2.256% | OFFICIAL | 2DN16G23F4130YM100 | 40 | 2DN | ENERGY | 16G | MCCB / DISTR. BOARD | 23F | DISTR.BOARD/CABINETS | 1 | 1 | NR | 4620 | CCM | 2.4 | 2.16 | KG | 0 | 0 | 0 | 0
GW47191 | CVX160I/E PAIR OF HINGES FOR FRONT PANEL | CVX160I/E PARA ZAWIASÓW DO PANELU FRONT | 4.75 | 1 | NR | 4.65 | 1 | NR | 2.151% | OFFICIAL | 2DN16G23F4020X8100 | 30 | 2DN | ENERGY | 16G | MCCB / DISTR. BOARD | 23F | DISTR.BOARD/CABINETS | 1 | 20 | NR | 211.613 | CCM | 77 | 75 | G | 8011564096424 | 8011564096424 | 8011564462618 | 85389099
GW45064 | CVX630M - W.M. STRUCTURE 850X1000 | CVX630M-KONSTRUKCJA NATYNKOWA 850X1000 | 1460 | 1 | NR | 1430 | 1 | NR | 2.098% | OFFICIAL | 2DN16G23F4110YY100 | 40 | 2DN | ENERGY | 16G | MCCB / DISTR. BOARD | 23F | DISTR.BOARD/CABINETS | 1 | 1 | NR | 255944 | CCM | 32.5 | 30.5 | KG | 0 | 0 | 0 | 0
GWD3764 | TRAVERSA PORTAB AL L600 QDX1600H | LISTWA UCHW. AL L600 QDX1600H | 146 | 1 | NR | 143 | 1 | NR | 2.098% | OFFICIAL | 2DN16G23F4171QS100 | 30 | 2DN | ENERGY | 16G | MCCB / DISTR. BOARD | 23F | DISTR.BOARD/CABINETS | 1 | 1 | NR | 1 | CCM | 850 | 850 | G | 8034035061523 | 8034035061523 | 8034035061523 | 76041090
GW49062 | CVX1600-GLASS DOOR 400X2000 | CVX1600 - DRZWI SZKŁO IP65 400X2000 | 1470 | 1 | NR | 1440 | 1 | NR | 2.083% | OFFICIAL | 2DN16G23F4150ZB100 | 40 | 2DN | ENERGY | 16G | MCCB / DISTR. BOARD | 23F | DISTR.BOARD/CABINETS | 1 | 1 | NR | 102060 | CCM | 17.5 | 15.75 | KG
GWD3781 | QDX 2 BARRE SAG RAME 800A 50x30x1830 | QDX 2 UCHWYT. PROF MIEDŹ. 800A 50x30x1830 | 1470 | 1 | NR | 1440 | 1 | NR | 2.083% | OFFICIAL | 2DN16G23F4171QS100 | 30 | 2DN | ENERGY | 16G | MCCB / DISTR. BOARD | 23F | DISTR.BOARD/CABINETS | 1 | 1 | NR | 4392 | CCM | 12.5 | 11.5 | KG | 8034035061554 | 8034035061554 | 8034035061554 | 74071000
GWD3014 | QDX 630L PARETE PANNELLI LAT 1200x300 | QDX 630L NATYNK PANELE BOCZN. 1200x300 | 197 | 1 | NR | 193 | 1 | NR | 2.073% | OFFICIAL | 2DN16G23F4221QG100 | 30 | 2DN | ENERGY | 16G | MCCB / DISTR. BOARD | 23F | DISTR.BOARD/CABINETS | 1 | 1 | NR | 19200 | CCM | 8 | 7.5 | KG | 8034035059636 | 8034035059636 | 8034035059636 | 85389099
GWD3794 | QDX 2 BARRE SAG ALLUM 1600A 60x30x1734 | QDX 2 UCHWYT. PROF ALUM. 1600A 60x30 | 1970 | 1 | NR | 1930 | 1 | NR | 2.073% | OFFICIAL | 2DN16G23F4171QS100 | 30 | 2DN | ENERGY | 16G | MCCB / DISTR. BOARD | 23F | DISTR.BOARD/CABINETS | 1 | 1 | NR | 8526 | CCM | 10.5 | 10 | KG | 8034035061615 | 8034035061615 | 8034035061615 | 76041010
GW45065 | CVX630M - W.M. STRUCTURE 850X1200 | CVX630M-KONSTRUKCJA NATYNKOWA 850X1200 | 1510 | 1 | NR | 1480 | 1 | NR | 2.027% | OFFICIAL | 2DN16G23F4110YY100 | 40 | 2DN | ENERGY | 16G | MCCB / DISTR. BOARD | 23F | DISTR.BOARD/CABINETS | 1 | 1 | NR | 306176 | CCM | 38.5 | 38.4 | KG | 0 | 0 | 0 | 0
GW49852 | CVX1600-B.M. F. PLATE S. BRD 36M 850X300 | CVX1600-PODKŁADKA P. S 850X300 36M | 152 | 1 | NR | 149 | 1 | NR | 2.013% | OFFICIAL | 2DN16G23F4150ZJ100 | 40 | 2DN | ENERGY | 16G | MCCB / DISTR. BOARD | 23F | DISTR.BOARD/CABINETS | 1 | 1 | NR | 12000 | CCM | 4.249 | 3.824 | KG
GWD3110 | QDX 630H PARETE CASSA 600+200x1200x300 | QDX 630H ŚCIANA SKRZYN. 600+200x1200x300 | 1520 | 1 | NR | 1490 | 1 | NR | 2.013% | OFFICIAL | 2DN16G23F4241QK100 | 30 | 2DN | ENERGY | 16G | MCCB / DISTR. BOARD | 23F | DISTR.BOARD/CABINETS | 1 | 1 | NR | 375700 | CCM | 45 | 45 | KG | 8034035059704 | 8034035059704 | 8034035059704 | 85389099
GW45422 | CVX630K/M - BACK-MOUNTING PLATE 600X400 | CVX630K/M - TYLNA PŁYTA MONTAŻ. 600X400 | 102 | 1 | NR | 100 | 1 | NR | 2% | OFFICIAL | 2DN16G23F4130YM100 | 40 | 2DN | ENERGY | 16G | MCCB / DISTR. BOARD | 23F | DISTR.BOARD/CABINETS | 1 | 1 | NR | 2240 | CCM | 3.6 | 3.4 | KG | 0 | 0 | 0 | 0
GW45505 | CVX630K - SIDE-BY-SIDE MOUNT KIT H1200 | CVX630K-ZESTAW MONTAŻ. BOK DO BOKU H1200 | 153 | 1 | NR | 150 | 1 | NR | 2% | OFFICIAL | 2DN16G23F4130YM100 | 40 | 2DN | ENERGY | 16G | MCCB / DISTR. BOARD | 23F | DISTR.BOARD/CABINETS | 1 | 1 | NR | 6832 | CCM | 2.03 | 1.857 | KG | 0 | 0 | 0 | 0
GW47494 | CVX 630K/M - ROTARY HANDLE | CVX 630K/M - KLAMKA OBROTOWA | 153 | 1 | NR | 150 | 1 | NR | 2% | OFFICIAL | 2DN16G23F4070XU100 | 40 | 2DN | ENERGY | 16G | MCCB / DISTR. BOARD | 23F | DISTR.BOARD/CABINETS | 1 | 1 | NR | 1620 | CCM | 228 | 205.2 | G | 0 | 0 | 0 | 0
GWD3078 | QDX 630L F.M. BLIND DOOR 850x1800 | QDX 630L PODTYN. DRZWI LITE 850x1800 | 1020 | 1 | NR | 1000 | 1 | NR | 2% | OFFICIAL | 2DN16G23F4221QI100 | 40 | 2DN | ENERGY | 16G | MCCB / DISTR. BOARD | 23F | DISTR.BOARD/CABINETS | 1 | 1 | NR | 82080 | CCM | 22.5 | 22.5 | KG | 8034035046742 | 8034035046742 | 8034035046742 | 85389099
GWD3131 | QDX 630H F.M. BASE/HEAD 600x250 | QDX 630H PODTYN. PODST/STACJA 600x250 | 1020 | 1 | NR | 1000 | 1 | NR | 2% | OFFICIAL | 2DN16G23F4241QM100 | 40 | 2DN | ENERGY | 16G | MCCB / DISTR. BOARD | 23F | DISTR.BOARD/CABINETS | 1 | 1 | NR | 19950 | CCM | 13.7 | 13.7 | KG | 8034035046995 | 8034035046995 | 8034035046995 | 85389099
GWD3361 | SEGREGAZIONE ORIZZONTALE 600x200 QDX630L | SEGREGACJA POZIOMA 600x200 QDX630L | 102 | 1 | NR | 100 | 1 | NR | 2% | OFFICIAL | 2DN16G23F4291QQ100 | 30 | 2DN | ENERGY | 16G | MCCB / DISTR. BOARD | 23F | DISTR.BOARD/CABINETS | 1 | 1 | NR | 1044 | CCM | 830 | 820 | G | 8034035052484 | 8034035052484 | 8034035052484 | 85389099
GWD3442 | GOLFARI SOLLEVAMENTO P300 QDX630L | ŚRUBY OCZKOWE PODN. P300 QDX630L | 102 | 1 | NR | 100 | 1 | NR | 2% | OFFICIAL | 2DN16G23F4291QQ100 | 30 | 2DN | ENERGY | 16G | MCCB / DISTR. BOARD | 23F | DISTR.BOARD/CABINETS | 1 | 1 | NR | 540 | CCM | 0.92 | 0.92 | KG | 8034035052996 | 8034035052996 | 8034035052996 | 94059900
GW47176 | CVX160I/E 72X72 I. FRONT PANEL 600X200 | CVX160I/E 72X72 PANEL FRONT INST 600X200 | 35.8 | 1 | NR | 35.1 | 1 | NR | 1.994% | OFFICIAL | 2DN16G23F4020X8100 | 40 | 2DN | ENERGY | 16G | MCCB / DISTR. BOARD | 23F | DISTR.BOARD/CABINETS | 1 | 10 | NR | 4321.8 | CCM | 538.4 | 484.56 | G | 8011564096356 | 8011564096356 | 8011564462663 | 85389099
GW45177 | CVX630M - IP55 SOLID DOOR 600X1600 | CVX630M - IP55 DRZWI LITE 600X1600 | 1030 | 1 | NR | 1010 | 1 | NR | 1.98% | OFFICIAL | 2DN16G23F4110Z2100 | 40 | 2DN | ENERGY | 16G | MCCB / DISTR. BOARD | 23F | DISTR.BOARD/CABINETS | 1 | 1 | NR | 87945 | CCM | 17.5 | 17.5 | KG | 0 | 0 | 0 | 0
GWD3209 | QDX 630H F.M. BLIND DOOR 850x1800 | QDX 630H PODT. DRZWI LITE 850x1800 | 1030 | 1 | NR | 1010 | 1 | NR | 1.98% | OFFICIAL | 2DN16G23F4241QM100 | 40 | 2DN | ENERGY | 16G | MCCB / DISTR. BOARD | 23F | DISTR.BOARD/CABINETS | 1 | 1 | NR | 82080 | CCM | 33 | 33 | KG | 8034035047763 | 8034035047763 | 8034035047763 | 85389099
GWD3711 | N.4 COMPENSATORI FASE BARRE 5MM QDX | N.4 KOMPENSATORY CZĘŚĆ SZYN 5MM QDX | 103 | 1 | NR | 101 | 1 | NR | 1.98% | OFFICIAL | 2DN16G23F4171QS100 | 30 | 2DN | ENERGY | 16G | MCCB / DISTR. BOARD | 23F | DISTR.BOARD/CABINETS | 1 | 1 | NR | 1 | CCM | 1 | 1 | G | 8034035061783 | 8034035061783 | 8034035061783 | 85389099
GWD3409 | ZOCCOLO ADDIZIONALE 850x250 QDX630H | DODATKOWY COKÓŁ 850x250 QDX630H | 258 | 1 | NR | 253 | 1 | NR | 1.976% | OFFICIAL | 2DN16G23F4291QQ100 | 40 | 2DN | ENERGY | 16G | MCCB / DISTR. BOARD | 23F | DISTR.BOARD/CABINETS | 1 | 1 | NR | 9790 | CCM | 4.5 | 4.5 | KG | 8034035052743 | 8034035052743 | 8034035052743 | 85389099
GWD3410 | ZOCCOLO ADDIZIONALE 600+300x250 QDX630H | DODATKOWY COKÓŁ 600+200x250 QDX630H | 258 | 1 | NR | 253 | 1 | NR | 1.976% | OFFICIAL | 2DN16G23F4291QQ100 | 40 | 2DN | ENERGY | 16G | MCCB / DISTR. BOARD | 23F | DISTR.BOARD/CABINETS | 1 | 1 | NR | 10340 | CCM | 4.77 | 4.77 | KG | 8034035052750 | 8034035052750 | 8034035052750 | 85389099
GWD3411 | ZOCCOLO ADDIZIONALE 400x400 QDX630H | DODATKOWY COKÓŁ 400x400 QDX630H | 258 | 1 | NR | 253 | 1 | NR | 1.976% | OFFICIAL | 2DN16G23F4291QQ100 | 40 | 2DN | ENERGY | 16G | MCCB / DISTR. BOARD | 23F | DISTR.BOARD/CABINETS | 1 | 1 | NR | 7000 | CCM | 4.3 | 4 | KG | 8034035052767 | 8034035052767 | 8034035052767 | 85389099
GW45538 | CVX1603 - EARTH TERMINAL BLOCK | CVX - SZYNA UZIEMIAJĄCA B600 | 207 | 1 | NR | 203 | 1 | NR | 1.97% | OFFICIAL | 2DN16G23F4020X8100 | 30 | 2DN | ENERGY | 16G | MCCB / DISTR. BOARD | 23F | DISTR.BOARD/CABINETS | 1 | 1 | NR | 660 | CCM | 560 | 504 | G | 8011564421516 | 8011564421516 | 8011564421516 | 85389099
GWD3009 | QDX 630L W.M. VERT UPRIG. B300 H1000 | QDX 630L NATYNK. PION RAM B300 H1000 | 207 | 1 | NR | 203 | 1 | NR | 1.97% | OFFICIAL | 2DN16G23F4221QG100 | 30 | 2DN | ENERGY | 16G | MCCB / DISTR. BOARD | 23F | DISTR.BOARD/CABINETS | 1 | 1 | NR | 15129 | CCM | 7.5 | 6.8 | KG | 8034035046179 | 8034035046179 | 8034035046179 | 85389099
GW49474 | CVX1600-SOLID FRONT PANEL 36M 850X600 | CVX1600 - PEŁEN PANEL 850X600 36M | 208 | 1 | NR | 204 | 1 | NR | 1.961% | OFFICIAL | 2DN16G23F4150ZI100 | 40 | 2DN | ENERGY | 16G | MCCB / DISTR. BOARD | 23F | DISTR.BOARD/CABINETS | 1 | 1 | NR | 1 | CCM | 6.33 | 5.697 | KG
GWD3793 | QDX 2 BARRE SAG ALLUM 1250A 60x30x1734 | QDX 2 UCHWYT. PROF ALUM. 1250A 60x30 | 1560 | 1 | NR | 1530 | 1 | NR | 1.961% | OFFICIAL | 2DN16G23F4171QS100 | 30 | 2DN | ENERGY | 16G | MCCB / DISTR. BOARD | 23F | DISTR.BOARD/CABINETS | 1 | 1 | NR | 1 | CCM | 8.5 | 8.5 | KG | 8034035061608 | 8034035061608 | 8034035061608 | 76041010
GW47073 | CVX160I-D.BOARD 600X800X105 IP30 NO D. | CVX160I-ROZDZIE.600X800X105 IP30 BEZ DRZ | 1050 | 1 | NR | 1030 | 1 | NR | 1.942% | OFFICIAL | 2DN16G23F4010X0100 | 30 | 2DN | ENERGY | 16G | MCCB / DISTR. BOARD | 23F | DISTR.BOARD/CABINETS | 1 | 1 | NR | 97650 | CCM | 22.5 | 20.25 | KG | 8011564111127 | 8011564111127 | 8011564111127 | 85381000
GW49503 | CVX1600-FRONT PANEL 1ROW DIN 24M 600X300 | CVX1600 - PANEL DIN 24M 600X300 | 105 | 1 | NR | 103 | 1 | NR | 1.942% | OFFICIAL | 2DN16G23F4150ZF100 | 40 | 2DN | ENERGY | 16G | MCCB / DISTR. BOARD | 23F | DISTR.BOARD/CABINETS | 1 | 1 | NR | 2700 | CCM | 1.836 | 1.652 | KG
GWD3069 | QDX 630L F.M. GLASS DOOR 600x1800 | QDX 630L PODTYN. DRZWI SZKLAN 600x1800 | 1050 | 1 | NR | 1030 | 1 | NR | 1.942% | OFFICIAL | 2DN16G23F4221QI100 | 40 | 2DN | ENERGY | 16G | MCCB / DISTR. BOARD | 23F | DISTR.BOARD/CABINETS | 1 | 1 | NR | 61750 | CCM | 18.5 | 18.5 | KG | 8034035046650 | 8034035046650 | 8034035046650 | 85389099
GWD3116 | QDX 630H W.M. GLASS DOOR 850x1200 | QDX 630H NATYNK. DRZWI SZKLAN 850x1200 | 1050 | 1 | NR | 1030 | 1 | NR | 1.942% | OFFICIAL | 2DN16G23F4241QK100 | 40 | 2DN | ENERGY | 16G | MCCB / DISTR. BOARD | 23F | DISTR.BOARD/CABINETS | 1 | 1 | NR | 31242 | CCM | 14 | 14 | KG | 8034035046940 | 8034035046940 | 8034035046940 | 85389099
GWD3434 | SERR CHIAVE PORTE PAR QDX630H | ZAMEK DRZWIOWY ŚCIAN QDX630H | 105 | 1 | NR | 103 | 1 | NR | 1.942% | OFFICIAL | 2DN16G23F4291QQ100 | 40 | 2DN | ENERGY | 16G | MCCB / DISTR. BOARD | 23F | DISTR.BOARD/CABINETS | 1 | 1 | NR | 225 | CCM | 0.21 | 0.21 | KG | 8034035052934 | 8034035052934 | 8034035052934 | 85389099
GWD3453 | STAFFE FISSAGGIO QDX630H/L PAVIMENTO | WSPORN. MOCUJ QDX630H/L PODŁOGA | 36.8 | 1 | NR | 36.1 | 1 | NR | 1.939% | OFFICIAL | 2DN16G23F4291QQ100 | 30 | 2DN | ENERGY | 16G | MCCB / DISTR. BOARD | 23F | DISTR.BOARD/CABINETS | 1 | 1 | NR | 231 | CCM | 210 | 210 | G | 8034035053054 | 8034035053054 | 8034035053054 | 94059900
GW47279 | CVX160E MTX/M160C+RCD FR. PAN. 600X200 H | CVX160E MTX/M160C+R.PR.FR.PA. 600X200 PO | 158 | 1 | NR | 155 | 1 | NR | 1.935% | OFFICIAL | 2DN16G23F4040YC100 | 40 | 2DN | ENERGY | 16G | MCCB / DISTR. BOARD | 23F | DISTR.BOARD/CABINETS | 1 | 5 | NR | 13061.25 | CCM | 1 | 1 | KG | 0 | 0 | 0 | 0
GW47280 | CVX160E MTX/E160+RCD FR. PAN. 600X200 H | CVX160E MTX/E160+R.PR.FR. PA. 600X200 PO | 158 | 1 | NR | 155 | 1 | NR | 1.935% | OFFICIAL | 2DN16G23F4040YC100 | 40 | 2DN | ENERGY | 16G | MCCB / DISTR. BOARD | 23F | DISTR.BOARD/CABINETS | 1 | 5 | NR | 13061.25 | CCM | 1 | 1 | KG | 0 | 0 | 0 | 0
GW47473 | CVX630M - IP55 SEALING GASKET 20M | CVX630M - USZCZELKA IP55 20M | 26.4 | 1 | NR | 25.9 | 1 | NR | 1.931% | OFFICIAL | 2DN16G23F4070XU100 | 40 | 2DN | ENERGY | 16G | MCCB / DISTR. BOARD | 23F | DISTR.BOARD/CABINETS | 1 | 10 | NR | 4305 | CCM | 327.8 | 295.02 | G | 0 | 0 | 0 | 0
GW45178 | CVX630M - IP55 SOLID DOOR 600X1800 | CVX630M - IP55 DRZWI LITE 600X1800 | 1060 | 1 | NR | 1040 | 1 | NR | 1.923% | OFFICIAL | 2DN16G23F4110Z2100 | 40 | 2DN | ENERGY | 16G | MCCB / DISTR. BOARD | 23F | DISTR.BOARD/CABINETS | 1 | 1 | NR | 107712 | CCM | 21 | 18.9 | KG | 0 | 0 | 0 | 0
GW45276 | CVX630K/M - KIT MTX/M250 850X200 H. | CVX630K/M -ZEST.MTX/M250 850X200 POZ | 212 | 1 | NR | 208 | 1 | NR | 1.923% | OFFICIAL | 2DN16G23F4130YM100 | 40 | 2DN | ENERGY | 16G | MCCB / DISTR. BOARD | 23F | DISTR.BOARD/CABINETS | 1 | 1 | NR | 13860 | CCM | 4.5 | 4.05 | KG | 0 | 0 | 0 | 0
GW45277 | CVX630K/M - KIT MTX/E/M320 850X200 H. | CVX630K/M - ZEST.MTX/E/M320 850X200 POZ. | 212 | 1 | NR | 208 | 1 | NR | 1.923% | OFFICIAL | 2DN16G23F4130YM100 | 40 | 2DN | ENERGY | 16G | MCCB / DISTR. BOARD | 23F | DISTR.BOARD/CABINETS | 1 | 1 | NR | 9240 | CCM | 4.1 | 3.69 | KG | 0 | 0 | 0 | 0
GW45286 | CVX630K/M-KIT MTX/M160C+BD160C 850X200 H | CVX630K/M-ZES.MTX/M160C+R160C 850X200 PO | 212 | 1 | NR | 208 | 1 | NR | 1.923% | OFFICIAL | 2DN16G23F4130YM100 | 40 | 2DN | ENERGY | 16G | MCCB / DISTR. BOARD | 23F | DISTR.BOARD/CABINETS | 1 | 1 | NR | 12320 | CCM | 4.295 | 3.866 | KG | 0 | 0 | 0 | 0
GW45287 | CVX630K/M-KIT MTX/E160+BD160 850X200 H. | CVX630K/M-ZEST.MTX/E160+R160 850X200 POZ | 212 | 1 | NR | 208 | 1 | NR | 1.923% | OFFICIAL | 2DN16G23F4130YM100 | 40 | 2DN | ENERGY | 16G | MCCB / DISTR. BOARD | 23F | DISTR.BOARD/CABINETS | 1 | 1 | NR | 13860 | CCM | 4.3 | 3.87 | KG | 0 | 0 | 0 | 0
GW45288 | CVX630K/M-KIT MTX/M250+BD250 850X200 H. | CVX630K/M-ZEST.MTX/M250+R250 850X200 POZ | 212 | 1 | NR | 208 | 1 | NR | 1.923% | OFFICIAL | 2DN16G23F4130YM100 | 40 | 2DN | ENERGY | 16G | MCCB / DISTR. BOARD | 23F | DISTR.BOARD/CABINETS | 1 | 1 | NR | 13860 | CCM | 4.6 | 4.14 | KG | 0 | 0 | 0 | 0
GW45289 | CVX630K/M-KIT MTX/E/M320+BD320 850X200 H | CVX630K/M-ZES.MTX/E/M320+R320 850x200 PO | 212 | 1 | NR | 208 | 1 | NR | 1.923% | OFFICIAL | 2DN16G23F4130YM100 | 40 | 2DN | ENERGY | 16G | MCCB / DISTR. BOARD | 23F | DISTR.BOARD/CABINETS | 1 | 1 | NR | 9240 | CCM | 4.1 | 3.69 | KG | 0 | 0 | 0 | 0
GW45307 | CVX630K/M - SOLID PANEL 600X600 | CVX630K/M - LITY PANEL 600X600 | 106 | 1 | NR | 104 | 1 | NR | 1.923% | OFFICIAL | 2DN16G23F4130YM100 | 40 | 2DN | ENERGY | 16G | MCCB / DISTR. BOARD | 23F | DISTR.BOARD/CABINETS | 1 | 1 | NR | 8550 | CCM | 3.89 | 3.5 | KG | 0 | 0 | 0 | 0
GW47063E | CVX160E IP65 DIST. BOARD 600X1000X170 SD | CVX160E ROZDZIELNICA IP65 600X1000X170SD | 1060 | 1 | NR | 1040 | 1 | NR | 1.923% | OFFICIAL | 2DN16G23F4040YA100 | 30 | 2DN | ENERGY | 16G | MCCB / DISTR. BOARD | 23F | DISTR.BOARD/CABINETS | 1 | 1 | NR | 193693.5 | CCM | 29.5 | 26.55 | KG | 8011564287433 | 8011564287433 | 8011564287433 | 85381000
GW49148 | CVX1600-DIN RAIL KIT 1X24M OPEN FR. MTX | CVX1600-ZESTAW PROWA.DIN 1X24M SEGR. MTX | 106 | 1 | NR | 104 | 1 | NR | 1.923% | OFFICIAL | 2DN16G23F4150ZF100 | 40 | 2DN | ENERGY | 16G | MCCB / DISTR. BOARD | 23F | DISTR.BOARD/CABINETS | 1 | 1 | NR | 18000 | CCM | 2.075 | 1.868 | KG
GW49458 | CVX1600-SOLID FRONT PANEL 24M 600X300 | CVX1600 - PEŁEN PANEL 600X300 24M | 106 | 1 | NR | 104 | 1 | NR | 1.923% | OFFICIAL | 2DN16G23F4150ZI100 | 40 | 2DN | ENERGY | 16G | MCCB / DISTR. BOARD | 23F | DISTR.BOARD/CABINETS | 1 | 1 | NR | 5400 | CCM | 2.054 | 1.849 | KG
GW49679 | QDX - 2 CU BARS 1250A 100X5 L=1750 | CVX1600 - 2 SZYNY CU 1250A 100X5 L=1750 | 2120 | 1 | NR | 2080 | 1 | NR | 1.923% | OFFICIAL | 2DN16G23F4171QS100 | 30 | 2DN | ENERGY | 16G | MCCB / DISTR. BOARD | 23F | DISTR.BOARD/CABINETS | 1 | 1 | NR | 1750 | CCM | 14.441 | 12.997 | KG | 8011564148888 | 8011564148888 | 8011564148888 | 74072190
GWD3104 | QDX 630H W.M. STRUCTURE 600+200x1200x200 | QDX 630H NATYNK. KONST. 600+200x1200x200 | 2120 | 1 | NR | 2080 | 1 | NR | 1.923% | OFFICIAL | 2DN16G23F4241QK100 | 30 | 2DN | ENERGY | 16G | MCCB / DISTR. BOARD | 23F | DISTR.BOARD/CABINETS | 1 | 1 | NR | 247852 | CCM | 39.5 | 39.5 | KG | 8034035046889 | 8034035046889 | 8034035046889 | 85389099
GWD3108 | QDX 630H PARETE CASSA 600x1200x300 | QDX 630H ŚCIANA SKRZYN. 600x1200x300 | 1060 | 1 | NR | 1040 | 1 | NR | 1.923% | OFFICIAL | 2DN16G23F4241QK100 | 30 | 2DN | ENERGY | 16G | MCCB / DISTR. BOARD | 23F | DISTR.BOARD/CABINETS | 1 | 1 | NR | 259842 | CCM | 31.5 | 31.5 | KG | 8034035059681 | 8034035059681 | 8034035059681 | 85389099
GWD3327 | QDX PANNELLO PIENO 850x100 | QDX PEŁEN PANEL 850x100 | 106 | 1 | NR | 104 | 1 | NR | 1.923% | OFFICIAL | 2DN16G23F4291QQ100 | 30 | 2DN | ENERGY | 16G | MCCB / DISTR. BOARD | 23F | DISTR.BOARD/CABINETS | 1 | 1 | NR | 1500 | CCM | 1.17 | 1.16 | KG | 8034035052224 | 8034035052224 | 8034035052224 | 85389099
GWD3328 | QDX PANNELLO PIENO 850x150 | QDX PEŁEN PANEL 850x150 | 106 | 1 | NR | 104 | 1 | NR | 1.923% | OFFICIAL | 2DN16G23F4291QQ100 | 30 | 2DN | ENERGY | 16G | MCCB / DISTR. BOARD | 23F | DISTR.BOARD/CABINETS | 1 | 1 | NR | 2235 | CCM | 1.67 | 1.66 | KG | 8034035052231 | 8034035052231 | 8034035052231 | 85389099
GW47262 | CVX160E EDF FRENCH STD FRONT PANEL | CVX160E EDF PANEL FRONT ST.FRANCUSKI | 319 | 1 | NR | 313 | 1 | NR | 1.917% | OFFICIAL | 2DN16G23F4020X8100 | 40 | 2DN | ENERGY | 16G | MCCB / DISTR. BOARD | 23F | DISTR.BOARD/CABINETS | 1 | 5 | NR | 18242.7 | CCM | 4.4 | 3.96 | KG | 8011564111318 | 8011564111318 | 8011564474512 | 85389099
GWD3001 | QDX 630L W.M. BASE/HEAD 600x200 | QDX 630L NATYNK. PODST/STACJA 600x200 | 319 | 1 | NR | 313 | 1 | NR | 1.917% | OFFICIAL | 2DN16G23F4221QG100 | 30 | 2DN | ENERGY | 16G | MCCB / DISTR. BOARD | 23F | DISTR.BOARD/CABINETS | 1 | 1 | NR | 20592 | CCM | 6.1 | 6.1 | KG | 8034035046124 | 8034035046124 | 8034035046124 | 85389099
GWD3402 | ZOCCOLO ADDIZIONALE 600x200 QDX630L | DODATKOWY COKÓŁ 600x200 QDX630L | 319 | 1 | NR | 313 | 1 | NR | 1.917% | OFFICIAL | 2DN16G23F4291QQ100 | 40 | 2DN | ENERGY | 16G | MCCB / DISTR. BOARD | 23F | DISTR.BOARD/CABINETS | 1 | 1 | NR | 4020 | CCM | 3.53 | 3.53 | KG | 8034035052675 | 8034035052675 | 8034035052675 | 85389099
GWD3365 | SEGR VERT INT/EST 1600x250 QDX630H | SEGR PION WEW/ZEW 1600x250 QDX630H | 213 | 1 | NR | 209 | 1 | NR | 1.914% | OFFICIAL | 2DN16G23F4291QQ100 | 30 | 2DN | ENERGY | 16G | MCCB / DISTR. BOARD | 23F | DISTR.BOARD/CABINETS | 1 | 1 | NR | 7920 | CCM | 810 | 810 | G | 8034035052521 | 8034035052521 | 8034035052521 | 85389099
GW49766 | GWFIX100 - BUSBARS 100A 4P 12 MOD. | GWFIX100 - MAGISTRALE 100A 4P 12 MOD. | 37.3 | 1 | NR | 36.6 | 1 | NR | 1.913% | OFFICIAL | 2DN16G23F4170ZM100 | 40 | 2DN | ENERGY | 16G | MCCB / DISTR. BOARD | 23F | DISTR.BOARD/CABINETS | 1 | 6 | NR | 800 | CCM | 360.5 | 324.45 | G | 0 | 0 | 0 | 0
GW45207 | CVX630K/M-MD/MCCB FRONT PANEL 850X200 | CVX630K/PANEL FRONT WIELOM./MCCB 850X200 | 107 | 1 | NR | 105 | 1 | NR | 1.905% | OFFICIAL | 2DN16G23F4130YM100 | 40 | 2DN | ENERGY | 16G | MCCB / DISTR. BOARD | 23F | DISTR.BOARD/CABINETS | 1 | 1 | NR | 9240 | CCM | 2.145 | 1.931 | KG | 8011564286726 | 8011564286726 | 8011564286726 | 85389099
GW45467 | CVX630K - VERT SEP. EXT COMPART H1600 | CVX630K - PIONOWA PRZEGRODA ZEW. H1600 | 214 | 1 | NR | 210 | 1 | NR | 1.905% | OFFICIAL | 2DN16G23F4130YM100 | 40 | 2DN | ENERGY | 16G | MCCB / DISTR. BOARD | 23F | DISTR.BOARD/CABINETS | 1 | 1 | NR | 2070 | CCM | 1.86 | 1.75 | KG | 0 | 0 | 0 | 0
GW45512 | CVX630K - ADDIT. PLINTH FOR BOARD B600 | CVX630K - DODATK. COKÓŁ DO ROZDZIEL.B600 | 214 | 1 | NR | 210 | 1 | NR | 1.905% | OFFICIAL | 2DN16G23F4130YM100 | 40 | 2DN | ENERGY | 16G | MCCB / DISTR. BOARD | 23F | DISTR.BOARD/CABINETS | 1 | 1 | NR | 5830 | CCM | 3.61 | 3.5 | KG | 0 | 0 | 0 | 0
GWD3210 | QDX 630H F.M. BLIND DOOR 850x2000 | QDX 630H PODT. DRZWI LITE 850x2000 | 1070 | 1 | NR | 1050 | 1 | NR | 1.905% | OFFICIAL | 2DN16G23F4241QM100 | 40 | 2DN | ENERGY | 16G | MCCB / DISTR. BOARD | 23F | DISTR.BOARD/CABINETS | 1 | 1 | NR | 90630 | CCM | 36 | 36 | KG | 8034035047770 | 8034035047770 | 8034035047770 | 85389099
GW45445 | CVX630K - VERT SEP. INNER COMPART H1200 | CVX630K - PIONOWA PRZEGRODA WEW. H1200 | 161 | 1 | NR | 158 | 1 | NR | 1.899% | OFFICIAL | 2DN16G23F4130YM100 | 40 | 2DN | ENERGY | 16G | MCCB / DISTR. BOARD | 23F | DISTR.BOARD/CABINETS | 1 | 1 | NR | 2480 | CCM | 1.85 | 1.75 | KG | 0 | 0 | 0 | 0
GWD3715 | N.20 VITI MARTELLO M8X35 BARRE SAG QDX | N.20 ŚRUBY MŁOTKOWE M8X35 UCHWYT. SAG QDX | 161 | 1 | NR | 158 | 1 | NR | 1.899% | OFFICIAL | 2DN16G23F4171QS100 | 30 | 2DN | ENERGY | 16G | MCCB / DISTR. BOARD | 23F | DISTR.BOARD/CABINETS | 1 | 1 | NR | 400 | CCM | 0.51 | 0.51 | KG | 8034035061820 | 8034035061820 | 8034035061820 | 73181552
GW45568 | COLLETTORE DI TERRA B600 QDX630L/H/1600H | KOLEKTOR ZIEMNY B600 QDX630L/H/1600H | 269 | 1 | NR | 264 | 1 | NR | 1.894% | OFFICIAL | 2DN16G23F4291QQ100 | 30 | 2DN | ENERGY | 16G | MCCB / DISTR. BOARD | 23F | DISTR.BOARD/CABINETS | 1 | 1 | NR | 660 | CCM | 346.768 | 318.449 | G | 8034035060830 | 8034035060830 | 8034035060830 | 85389099
GWD3412 | ZOCCOLO ADDIZIONALE 600x400 QDX630H | DODATKOWY COKÓŁ 600x400 QDX630H | 269 | 1 | NR | 264 | 1 | NR | 1.894% | OFFICIAL | 2DN16G23F4291QQ100 | 40 | 2DN | ENERGY | 16G | MCCB / DISTR. BOARD | 23F | DISTR.BOARD/CABINETS | 1 | 1 | NR | 7700 | CCM | 5.08 | 5.08 | KG | 8034035052774 | 8034035052774 | 8034035052774 | 85389099
GW45188 | CVX630M - IP55 SOLID DOOR 850X1800 | CVX630M - IP55 DRZWI LITE 850X1800 | 1080 | 1 | NR | 1060 | 1 | NR | 1.887% | OFFICIAL | 2DN16G23F4110Z2100 | 40 | 2DN | ENERGY | 16G | MCCB / DISTR. BOARD | 23F | DISTR.BOARD/CABINETS | 1 | 1 | NR | 137632 | CCM | 30.5 | 27.45 | KG | 0 | 0 | 0 | 0
GW47087 | CVX160I-D.BOARD 600X600X105 IP40 SOLID D | CVX160I-ROZDZIE.600X600X105 IP40 DRZ.LIT | 1080 | 1 | NR | 1060 | 1 | NR | 1.887% | OFFICIAL | 2DN16G23F4010X4100 | 30 | 2DN | ENERGY | 16G | MCCB / DISTR. BOARD | 23F | DISTR.BOARD/CABINETS | 1 | 1 | NR | 98550 | CCM | 22.948 | 20.653 | KG | 8011564111189 | 8011564111189 | 8011564111189 | 85381000
GW47215 | GWFIX250-CABLE CLIP 1.5/2.5 MMQ | GWFIX250-ZACISK KABLOWY 1,5/2,5 MMQ | 5.4 | 1 | NR | 5.3 | 1 | NR | 1.887% | OFFICIAL | 2DN16G23F4170ZN100 | 40 | 2DN | ENERGY | 16G | MCCB / DISTR. BOARD | 23F | DISTR.BOARD/CABINETS | 10 | 100 | NR | 16.171 | CCM | 5.1 | 5 | G | 0 | 0 | 0 | 0
GWD3111 | QDX 630H PARETE CASSA 850x1000x300 | QDX 630H ŚCIANA SKRZYN. 850x1000x300 | 1080 | 1 | NR | 1060 | 1 | NR | 1.887% | OFFICIAL | 2DN16G23F4241QK100 | 30 | 2DN | ENERGY | 16G | MCCB / DISTR. BOARD | 23F | DISTR.BOARD/CABINETS | 1 | 1 | NR | 309230 | CCM | 32 | 32 | KG | 8034035059711 | 8034035059711 | 8034035059711 | 85389099
GWD3121 | QDX 630H PARETE KIT SOVRAP 600x200 | QDX 630H ŚCIANA ZESTAW NAKŁAD. 600x200 | 162 | 1 | NR | 159 | 1 | NR | 1.887% | OFFICIAL | 2DN16G23F4241QK100 | 30 | 2DN | ENERGY | 16G | MCCB / DISTR. BOARD | 23F | DISTR.BOARD/CABINETS | 1 | 1 | NR | 3534 | CCM | 1.05 | 1.05 | KG | 8034035059735 | 8034035059735 | 8034035059735 | 85389099
GWD3301 | QDX PANNELLO FIN E GUIDA DIN 600x150 | QDX PANEL FIN I PROW. DIN 600x150 | 108 | 1 | NR | 106 | 1 | NR | 1.887% | OFFICIAL | 2DN16G23F4291QQ100 | 30 | 2DN | ENERGY | 16G | MCCB / DISTR. BOARD | 23F | DISTR.BOARD/CABINETS | 1 | 1 | NR | 1650 | CCM | 1.18 | 1.1 | KG | 8034035051739 | 8034035051739 | 8034035051739 | 85389099
GWD9906 | 2 STRINGS BOARD 800V DC 20A | ROZDZIELNICA Z 2 ŁAŃCUCHAMI 800V DC 20A | 1080 | 1 | NR | 1060 | 1 | NR | 1.887% | OFFICIAL | 2DN16G23F4200ZZ100 | 30 | 2DN | ENERGY | 16G | MCCB / DISTR. BOARD | 23F | DISTR.BOARD/CABINETS | 1 | 1 | NR | 19095 | CCM | 3.084 | 2.536 | KG | 8011564780682 | 8011564780682 | 8011564780682 | 85371098
GWD3443 | GOLFARI SOLLEVAMENTO P250 QDX630H | ŚRUBY OCZKOWE PODN. P250 QDX630H | 32.5 | 1 | NR | 31.9 | 1 | NR | 1.881% | OFFICIAL | 2DN16G23F4291QQ100 | 30 | 2DN | ENERGY | 16G | MCCB / DISTR. BOARD | 23F | DISTR.BOARD/CABINETS | 1 | 1 | NR | 600 | CCM | 0.84 | 0.84 | KG | 8034035053009 | 8034035053009 | 8034035053009 | 94059900
GWD3219 | QDX 630H PAV PANNELLI LAT AERATI1800x400 | QDX 630H PODŁ PANELE STR. WENT.1800x400 | 380 | 1 | NR | 373 | 1 | NR | 1.877% | OFFICIAL | 2DN16G23F4241QM100 | 40 | 2DN | ENERGY | 16G | MCCB / DISTR. BOARD | 23F | DISTR.BOARD/CABINETS | 1 | 1 | NR | 39900 | CCM | 19.5 | 18.5 | KG | 8034035077982 | 8034035077982 | 8034035077982 | 85371091
GW45521 | CVX630K/M - 2 CABLE TRUNK SUPPORTS | CVX630K/M-2 WSPORNIKI KORYTEK KABLOWYCH | 21.8 | 1 | NR | 21.4 | 1 | NR | 1.869% | OFFICIAL | 2DN16G23F4130YM100 | 40 | 2DN | ENERGY | 16G | MCCB / DISTR. BOARD | 23F | DISTR.BOARD/CABINETS | 1 | 50 | NR | 586.3 | CCM | 180 | 170 | G | 0 | 0 | 0 | 0
GW49771 | GWFIX100 - CONN. W. CABLE L1/L2/L3 16A | GWFIX100 - ZŁĄCZ. Z PRZEWOD.L1/L2/L3 16A | 21.8 | 1 | NR | 21.4 | 1 | NR | 1.869% | OFFICIAL | 2DN16G23F4170ZM100 | 40 | 2DN | ENERGY | 16G | MCCB / DISTR. BOARD | 23F | DISTR.BOARD/CABINETS | 1 | 6 | NR | 753.667 | CCM | 73 | 65.7 | G | 0 | 0 | 0 | 0
GWD3343 | QDX PIASTRA DI FONDO 850x600 | QDX PODKŁADKA 850x850 | 218 | 1 | NR | 214 | 1 | NR | 1.869% | OFFICIAL | 2DN16G23F4291QQ100 | 30 | 2DN | ENERGY | 16G | MCCB / DISTR. BOARD | 23F | DISTR.BOARD/CABINETS | 1 | 1 | NR | 7800 | CCM | 4.61 | 4.6 | KG | 8034035052354 | 8034035052354 | 8034035052354 | 85389099
GWD3140 | QDX 630H F.M. BASE/HEAD 850x400 | QDX 630H PODT. PODST/STACJA 850x400 | 1640 | 1 | NR | 1610 | 1 | NR | 1.863% | OFFICIAL | 2DN16G23F4241QM100 | 40 | 2DN | ENERGY | 16G | MCCB / DISTR. BOARD | 23F | DISTR.BOARD/CABINETS | 1 | 1 | NR | 38925 | CCM | 22 | 22 | KG | 8034035047084 | 8034035047084 | 8034035047084 | 85389099
GWD3334 | QDX PANNELLO AERATO 850x200 | QDX PANEL Z OTW. WENT. 850x200 | 164 | 1 | NR | 161 | 1 | NR | 1.863% | OFFICIAL | 2DN16G23F4291QQ100 | 30 | 2DN | ENERGY | 16G | MCCB / DISTR. BOARD | 23F | DISTR.BOARD/CABINETS | 1 | 1 | NR | 3000 | CCM | 1.93 | 1.9 | KG | 8034035078040 | 8034035078040 | 8034035078040 | 85389099
GW45068 | CVX630M - F.M. STRUCTURE 850X1800 | CVX630M-KONSTRUKCJA PODTYNKOWA 850X1800 | 2190 | 1 | NR | 2150 | 1 | NR | 1.86% | OFFICIAL | 2DN16G23F4110Z0100 | 40 | 2DN | ENERGY | 16G | MCCB / DISTR. BOARD | 23F | DISTR.BOARD/CABINETS | 1 | 1 | NR | 450800 | CCM | 56 | 56 | KG | 0 | 0 | 0 | 0
GW45448 | CVX630K - VERT SEP. INNER COMPART H1800 | CVX630K - PIONOWA PRZEGRODA WEW. H1800 | 219 | 1 | NR | 215 | 1 | NR | 1.86% | OFFICIAL | 2DN16G23F4130YM100 | 40 | 2DN | ENERGY | 16G | MCCB / DISTR. BOARD | 23F | DISTR.BOARD/CABINETS | 1 | 1 | NR | 2880 | CCM | 2.54 | 2.34 | KG | 0 | 0 | 0 | 0
GWD3006 | QDX 630L PARETE BASE TESTATA 300x300 | QDX 630L NATYNK. PODST. STACJA 300x300 | 219 | 1 | NR | 215 | 1 | NR | 1.86% | OFFICIAL | 2DN16G23F4221QG100 | 30 | 2DN | ENERGY | 16G | MCCB / DISTR. BOARD | 23F | DISTR.BOARD/CABINETS | 1 | 1 | NR | 29304 | CCM | 4.63 | 4.33 | KG | 8034035059612 | 8034035059612 | 8034035059612 | 85389099
GWD3146 | QDX 1600H F.M. BASE/HEAD 400x800 | QDX 1600H PODT. PODST/STACJA 400x800 | 2190 | 1 | NR | 2150 | 1 | NR | 1.86% | OFFICIAL | 2DN16G23F4260YO100 | 40 | 2DN | ENERGY | 16G | MCCB / DISTR. BOARD | 23F | DISTR.BOARD/CABINETS | 1 | 1 | NR | 57768 | CCM | 23 | 22 | KG | 8034035047145 | 8034035047145 | 8034035047145 | 85389099
GW45245 | CVX630K/M - KIT MTX/M250 400x300 VERT. | CVX630K/M - ZESTAW MTX/M250 400x300 PION | 274 | 1 | NR | 269 | 1 | NR | 1.859% | OFFICIAL | 2DN16G23F4130YM100 | 40 | 2DN | ENERGY | 16G | MCCB / DISTR. BOARD | 23F | DISTR.BOARD/CABINETS | 1 | 1 | NR | 8100 | CCM | 3 | 3 | KG | 0 | 0 | 0 | 0
GW45248 | CVX630K/M-KIT MTX/M160C+BD160C 400X300 V | CVX630K/M-ZES.MTX/M160C+R160C 400X300 PI | 274 | 1 | NR | 269 | 1 | NR | 1.859% | OFFICIAL | 2DN16G23F4130YM100 | 40 | 2DN | ENERGY | 16G | MCCB / DISTR. BOARD | 23F | DISTR.BOARD/CABINETS | 1 | 1 | NR | 8100 | CCM | 2.6 | 2.34 | KG | 0 | 0 | 0 | 0
GWD3029 | QDX 630L W.M. BLIND DOOR 300x1000 | QDX 630L NATYNK. DRZWI LITE 300x1000 | 329 | 1 | NR | 323 | 1 | NR | 1.858% | OFFICIAL | 2DN16G23F4221QG100 | 40 | 2DN | ENERGY | 16G | MCCB / DISTR. BOARD | 23F | DISTR.BOARD/CABINETS | 1 | 1 | NR | 19200 | CCM | 6 | 6 | KG | 8034035046353 | 8034035046353 | 8034035046353 | 85389099
GWD3051 | QDX 630L F.M. VERT UPRIG. B400 H1800 | QDX 630L PODTYN. PION RAM B400 H1800 | 329 | 1 | NR | 323 | 1 | NR | 1.858% | OFFICIAL | 2DN16G23F4221QI100 | 30 | 2DN | ENERGY | 16G | MCCB / DISTR. BOARD | 23F | DISTR.BOARD/CABINETS | 1 | 1 | NR | 24895 | CCM | 10.5 | 10 | KG | 8034035046483 | 8034035046483 | 8034035046483 | 85389099
GW45158 | CVX630M - IP55 GLASS DOOR 600X1800 | CVX630M - IP55 DRZWI SZKLANE 600X1800 | 1100 | 1 | NR | 1080 | 1 | NR | 1.852% | OFFICIAL | 2DN16G23F4110Z2100 | 40 | 2DN | ENERGY | 16G | MCCB / DISTR. BOARD | 23F | DISTR.BOARD/CABINETS | 1 | 1 | NR | 119574 | CCM | 20 | 18 | KG | 0 | 0 | 0 | 0
GWD3437 | SERR TRIAN VANO EST PAV QDX630H/1600H | ZAMEK TRÓJK POM ZEWN POD QDX630H/1600H | 275 | 1 | NR | 270 | 1 | NR | 1.852% | OFFICIAL | 2DN16G23F4291QQ100 | 40 | 2DN | ENERGY | 16G | MCCB / DISTR. BOARD | 23F | DISTR.BOARD/CABINETS | 1 | 1 | NR | 960 | CCM | 69 | 62.1 | G | 8034035052965 | 8034035052965 | 8034035052965 | 85389099
GW45402 | CVX630K/M - DIN RAIL 2XEN50022 DIN35 36M | CVX630K/M -SZYNA DIN 2XEN50022 DIN35 36M | 33.1 | 1 | NR | 32.5 | 1 | NR | 1.846% | OFFICIAL | 2DN16G23F4130YM100 | 40 | 2DN | ENERGY | 16G | MCCB / DISTR. BOARD | 23F | DISTR.BOARD/CABINETS | 1 | 1 | NR | 10106.25 | CCM | 550 | 530 | G | 0 | 0 | 0 | 0
GW47032E | CVX160E IP55 DIST. BOARD 600X800X180 GD | CVX160E ROZDZIELNICA IP55 600X800X170 GD | 1110 | 1 | NR | 1090 | 1 | NR | 1.835% | OFFICIAL | 2DN16G23F4040YA100 | 30 | 2DN | ENERGY | 16G | MCCB / DISTR. BOARD | 23F | DISTR.BOARD/CABINETS | 1 | 1 | NR | 174048 | CCM | 24.972 | 22.475 | KG | 8011564251243 | 8011564251243 | 8011564251243 | 85381000
GW49227 | CVX1600-DIN RAIL KIT 1X36M OPEN FRAME | CVX1600-ZESTAW PROW.DIN 1X36M N.SEGR. | 111 | 1 | NR | 109 | 1 | NR | 1.835% | OFFICIAL | 2DN16G23F4150ZF100 | 40 | 2DN | ENERGY | 16G | MCCB / DISTR. BOARD | 23F | DISTR.BOARD/CABINETS | 1 | 6 | NR | 950 | CCM | 1.306 | 1.175 | KG
GW49797 | GWFIX100 - N°10 BUSBAR COVER 24 MOD. | GWFIX100 - NR 10 POKRYWA MAGISTR.24 MOD. | 111 | 1 | NR | 109 | 1 | NR | 1.835% | OFFICIAL | 2DN16G23F4170ZM100 | 40 | 2DN | ENERGY | 16G | MCCB / DISTR. BOARD | 23F | DISTR.BOARD/CABINETS | 1 | 1 | NR | 5326.335 | CCM | 890 | 801 | G | 0 | 0 | 0 | 0
GWD3353 | VERT. DIVIDER QDX 630 L - FOR 1000X300MM | #N/A | 222 | 1 | NR | 218 | 1 | NR | 1.835% | OFFICIAL | 2DN16G23F4291QQ100 | 30 | 2DN | ENERGY | 16G | MCCB / DISTR. BOARD | 23F | DISTR.BOARD/CABINETS | 1 | 1 | NR | 5508 | CCM | 680 | 680 | G | 8034035052408 | 8034035052408 | 8034035052408 | 85389099
GWD3356 | SEGR VERT VANO INT/EST 1800x200 QDX630L | SEGR PION POM WEW/ZEW 1800x200 QDX630L | 222 | 1 | NR | 218 | 1 | NR | 1.835% | OFFICIAL | 2DN16G23F4291QQ100 | 30 | 2DN | ENERGY | 16G | MCCB / DISTR. BOARD | 23F | DISTR.BOARD/CABINETS | 1 | 1 | NR | 2896 | CCM | 810 | 810 | G | 8034035052439 | 8034035052439 | 8034035052439 | 85389099
GWD3792 | QDX 2 BARRE SAG ALLUM 800A 30x40x1734 | QDX 2 UCHWYT. PROF ALUM. 800A 30x40 | 1110 | 1 | NR | 1090 | 1 | NR | 1.835% | OFFICIAL | 2DN16G23F4171QS100 | 30 | 2DN | ENERGY | 16G | MCCB / DISTR. BOARD | 23F | DISTR.BOARD/CABINETS | 1 | 1 | NR | 1 | CCM | 4.06 | 4.06 | KG | 8034035061592 | 8034035061592 | 8034035061592 | 76041010
GW45028 | CVX630K - PAIR OF SIDE PLATES H1800 FM | CVX630K-PARA PLASTIK PŁYT BOCZN.H1800 NT | 278 | 1 | NR | 273 | 1 | NR | 1.832% | OFFICIAL | 2DN16G23F4090YG100 | 40 | 2DN | ENERGY | 16G | MCCB / DISTR. BOARD | 23F | DISTR.BOARD/CABINETS | 1 | 1 | NR | 27048 | CCM | 8.12 | 8.12 | KG | 0 | 0 | 0 | 0
GW49122 | CVX1600-SOLID INT. DOOR 1P30 300X2000 | CVX1600 - DRZWI PEŁNE INT IP30 300X2000 | 446 | 1 | NR | 438 | 1 | NR | 1.826% | OFFICIAL | 2DN16G23F4150ZC100 | 40 | 2DN | ENERGY | 16G | MCCB / DISTR. BOARD | 23F | DISTR.BOARD/CABINETS | 1 | 1 | NR | 9000 | CCM | 11.098 | 9.988 | KG
GW49124 | CVX1600-SOLID EXT. DOOR 1IP55 300X2000 | CVX1600 - DRZWI PEŁNE EXT IP65 300X2000 | 446 | 1 | NR | 438 | 1 | NR | 1.826% | OFFICIAL | 2DN16G23F4150ZC100 | 40 | 2DN | ENERGY | 16G | MCCB / DISTR. BOARD | 23F | DISTR.BOARD/CABINETS | 1 | 1 | NR | 56160 | CCM | 14.468 | 13.021 | KG
GWD3034 | QDX 630L PARETE VANO CAVI INT 1200X300 | QDX 630L NATYNK POM. KAB. WEWN. 1200X300 | 279 | 1 | NR | 274 | 1 | NR | 1.825% | OFFICIAL | 2DN16G23F4221QG100 | 30 | 2DN | ENERGY | 16G | MCCB / DISTR. BOARD | 23F | DISTR.BOARD/CABINETS | 1 | 1 | NR | 1 | CCM | 8 | 8 | KG | 8034035059650 | 8034035059650 | 8034035059650 | 85389099
GWD3403 | ZOCCOLO ADDIZIONALE 850x200 QDX630L | DODATKOWY COKÓŁ 850x200 QDX630L | 335 | 1 | NR | 329 | 1 | NR | 1.824% | OFFICIAL | 2DN16G23F4291QQ100 | 40 | 2DN | ENERGY | 16G | MCCB / DISTR. BOARD | 23F | DISTR.BOARD/CABINETS | 1 | 1 | NR | 6160 | CCM | 4.06 | 4.06 | KG | 8034035052682 | 8034035052682 | 8034035052682 | 85389099
GW45079 | CVX630M - PAIR OF SIDE PLATES H2000 | CVX630M-PARA PLASTIK.PŁYT BOCZN.H2000 | 391 | 1 | NR | 384 | 1 | NR | 1.823% | OFFICIAL | 2DN16G23F4110Z4100 | 40 | 2DN | ENERGY | 16G | MCCB / DISTR. BOARD | 23F | DISTR.BOARD/CABINETS | 1 | 1 | NR | 21632 | CCM | 10 | 9 | KG | 0 | 0 | 0 | 0
GW45532 | CVX630K/M - 2 HINGES FOR PANELS | CVX630K/M - 2 ZAWIASY DO PANELI | 44.7 | 1 | NR | 43.9 | 1 | NR | 1.822% | OFFICIAL | 2DN16G23F4130YM100 | 40 | 2DN | ENERGY | 16G | MCCB / DISTR. BOARD | 23F | DISTR.BOARD/CABINETS | 1 | 10 | NR | 162 | CCM | 120 | 110 | G | 0 | 0 | 0 | 0
GW45457 | CVX630M - VERT. SEPARATOR EXT VAIN H1600 | CVX630M - PION. PRZEGRODA ZEW. H1600 | 224 | 1 | NR | 220 | 1 | NR | 1.818% | OFFICIAL | 2DN16G23F4130YM100 | 40 | 2DN | ENERGY | 16G | MCCB / DISTR. BOARD | 23F | DISTR.BOARD/CABINETS | 1 | 1 | NR | 9600 | CCM | 2.3 | 2.07 | KG | 0 | 0 | 0 | 0
GW45477 | CVX630M - VERT. SEPARATOR INT VAIN H1600 | CVX630M - PION. PRZEGRODA WEW. H1600 | 224 | 1 | NR | 220 | 1 | NR | 1.818% | OFFICIAL | 2DN16G23F4130YM100 | 40 | 2DN | ENERGY | 16G | MCCB / DISTR. BOARD | 23F | DISTR.BOARD/CABINETS | 1 | 1 | NR | 9600 | CCM | 2.4 | 2.16 | KG | 0 | 0 | 0 | 0
GW47297 | CVX160E KIT MSX/M160c 600x200 ORIZZ | CVX160E ZEST.MSX/M160c 600x200 POZ | 168 | 1 | NR | 165 | 1 | NR | 1.818% | OFFICIAL | 2DN16G23F4040YC100 | 30 | 2DN | ENERGY | 16G | MCCB / DISTR. BOARD | 23F | DISTR.BOARD/CABINETS | 1 | 5 | NR | 13061.25 | CCM | 2.466 | 2.315 | KG | 8034035081569 | 8034035081569 | 8034035463280 | 85381000
GW47298 | CVX160E KIT MSX/D125 600x200 ORIZZ | CVX160E ZEST.MSX/M125 600x200 POZ | 168 | 1 | NR | 165 | 1 | NR | 1.818% | OFFICIAL | 2DN16G23F4040YC100 | 30 | 2DN | ENERGY | 16G | MCCB / DISTR. BOARD | 23F | DISTR.BOARD/CABINETS | 1 | 5 | NR | 13061.25 | CCM | 2.466 | 2.315 | KG | 8034035081576 | 8034035081576 | 8034035463297 | 85381000
GW47299 | CVX160E KIT MSX/D160 600x200 ORIZZ | CVX160E ZEST.MSX/M160 600x200 POZ | 168 | 1 | NR | 165 | 1 | NR | 1.818% | OFFICIAL | 2DN16G23F4040YC100 | 30 | 2DN | ENERGY | 16G | MCCB / DISTR. BOARD | 23F | DISTR.BOARD/CABINETS | 1 | 5 | NR | 13061.25 | CCM | 2.466 | 2.315 | KG | 8034035081583 | 8034035081583 | 8034035463303 | 85381000
GWD3137 | QDX 1600H F.M. BASE/HEAD 600+300x600 | QDX 1600H PODT. PODST/STACJA 600+300x600 | 2800 | 1 | NR | 2750 | 1 | NR | 1.818% | OFFICIAL | 2DN16G23F4260YO100 | 40 | 2DN | ENERGY | 16G | MCCB / DISTR. BOARD | 23F | DISTR.BOARD/CABINETS | 1 | 1 | NR | 83712 | CCM | 38.6 | 34.74 | KG | 8034035047053 | 8034035047053 | 8034035047053 | 85389099
GWD3733 | PORTAB V AFF/EST 250-400A P600 QDX1600H | UCHW. V AFF/EST 250-400A P600 QDX1600H | 280 | 1 | NR | 275 | 1 | NR | 1.818% | OFFICIAL | 2DN16G23F4171QS100 | 30 | 2DN | ENERGY | 16G | MCCB / DISTR. BOARD | 23F | DISTR.BOARD/CABINETS | 1 | 1 | NR | 3250 | CCM | 1.06 | 1.06 | KG | 8034035061240 | 8034035061240 | 8034035061240 | 85389099
GWD3749 | TRAVERSA PORTAB RAME VANO EST QDX1600H | LISTWA UCHW. MIEDŹ POM. ZEW. QDX1600H | 101 | 1 | NR | 99.2 | 1 | NR | 1.815% | OFFICIAL | 2DN16G23F4171QS100 | 30 | 2DN | ENERGY | 16G | MCCB / DISTR. BOARD | 23F | DISTR.BOARD/CABINETS | 1 | 1 | NR | 1 | CCM | 1.48 | 1.48 | KG | 8034035061387 | 8034035061387 | 8034035061387 | 74072190
GW45251 | CVX630K/M - MSS250 600x300 HOR/VERT KIT | CVX630K/M-MSS250 600x300 ZESTAW POZ/PION | 225 | 1 | NR | 221 | 1 | NR | 1.81% | OFFICIAL | 2DN16G23F4130YM100 | 40 | 2DN | ENERGY | 16G | MCCB / DISTR. BOARD | 23F | DISTR.BOARD/CABINETS | 1 | 1 | NR | 13680 | CCM | 4.96 | 4.96 | KG | 0 | 0 | 0 | 0
GW45508 | CVX630K - SIDE-BY-SIDE MOUNT KIT H1800 | CVX630K-ZESTAW MONTAŻ. BOK DO BOKU H1800 | 225 | 1 | NR | 221 | 1 | NR | 1.81% | OFFICIAL | 2DN16G23F4130YM100 | 40 | 2DN | ENERGY | 16G | MCCB / DISTR. BOARD | 23F | DISTR.BOARD/CABINETS | 1 | 1 | NR | 12880 | CCM | 3.14 | 3.057 | KG | 0 | 0 | 0 | 0
GWD3340 | QDX PIASTRA DI FONDO 600x1000 | QDX PODKŁADKA 600x1000 | 225 | 1 | NR | 221 | 1 | NR | 1.81% | OFFICIAL | 2DN16G23F4291QQ100 | 30 | 2DN | ENERGY | 16G | MCCB / DISTR. BOARD | 23F | DISTR.BOARD/CABINETS | 1 | 1 | NR | 8800 | CCM | 5.25 | 5.2 | KG | 8034035052323 | 8034035052323 | 8034035052323 | 85389099
GWD3105 | QDX 630H W.M. STRUCTURE 850x1000x200 | QDX 630H NATYNK. KONSTRUK. 850x1000x200 | 1690 | 1 | NR | 1660 | 1 | NR | 1.807% | OFFICIAL | 2DN16G23F4241QK100 | 30 | 2DN | ENERGY | 16G | MCCB / DISTR. BOARD | 23F | DISTR.BOARD/CABINETS | 1 | 1 | NR | 210540 | CCM | 27.5 | 27.5 | KG | 8034035046896 | 8034035046896 | 8034035046896 | 85389099
GW45562 | CVX630K - 2 GRAD. BARHOLDERS EXT COMP | CVX630K - 2 STOPN. UCHW.SZYN ZEW.PRZE | 451 | 1 | NR | 443 | 1 | NR | 1.806% | OFFICIAL | 2DN16G23F4170ZU100 | 40 | 2DN | ENERGY | 16G | MCCB / DISTR. BOARD | 23F | DISTR.BOARD/CABINETS | 1 | 1 | NR | 7612.5 | CCM | 1.2 | 1.1 | KG | 0 | 0 | 0 | 0
GW45563 | CVX630K - 2 LINEAR BARHOLDERS B600-850 | CVX630K -2 LINIOWE UCHWYTY SZYN B600-850 | 451 | 1 | NR | 443 | 1 | NR | 1.806% | OFFICIAL | 2DN16G23F4170ZU100 | 40 | 2DN | ENERGY | 16G | MCCB / DISTR. BOARD | 23F | DISTR.BOARD/CABINETS | 1 | 1 | NR | 5827.5 | CCM | 1.27 | 1.27 | KG | 0 | 0 | 0 | 0
GW45573 | CVX630M - 2 LINEAR BARHOLDERS B600 | CVX630M - 2 LINIOWE UCHWYTY SZYN B600 | 451 | 1 | NR | 443 | 1 | NR | 1.806% | OFFICIAL | 2DN16G23F4170ZU100 | 40 | 2DN | ENERGY | 16G | MCCB / DISTR. BOARD | 23F | DISTR.BOARD/CABINETS | 1 | 1 | NR | 11238.5 | CCM | 1.35 | 1.215 | KG | 0 | 0 | 0 | 0
GW45574 | CVX630M - 2 LINEAR BARHOLDERS B850 | CVX630M - 2 LINIOWE UCHWYTY SZYN B850 | 451 | 1 | NR | 443 | 1 | NR | 1.806% | OFFICIAL | 2DN16G23F4170ZU100 | 40 | 2DN | ENERGY | 16G | MCCB / DISTR. BOARD | 23F | DISTR.BOARD/CABINETS | 1 | 1 | NR | 20520 | CCM | 1.775 | 1.598 | KG | 0 | 0 | 0 | 0
GW45303 | CVX630K/M - SOLID PANEL 600X150 | CVX630K/M - LITY PANEL 600X150 | 56.4 | 1 | NR | 55.4 | 1 | NR | 1.805% | OFFICIAL | 2DN16G23F4130YM100 | 40 | 2DN | ENERGY | 16G | MCCB / DISTR. BOARD | 23F | DISTR.BOARD/CABINETS | 1 | 1 | NR | 2280 | CCM | 1.16 | 1 | KG | 8011564286764 | 8011564286764 | 8011564286764 | 85389099
GWD3164 | QDX 630H F.M. UPRIGHTS 400x1800 | QDX 630H PODT. PION. 400x1800 | 395 | 1 | NR | 388 | 1 | NR | 1.804% | OFFICIAL | 2DN16G23F4241QM100 | 30 | 2DN | ENERGY | 16G | MCCB / DISTR. BOARD | 23F | DISTR.BOARD/CABINETS | 1 | 1 | NR | 25584 | CCM | 12.5 | 11.5 | KG | 8034035047329 | 8034035047329 | 8034035047329 | 85389099
GWD3734 | PORTAB V AFF/EST 630A P600 QDX1600H | UCHW. V AFF/EST 630A P600 QDX1600H | 395 | 1 | NR | 388 | 1 | NR | 1.804% | OFFICIAL | 2DN16G23F4171QS100 | 30 | 2DN | ENERGY | 16G | MCCB / DISTR. BOARD | 23F | DISTR.BOARD/CABINETS | 1 | 1 | NR | 5192 | CCM | 2.24 | 2.2 | KG | 8034035061257 | 8034035061257 | 8034035061257 | 85389099
GW45189 | CVX630M - IP55 SOLID DOOR 850X2000 | CVX630M - IP55 DRZWI LITE 850X2000 | 1130 | 1 | NR | 1110 | 1 | NR | 1.802% | OFFICIAL | 2DN16G23F4110Z2100 | 40 | 2DN | ENERGY | 16G | MCCB / DISTR. BOARD | 23F | DISTR.BOARD/CABINETS | 1 | 1 | NR | 153088 | CCM | 27.5 | 25.5 | KG | 0 | 0 | 0 | 0
GW47013E | CVX160E IP40 DIST. BOARD 600X1000X180 GD | CVX160E ROZDZIELNICA IP40 600X1000X170GD | 1130 | 1 | NR | 1110 | 1 | NR | 1.802% | OFFICIAL | 2DN16G23F4040Y6100 | 30 | 2DN | ENERGY | 16G | MCCB / DISTR. BOARD | 23F | DISTR.BOARD/CABINETS | 1 | 1 | NR | 216090 | CCM | 27.4 | 24.66 | KG | 8011564251175 | 8011564251175 | 8011564251175 | 85381000
GWD3071 | QDX 630L F.M. GLASS DOOR 850x1600 | QDX 630L PODTYN. DRZWI SZKLAN 850x1600 | 1130 | 1 | NR | 1110 | 1 | NR | 1.802% | OFFICIAL | 2DN16G23F4221QI100 | 40 | 2DN | ENERGY | 16G | MCCB / DISTR. BOARD | 23F | DISTR.BOARD/CABINETS | 1 | 1 | NR | 73102.5 | CCM | 20.5 | 20.5 | KG | 8034035046674 | 8034035046674 | 8034035046674 | 85389099
GWD3089 | QDX 630L PAV PANNELLI LAT AERATI1600x300 | QDX 630L PODŁ PANELE STR. WENT.1600x300 | 339 | 1 | NR | 333 | 1 | NR | 1.802% | OFFICIAL | 2DN16G23F4221QI100 | 30 | 2DN | ENERGY | 16G | MCCB / DISTR. BOARD | 23F | DISTR.BOARD/CABINETS | 1 | 1 | NR | 25222.5 | CCM | 11 | 10.5 | KG | 8034035077944 | 8034035077944 | 8034035077944 | 85371091
GWD3551 | KIT MSS250 600x300 ORIZ/VERT | ZEST. MSS250 600x300 POZ./PION | 452 | 1 | NR | 444 | 1 | NR | 1.802% | OFFICIAL | 2DN16G23F4291QO100 | 30 | 2DN | ENERGY | 16G | MCCB / DISTR. BOARD | 23F | DISTR.BOARD/CABINETS | 1 | 1 | NR | 8680 | CCM | 4.1 | 4.1 | KG | 8034035060731 | 8034035060731 | 8034035060731 | 85389099
GWD3769 | CROSSPIECES HO BUSBARS EXT COMP QDX1600H | #N/A | 452 | 1 | NR | 444 | 1 | NR | 1.802% | OFFICIAL | 2DN16G23F4171QS100 | 30 | 2DN | ENERGY | 16G | MCCB / DISTR. BOARD | 23F | DISTR.BOARD/CABINETS | 1 | 1 | NR | 1500 | CCM | 2.68 | 2.68 | KG | 8034035087363 | 8034035087363 | 8034035087363 | 72169110
GWD9902 | 3 STRINGS BOARD 600V DC 25A | ROZDZIELNICA Z 3 ŁAŃCUCHAMI 600V DC 25A | 1130 | 1 | NR | 1110 | 1 | NR | 1.802% | OFFICIAL | 2DN16G23F4200ZZ100 | 40 | 2DN | ENERGY | 16G | MCCB / DISTR. BOARD | 23F | DISTR.BOARD/CABINETS | 1 | 1 | NR | 27888.75 | CCM | 3.531 | 2.904 | KG | 8011564780668 | 8011564780668 | 8011564780668 | 85371098
GW47124 | CVX160E IP40 SOLID DOOR 600X1200 | CVX160E IP40 DRZWI LITE 600X1200 | 396 | 1 | NR | 389 | 1 | NR | 1.799% | OFFICIAL | 2DN16G23F4020X8100 | 30 | 2DN | ENERGY | 16G | MCCB / DISTR. BOARD | 23F | DISTR.BOARD/CABINETS | 1 | 1 | NR | 52272 | CCM | 11.562 | 10.406 | KG | 8011564096189 | 8011564096189 | 8011564096189 | 85389099
GWD3370 | SEGR VERT INT/EST 2000x400 QDX630H | SEGR PION WEW/ZEW 2000x400 QDX630H | 396 | 1 | NR | 389 | 1 | NR | 1.799% | OFFICIAL | 2DN16G23F4291QQ100 | 30 | 2DN | ENERGY | 16G | MCCB / DISTR. BOARD | 23F | DISTR.BOARD/CABINETS | 1 | 1 | NR | 10000 | CCM | 1.9 | 1.9 | KG | 8034035052576 | 8034035052576 | 8034035052576 | 85389099
GW45257 | CVX630K/M - MSS630 850x400 HOR KIT | CVX630K/M - MSS630 850x400 ZESTAW POZIOM | 283 | 1 | NR | 278 | 1 | NR | 1.799% | OFFICIAL | 2DN16G23F4130YM100 | 40 | 2DN | ENERGY | 16G | MCCB / DISTR. BOARD | 23F | DISTR.BOARD/CABINETS | 1 | 1 | NR | 23100 | CCM | 8.8 | 8.8 | KG | 0 | 0 | 0 | 0
GWD3080 | QDX 630L F.M. BLIND DOOR 400x1600 | QDX 630L PODTYN. DRZWI LITE 400x1600 | 624 | 1 | NR | 613 | 1 | NR | 1.794% | OFFICIAL | 2DN16G23F4221QI100 | 40 | 2DN | ENERGY | 16G | MCCB / DISTR. BOARD | 23F | DISTR.BOARD/CABINETS | 1 | 1 | NR | 34200 | CCM | 11 | 11 | KG | 8034035046766 | 8034035046766 | 8034035046766 | 85389099
GWD3010 | QDX 630L W.M. VERT UPRIG. B300 H1200 | QDX 630L NATYNK. PION RAM B300 H1200 | 227 | 1 | NR | 223 | 1 | NR | 1.794% | OFFICIAL | 2DN16G23F4221QG100 | 30 | 2DN | ENERGY | 16G | MCCB / DISTR. BOARD | 23F | DISTR.BOARD/CABINETS | 1 | 1 | NR | 15129 | CCM | 7 | 6.3 | KG | 8034035046186 | 8034035046186 | 8034035046186 | 85389099
GW45037 | CVX630K - INT. CABLE COMP. KIT H160 | CVX630K - WEW. ZEST.PŁYTEK KABL.H160 | 341 | 1 | NR | 335 | 1 | NR | 1.791% | OFFICIAL | 2DN16G23F4090YG100 | 40 | 2DN | ENERGY | 16G | MCCB / DISTR. BOARD | 23F | DISTR.BOARD/CABINETS | 1 | 1 | NR | 21516 | CCM | 6.14 | 5.9 | KG | 0 | 0 | 0 | 0
GWD3165 | QDX 1600H F.M. UPRIGHTS 400x1800 | QDX 1600H PODT. PION. 400x1800 | 512 | 1 | NR | 503 | 1 | NR | 1.789% | OFFICIAL | 2DN16G23F4260YO100 | 30 | 2DN | ENERGY | 16G | MCCB / DISTR. BOARD | 23F | DISTR.BOARD/CABINETS | 1 | 1 | NR | 1 | CCM | 17 | 16 | KG | 8034035047336 | 8034035047336 | 8034035047336 | 85389099
GWD3195 | QDX 630H F.M. REAR PANELS 850x2000 | QDX 630H PODT. PANELE TYLNE 850x2000 | 512 | 1 | NR | 503 | 1 | NR | 1.789% | OFFICIAL | 2DN16G23F4241QM100 | 40 | 2DN | ENERGY | 16G | MCCB / DISTR. BOARD | 23F | DISTR.BOARD/CABINETS | 1 | 1 | NR | 73352 | CCM | 24 | 21.6 | KG | 8034035047626 | 8034035047626 | 8034035047626 | 85389099
GW47691 | RAIL EN50022 DIN35 2MT | CVX630K-M/1600 - SZYNA EN50022 DIN35 2MT | 56.9 | 1 | NR | 55.9 | 1 | NR | 1.789% | OFFICIAL | 2DN16G23F4291QQ100 | 30 | 2DN | ENERGY | 16G | MCCB / DISTR. BOARD | 23F | DISTR.BOARD/CABINETS | 1 | 5 | NR | 4000 | CCM | 2.082 | 1.874 | KG | 8011564135499 | 8011564135499 | 8011564520646 | 85389099
GW45108 | CVX630K - IP40 GLASS DOOR 600X1800 | CVX630K - IP40 DRZWI SZKLANE 600X1800 | 1140 | 1 | NR | 1120 | 1 | NR | 1.786% | OFFICIAL | 2DN16G23F4090YI100 | 40 | 2DN | ENERGY | 16G | MCCB / DISTR. BOARD | 23F | DISTR.BOARD/CABINETS | 1 | 1 | NR | 100232 | CCM | 19.5 | 17.55 | KG | 0 | 0 | 0 | 0
GW49066 | CVX1600-GLASS DOOR 800X2000 | CVX1600 - DRZWI SZKŁO IP65 850X2000 | 1710 | 1 | NR | 1680 | 1 | NR | 1.786% | OFFICIAL | 2DN16G23F4150ZB100 | 40 | 2DN | ENERGY | 16G | MCCB / DISTR. BOARD | 23F | DISTR.BOARD/CABINETS | 1 | 1 | NR | 157920 | CCM | 24.5 | 22.05 | KG
GWD3133 | QDX 1600H F.M. BASE/HEAD 600x600 | QDX 1600H PODT. PODST/STACJA 600x600 | 2280 | 1 | NR | 2240 | 1 | NR | 1.786% | OFFICIAL | 2DN16G23F4260YO100 | 40 | 2DN | ENERGY | 16G | MCCB / DISTR. BOARD | 23F | DISTR.BOARD/CABINETS | 1 | 1 | NR | 67158 | CCM | 27 | 27 | KG | 8034035047015 | 8034035047015 | 8034035047015 | 85389099
GWD3337 | QDX PIASTRA DI FONDO 600x400 | QDX PODKŁADKA 600x400 | 114 | 1 | NR | 112 | 1 | NR | 1.786% | OFFICIAL | 2DN16G23F4291QQ100 | 30 | 2DN | ENERGY | 16G | MCCB / DISTR. BOARD | 23F | DISTR.BOARD/CABINETS | 1 | 1 | NR | 3280 | CCM | 2.18 | 2.1 | KG | 8034035052293 | 8034035052293 | 8034035052293 | 85389099
GWD3366 | SEGR VERT INT/EST 1800x250 QDX630H | SEGR PION WEW/ZEW 1800x250 QDX630H | 228 | 1 | NR | 224 | 1 | NR | 1.786% | OFFICIAL | 2DN16G23F4291QQ100 | 30 | 2DN | ENERGY | 16G | MCCB / DISTR. BOARD | 23F | DISTR.BOARD/CABINETS | 1 | 1 | NR | 9502.5 | CCM | 890 | 890 | G | 8034035052538 | 8034035052538 | 8034035052538 | 85389099
GWD3413 | ZOCCOLO ADDIZIONALE 850x400 QDX630H | DODATKOWY COKÓŁ 850x400 QDX630H | 285 | 1 | NR | 280 | 1 | NR | 1.786% | OFFICIAL | 2DN16G23F4291QQ100 | 40 | 2DN | ENERGY | 16G | MCCB / DISTR. BOARD | 23F | DISTR.BOARD/CABINETS | 1 | 1 | NR | 946 | CCM | 5.64 | 5.4 | KG | 8034035052781 | 8034035052781 | 8034035052781 | 85389099
GWD3414 | ZOCCOLO ADDIZIONALE 600+300x400 QDX630H | DODATKOWY COKÓŁ 600+200x400 QDX630H | 285 | 1 | NR | 280 | 1 | NR | 1.786% | OFFICIAL | 2DN16G23F4291QQ100 | 40 | 2DN | ENERGY | 16G | MCCB / DISTR. BOARD | 23F | DISTR.BOARD/CABINETS | 1 | 1 | NR | 13585 | CCM | 5.9 | 5.5 | KG | 8034035052798 | 8034035052798 | 8034035052798 | 85389099
GWD3537 | KIT MSX/E/M1000 600x400 ORIZ FISSO MRD | ZEST. MSX/E/M1000 600x400 POZ. STAŁY MRD | 513 | 1 | NR | 504 | 1 | NR | 1.786% | OFFICIAL | 2DN16G23F4291QO100 | 30 | 2DN | ENERGY | 16G | MCCB / DISTR. BOARD | 23F | DISTR.BOARD/CABINETS | 1 | 1 | NR | 22000 | CCM | 5.82 | 5.82 | KG | 8034035060977 | 8034035060977 | 8034035060977 | 85389099
GWD3538 | KIT MSX/E/M1250 600x400 ORIZ FISSO MRD | ZEST. MSX/E/M1250 600x400 POZ. STAŁY MRD | 513 | 1 | NR | 504 | 1 | NR | 1.786% | OFFICIAL | 2DN16G23F4291QO100 | 30 | 2DN | ENERGY | 16G | MCCB / DISTR. BOARD | 23F | DISTR.BOARD/CABINETS | 1 | 1 | NR | 22000 | CCM | 4.92 | 4.92 | KG | 8034035060984 | 8034035060984 | 8034035060984 | 85389099
GWD3539 | KIT MSX/E/M1600 600x700 VERT FISSO MRD | ZEST. MSX/E/M1600 600x400 POZ. STAŁY MRD | 513 | 1 | NR | 504 | 1 | NR | 1.786% | OFFICIAL | 2DN16G23F4291QO100 | 30 | 2DN | ENERGY | 16G | MCCB / DISTR. BOARD | 23F | DISTR.BOARD/CABINETS | 1 | 1 | NR | 11550 | CCM | 7.8 | 7.8 | KG | 8034035060991 | 8034035060991 | 8034035060991 | 85389099
GWD3545 | KIT MSX/E/M1000 600x400 ORIZ FISSO CM | ZEST. MSX/E/M1000 600x400 POZ. STAŁY CM | 513 | 1 | NR | 504 | 1 | NR | 1.786% | OFFICIAL | 2DN16G23F4291QO100 | 30 | 2DN | ENERGY | 16G | MCCB / DISTR. BOARD | 23F | DISTR.BOARD/CABINETS | 1 | 1 | NR | 4320 | CCM | 5.39 | 5 | KG | 8034035061004 | 8034035061004 | 8034035061004 | 85389099
GWD3546 | KIT MSX/E/M1250 600x400 ORIZ FISSO CM | ZEST. MSX/E/M1250 600x400 POZ. STAŁY CM | 513 | 1 | NR | 504 | 1 | NR | 1.786% | OFFICIAL | 2DN16G23F4291QO100 | 30 | 2DN | ENERGY | 16G | MCCB / DISTR. BOARD | 23F | DISTR.BOARD/CABINETS | 1 | 1 | NR | 6600 | CCM | 5.01 | 5.01 | KG | 8034035061011 | 8034035061011 | 8034035061011 | 85389099
GWD3547 | KIT MSX/E/M1600 600x700 VERT FISSO CM | ZEST. MSX/E/M1600 600x400 POZ. STAŁY CM | 513 | 1 | NR | 504 | 1 | NR | 1.786% | OFFICIAL | 2DN16G23F4291QO100 | 30 | 2DN | ENERGY | 16G | MCCB / DISTR. BOARD | 23F | DISTR.BOARD/CABINETS | 1 | 1 | NR | 11550 | CCM | 7.9 | 7.9 | KG | 8034035061028 | 8034035061028 | 8034035061028 | 85389099
GWD3782 | QDX 2 BARRE SAG RAME 1250A 50x30x1830 | QDX 2 UCHWYT. PROF MIEDŹ. 1250A 50x30x1830 | 2280 | 1 | NR | 2240 | 1 | NR | 1.786% | OFFICIAL | 2DN16G23F4171QS100 | 30 | 2DN | ENERGY | 16G | MCCB / DISTR. BOARD | 23F | DISTR.BOARD/CABINETS | 1 | 1 | NR | 8784 | CCM | 19.5 | 18.5 | KG | 8034035061561 | 8034035061561 | 8034035061561 | 74071000
GWD3348 | PIASTRA FONDO 850x1800 QDX630H/1600H | PODKŁADKA 850x1800 QDX630H/1600H | 400 | 1 | NR | 393 | 1 | NR | 1.781% | OFFICIAL | 2DN16G23F4291QQ100 | 30 | 2DN | ENERGY | 16G | MCCB / DISTR. BOARD | 23F | DISTR.BOARD/CABINETS | 1 | 1 | NR | 103200 | CCM | 32.5 | 30.5 | KG | 8034035078071 | 8034035078071 | 8034035078071 | 85389099
GW47113 | CVX160I/E-38LAN IP40 GLASS DOOR 600X1000 | CVX160I/E-38LAN IP40 DRZWI SZKL 600X1000 | 629 | 1 | NR | 618 | 1 | NR | 1.78% | OFFICIAL | 2DN16G23F4020X8100 | 40 | 2DN | ENERGY | 16G | MCCB / DISTR. BOARD | 23F | DISTR.BOARD/CABINETS | 1 | 1 | NR | 44352 | CCM | 8.725 | 7.853 | KG | 0 | 0 | 0 | 0
GWD3196 | QDX 630H F.M. REAR PANELS 400x1600 | QDX 630H PODT. PANELE TYLNE 400x1600 | 286 | 1 | NR | 281 | 1 | NR | 1.779% | OFFICIAL | 2DN16G23F4241QM100 | 40 | 2DN | ENERGY | 16G | MCCB / DISTR. BOARD | 23F | DISTR.BOARD/CABINETS | 1 | 1 | NR | 28469 | CCM | 10.5 | 9.45 | KG | 8034035047633 | 8034035047633 | 8034035047633 | 85389099
GW45509 | CVX630K - SIDE-BY-SIDE MOUNT KIT H2000 | CVX630K-ZESTAW MONTAŻ. BOK DO BOKU H2000 | 229 | 1 | NR | 225 | 1 | NR | 1.778% | OFFICIAL | 2DN16G23F4130YM100 | 40 | 2DN | ENERGY | 16G | MCCB / DISTR. BOARD | 23F | DISTR.BOARD/CABINETS | 1 | 1 | NR | 15150 | CCM | 3.48 | 3.357 | KG | 0 | 0 | 0 | 0
GW45546 | RIPARTITORE 4P 250A B850 QDX630L/H/1600H | DYSTRYBUTOR 4P 250A B850 QDX630L/H/1600H | 746 | 1 | NR | 733 | 1 | NR | 1.774% | OFFICIAL | 2DN16G23F4170ZT100 | 30 | 2DN | ENERGY | 16G | MCCB / DISTR. BOARD | 23F | DISTR.BOARD/CABINETS | 1 | 1 | NR | 57566.25 | CCM | 5.536 | 4.591 | KG | 8034035061660 | 8034035061660 | 8034035061660 | 85389099
GW45547 | RIPARTITORE 4P 400A B600 QDX630L/H/1600H | DYSTRYBUTOR 4P 400A B600 QDX630L/H/1600H | 746 | 1 | NR | 733 | 1 | NR | 1.774% | OFFICIAL | 2DN16G23F4170ZT100 | 30 | 2DN | ENERGY | 16G | MCCB / DISTR. BOARD | 23F | DISTR.BOARD/CABINETS | 1 | 1 | NR | 16401 | CCM | 4.279 | 3.97 | KG | 8034035061677 | 8034035061677 | 8034035061677 | 85389099
GWD3062 | QDX 630L F.M. REAR FRAME 850x1600 | QDX 630L PODTYN. RAMA TYLNA 850x1600 | 746 | 1 | NR | 733 | 1 | NR | 1.774% | OFFICIAL | 2DN16G23F4221QI100 | 30 | 2DN | ENERGY | 16G | MCCB / DISTR. BOARD | 23F | DISTR.BOARD/CABINETS | 1 | 1 | NR | 58824 | CCM | 26 | 23.4 | KG | 8034035046582 | 8034035046582 | 8034035046582 | 85389099
GW45449 | CVX630K - VERT SEP. INNER COMPART H2000 | CVX630K - PIONOWA PRZEGRODA WEW. H2000 | 230 | 1 | NR | 226 | 1 | NR | 1.77% | OFFICIAL | 2DN16G23F4130YM100 | 40 | 2DN | ENERGY | 16G | MCCB / DISTR. BOARD | 23F | DISTR.BOARD/CABINETS | 1 | 1 | NR | 2880 | CCM | 2.78 | 2.58 | KG | 0 | 0 | 0 | 0
GW47183 | CVX160E DIN RAIL - TWIN EN 50022 DIN35 | CVX160E SZYNA DIN - PODW EN 50022 DIN35 | 23 | 1 | NR | 22.6 | 1 | NR | 1.77% | OFFICIAL | 2DN16G23F4040YC100 | 30 | 2DN | ENERGY | 16G | MCCB / DISTR. BOARD | 23F | DISTR.BOARD/CABINETS | 1 | 10 | NR | 2617.388 | CCM | 442.4 | 400 | G | 8011564096394 | 8011564096394 | 8011564462731 | 85389099
GW47654 | CVX-NR.2 FLEXIBLE BAND 630A 32X6X1 | CVX - N°2 ZAWIASY CU 630A L=2MT | 1150 | 1 | NR | 1130 | 1 | NR | 1.77% | OFFICIAL | 2DN16G23F4170ZQ100 | 30 | 2DN | ENERGY | 16G | MCCB / DISTR. BOARD | 23F | DISTR.BOARD/CABINETS | 1 | 1 | NR | 2000 | CCM | 6.764 | 6.088 | KG | 8011564135789 | 8011564135789 | 8011564135789 | 85389099
GW49854 | CVX1600-B.M. F. PLATE S. BRD 36M 850X400 | CVX1600-PODKŁADKA P. S 850X600 36M | 230 | 1 | NR | 226 | 1 | NR | 1.77% | OFFICIAL | 2DN16G23F4150ZJ100 | 40 | 2DN | ENERGY | 16G | MCCB / DISTR. BOARD | 23F | DISTR.BOARD/CABINETS | 1 | 1 | NR | 24000 | CCM | 8.264 | 7.438 | KG
GWD3147 | QDX 630H PAVIM F.M. UPR 600/850x1600x250 | QDX 630H PAVIM PDT. PIO 600/850x1600x250 | 690 | 1 | NR | 678 | 1 | NR | 1.77% | OFFICIAL | 2DN16G23F4241QM100 | 30 | 2DN | ENERGY | 16G | MCCB / DISTR. BOARD | 23F | DISTR.BOARD/CABINETS | 1 | 1 | NR | 36210 | CCM | 18 | 17 | KG | 8034035047152 | 8034035047152 | 8034035047152 | 85389099
GWD3159 | QDX 1600H F.M. FR. UPRIGHTS 600+300x1800 | QDX 1600H PODT. RAM. PION 600+300x1800 | 690 | 1 | NR | 678 | 1 | NR | 1.77% | OFFICIAL | 2DN16G23F4260YO100 | 30 | 2DN | ENERGY | 16G | MCCB / DISTR. BOARD | 23F | DISTR.BOARD/CABINETS | 1 | 1 | NR | 24066 | CCM | 18 | 17 | KG | 8034035047275 | 8034035047275 | 8034035047275 | 85389099
GWD3174 | QDX 1600H F.M. R. UPRIGHTS 600+300x1800 | QDX 1600H PODT. TYL.PION 600+300x1800 | 690 | 1 | NR | 678 | 1 | NR | 1.77% | OFFICIAL | 2DN16G23F4260YO100 | 30 | 2DN | ENERGY | 16G | MCCB / DISTR. BOARD | 23F | DISTR.BOARD/CABINETS | 1 | 1 | NR | 54900 | CCM | 26 | 25 | KG | 8034035047435 | 8034035047435 | 8034035047435 | 85389099
GWD3174R | QDX 1600H PAV MONT RID 600+300x1800x600 | QDX 1600H PODT. TYL.PION 600+300x1800 | 690 | 1 | NR | 678 | 1 | NR | 1.77% | OFFICIAL | 2DN16G23F4260YO100 | 30 | 2DN | ENERGY | 16G | MCCB / DISTR. BOARD | 23F | DISTR.BOARD/CABINETS | 1 | 1 | NR | 1 | CCM | 26.2 | 23.58 | KG | 8034035047442 | 8034035047442 | 8034035047442 | 85389099
GWD3198 | QDX 630H F.M. REAR PANELS 400x2000 | QDX 630H PODT. PANELE TYLNE 400x2000 | 345 | 1 | NR | 339 | 1 | NR | 1.77% | OFFICIAL | 2DN16G23F4241QM100 | 40 | 2DN | ENERGY | 16G | MCCB / DISTR. BOARD | 23F | DISTR.BOARD/CABINETS | 1 | 1 | NR | 31164 | CCM | 12 | 12 | KG | 8034035047657 | 8034035047657 | 8034035047657 | 85389099
GWD3211 | QDX 630H F.M. BLIND DOOR 400x1600 | QDX 630H PODT. DRZWI LITE 400x1600 | 690 | 1 | NR | 678 | 1 | NR | 1.77% | OFFICIAL | 2DN16G23F4241QM100 | 40 | 2DN | ENERGY | 16G | MCCB / DISTR. BOARD | 23F | DISTR.BOARD/CABINETS | 1 | 1 | NR | 34627.5 | CCM | 13 | 13 | KG | 8034035047787 | 8034035047787 | 8034035047787 | 85389099
GWD3347 | PIASTRA FONDO 600x2000 QDX630H/1600H | PODKŁADKA 600x2000 QDX630H/1600H | 345 | 1 | NR | 339 | 1 | NR | 1.77% | OFFICIAL | 2DN16G23F4291QQ100 | 30 | 2DN | ENERGY | 16G | MCCB / DISTR. BOARD | 23F | DISTR.BOARD/CABINETS | 1 | 1 | NR | 55704 | CCM | 26.5 | 26 | KG | 8034035078064 | 8034035078064 | 8034035078064 | 85389099
GWD3756 | PORTAB SAG AL 1250/1600A L600 QDX1600H | UCHW. PROF AL 1250/1600A L600 QDX1600H | 690 | 1 | NR | 678 | 1 | NR | 1.77% | OFFICIAL | 2DN16G23F4171QS100 | 30 | 2DN | ENERGY | 16G | MCCB / DISTR. BOARD | 23F | DISTR.BOARD/CABINETS | 1 | 1 | NR | 5684 | CCM | 3.1 | 3 | KG | 8034035061448 | 8034035061448 | 8034035061448 | 85389099
GWD3759 | PORTAB SAG AL VANO AFF/EST P600 QDX1600H | UCHW. PROF AL VANO AFF/EST P600 QDX1600H | 690 | 1 | NR | 678 | 1 | NR | 1.77% | OFFICIAL | 2DN16G23F4171QS100 | 30 | 2DN | ENERGY | 16G | MCCB / DISTR. BOARD | 23F | DISTR.BOARD/CABINETS | 1 | 1 | NR | 616 | CCM | 0.47 | 0.47 | KG | 8034035061479 | 8034035061479 | 8034035061479 | 85389099
GWD3766 | TRAVERSA PORTAB AL VANO EST QDX1600H | LISTWA UCHW. AL POM. ZEW. QDX1600H | 115 | 1 | NR | 113 | 1 | NR | 1.77% | OFFICIAL | 2DN16G23F4171QS100 | 30 | 2DN | ENERGY | 16G | MCCB / DISTR. BOARD | 23F | DISTR.BOARD/CABINETS | 1 | 1 | NR | 1 | CCM | 740 | 740 | G | 8034035061547 | 8034035061547 | 8034035061547 | 76041090
GW45088 | CVX630M - INT.CABLE COMPART.KIT H1800 | CVX630M - WEW.ZEST.PŁYTEK KABL. H1800 | 518 | 1 | NR | 509 | 1 | NR | 1.768% | OFFICIAL | 2DN16G23F4110Z4100 | 40 | 2DN | ENERGY | 16G | MCCB / DISTR. BOARD | 23F | DISTR.BOARD/CABINETS | 1 | 1 | NR | 28336 | CCM | 11.5 | 10.35 | KG | 0 | 0 | 0 | 0
GWD3345 | QDX PIASTRA DI FONDO 850x1000 | QDX PODKŁADKA 850x1000 | 288 | 1 | NR | 283 | 1 | NR | 1.767% | OFFICIAL | 2DN16G23F4291QQ100 | 30 | 2DN | ENERGY | 16G | MCCB / DISTR. BOARD | 23F | DISTR.BOARD/CABINETS | 1 | 1 | NR | 12900 | CCM | 7.64 | 7.6 | KG | 8034035052378 | 8034035052378 | 8034035052378 | 85389099
GWD3061 | QDX 630L F.M. REAR FRAME 600x2000 | QDX 630L PODTYN. RAMA TYLNA 600x2000 | 634 | 1 | NR | 623 | 1 | NR | 1.766% | OFFICIAL | 2DN16G23F4221QI100 | 30 | 2DN | ENERGY | 16G | MCCB / DISTR. BOARD | 23F | DISTR.BOARD/CABINETS | 1 | 1 | NR | 55440 | CCM | 29 | 26.1 | KG | 8034035046575 | 8034035046575 | 8034035046575 | 85389099
GWD3063 | QDX 630L F.M. REAR FRAME 850x1800 | QDX 630L PODTYN. RAMA TYLNA 850x1800 | 807 | 1 | NR | 793 | 1 | NR | 1.765% | OFFICIAL | 2DN16G23F4221QI100 | 30 | 2DN | ENERGY | 16G | MCCB / DISTR. BOARD | 23F | DISTR.BOARD/CABINETS | 1 | 1 | NR | 57491 | CCM | 30.5 | 27.45 | KG | 8034035046599 | 8034035046599 | 8034035046599 | 85389099
GWD3765 | TRAVERSA PORTAB AL L850 QDX1600H | LISTWA UCHW. AL L850 QDX1600H | 173 | 1 | NR | 170 | 1 | NR | 1.765% | OFFICIAL | 2DN16G23F4171QS100 | 30 | 2DN | ENERGY | 16G | MCCB / DISTR. BOARD | 23F | DISTR.BOARD/CABINETS | 1 | 1 | NR | 1260 | CCM | 1.28 | 1.05 | KG | 8034035061530 | 8034035061530 | 8034035061530 | 76041090
GWD3118 | QDX 630H W.M. BLIND DOOR 600x1200 | QDX 630H NATYNK. DRZWI LITE 600x1200 | 635 | 1 | NR | 624 | 1 | NR | 1.763% | OFFICIAL | 2DN16G23F4241QK100 | 40 | 2DN | ENERGY | 16G | MCCB / DISTR. BOARD | 23F | DISTR.BOARD/CABINETS | 1 | 1 | NR | 23994 | CCM | 12 | 12 | KG | 8034035046964 | 8034035046964 | 8034035046964 | 85389099
GWD3762 | PORTAB AL AF/ES 1250/1600A P800 QDX1600H | UCHW. AL AF/ES 1250/1600A P800 QDX1600H | 751 | 1 | NR | 738 | 1 | NR | 1.762% | OFFICIAL | 2DN16G23F4171QS100 | 30 | 2DN | ENERGY | 16G | MCCB / DISTR. BOARD | 23F | DISTR.BOARD/CABINETS | 1 | 1 | NR | 10125 | CCM | 2.84 | 2.7 | KG | 8034035061509 | 8034035061509 | 8034035061509 | 85389099
GW47251 | CVX160I DIN RAIL - EN 50022 DIN35 | CVX160I SZYNA DIN - EN 50022 DIN35 | 28.9 | 1 | NR | 28.4 | 1 | NR | 1.761% | OFFICIAL | 2DN16G23F4010X6100 | 30 | 2DN | ENERGY | 16G | MCCB / DISTR. BOARD | 23F | DISTR.BOARD/CABINETS | 1 | 10 | NR | 2617.388 | CCM | 578 | 528.494 | G | 8011564111233 | 8011564111233 | 8011564474437 | 85389099
GW45413 | GUIDA DIN35 B600 QDX630L/H/1600H | PROFIL DIN35 B600 QDX630L/H/1600HE | 57.9 | 1 | NR | 56.9 | 1 | NR | 1.757% | OFFICIAL | 2DN16G23F4291QQ100 | 30 | 2DN | ENERGY | 16G | MCCB / DISTR. BOARD | 23F | DISTR.BOARD/CABINETS | 1 | 1 | NR | 17442 | CCM | 331.16 | 308.907 | G | 8034035060779 | 8034035060779 | 8034035060779 | 85389099
GW45017 | CVX630K - F.M. STRUCTURE 850X1850 | CVX630K-KONSTRUKCJA PODTYNKOWA 850X1850 | 1160 | 1 | NR | 1140 | 1 | NR | 1.754% | OFFICIAL | 2DN16G23F4090YG100 | 40 | 2DN | ENERGY | 16G | MCCB / DISTR. BOARD | 23F | DISTR.BOARD/CABINETS | 1 | 1 | NR | 146160 | CCM | 36.8 | 34 | KG | 0 | 0 | 0 | 0
GW45029 | CVX630K - PAIR OF SIDE PLATES H2000 FM | CVX630K-PARA PLASTIK PŁYT BOCZN.H2000 NT | 290 | 1 | NR | 285 | 1 | NR | 1.754% | OFFICIAL | 2DN16G23F4090YG100 | 40 | 2DN | ENERGY | 16G | MCCB / DISTR. BOARD | 23F | DISTR.BOARD/CABINETS | 1 | 1 | NR | 34440 | CCM | 9.03 | 9.03 | KG | 0 | 0 | 0 | 0
GW45074 | CVX630M - PAIR OF SIDE PLATES H1000 | CVX630M-PARA PLASTIK.PŁYT BOCZN.H1000 | 290 | 1 | NR | 285 | 1 | NR | 1.754% | OFFICIAL | 2DN16G23F4110Z4100 | 40 | 2DN | ENERGY | 16G | MCCB / DISTR. BOARD | 23F | DISTR.BOARD/CABINETS | 1 | 1 | NR | 13125 | CCM | 5.5 | 5.5 | KG | 0 | 0 | 0 | 0
GW45114 | CVX630K - IP40 GLASS DOOR 850X1000 | CVX630K - IP40 DRZWI SZKLANE 850X1000 | 812 | 1 | NR | 798 | 1 | NR | 1.754% | OFFICIAL | 2DN16G23F4090YI100 | 40 | 2DN | ENERGY | 16G | MCCB / DISTR. BOARD | 23F | DISTR.BOARD/CABINETS | 1 | 1 | NR | 82998 | CCM | 12.43 | 12 | KG | 8011564286405 | 8011564286405 | 8011564286405 | 85389099
GW45535 | CVX630K/M - EARTH BAR 20x5 B850 | CVX630K/M - SZYNA UZIEMIAJĄCA 20x5 B850 | 116 | 1 | NR | 114 | 1 | NR | 1.754% | OFFICIAL | 2DN16G23F4130YM100 | 40 | 2DN | ENERGY | 16G | MCCB / DISTR. BOARD | 23F | DISTR.BOARD/CABINETS | 1 | 1 | NR | 675 | CCM | 820 | 820 | G | 0 | 0 | 0 | 0
GW47213 | GWFIX250-CONDUCTOR 40A 500MM BLACK | GWFIX250-PRZEWÓD 40A 500MM CZARNY | 11.6 | 1 | NR | 11.4 | 1 | NR | 1.754% | OFFICIAL | 2DN16G23F4170ZN100 | 40 | 2DN | ENERGY | 16G | MCCB / DISTR. BOARD | 23F | DISTR.BOARD/CABINETS | 10 | 100 | NR | 107.494 | CCM | 40.8 | 36.72 | G | 0 | 0 | 0 | 0
GW47228 | GWFIX250-CONDUCTOR 40A 500MM BLUE | GWFIX250-PRZEWÓD 40A 500MM NIEBIESKI | 11.6 | 1 | NR | 11.4 | 1 | NR | 1.754% | OFFICIAL | 2DN16G23F4170ZN100 | 40 | 2DN | ENERGY | 16G | MCCB / DISTR. BOARD | 23F | DISTR.BOARD/CABINETS | 10 | 100 | NR | 107.494 | CCM | 53.321 | 43.224 | G | 0 | 0 | 0 | 0
GW49773 | GWFIX100 - CONN. W. CABLE L1/N 40A | GWFIX100 - ZŁĄCZ. Z PRZEWODEM L1/N 40A | 17.4 | 1 | NR | 17.1 | 1 | NR | 1.754% | OFFICIAL | 2DN16G23F4170ZM100 | 40 | 2DN | ENERGY | 16G | MCCB / DISTR. BOARD | 23F | DISTR.BOARD/CABINETS | 1 | 6 | NR | 753.667 | CCM | 78.5 | 70.65 | G | 0 | 0 | 0 | 0
GWD3158 | QDX 630H PAVIM MONT ANT 600+300x1800x400 | QDX 630H PODT. RAM. PION 600/+300x1800 | 522 | 1 | NR | 513 | 1 | NR | 1.754% | OFFICIAL | 2DN16G23F4241QM100 | 30 | 2DN | ENERGY | 16G | MCCB / DISTR. BOARD | 23F | DISTR.BOARD/CABINETS | 1 | 1 | NR | 42593.25 | CCM | 15 | 14 | KG | 8034035047268 | 8034035047268 | 8034035047268 | 85389099
GWD3173 | QDX 630H PAV MONT POST 600+300x1800x400 | QDX 630H PODT. TYL.PION 600/+300x1800 | 522 | 1 | NR | 513 | 1 | NR | 1.754% | OFFICIAL | 2DN16G23F4241QM100 | 30 | 2DN | ENERGY | 16G | MCCB / DISTR. BOARD | 23F | DISTR.BOARD/CABINETS | 1 | 1 | NR | 46848 | CCM | 19.5 | 18.5 | KG | 8034035047428 | 8034035047428 | 8034035047428 | 85389099
GWD3302 | QDX PANNELLO FIN E GUIDA DIN 600x200 | QDX PANEL FIN I PROW. DIN 600x200 | 116 | 1 | NR | 114 | 1 | NR | 1.754% | OFFICIAL | 2DN16G23F4291QQ100 | 30 | 2DN | ENERGY | 16G | MCCB / DISTR. BOARD | 23F | DISTR.BOARD/CABINETS | 1 | 1 | NR | 2011.05 | CCM | 0.33 | 0.3 | KG | 8034035051746 | 8034035051746 | 8034035051746 | 85389099
GWD3306 | QDX PANNELLO FIN E GUIDA DIN 850x300 | QDX PANEL FIN I PROW. DIN 850x300 | 174 | 1 | NR | 171 | 1 | NR | 1.754% | OFFICIAL | 2DN16G23F4291QQ100 | 30 | 2DN | ENERGY | 16G | MCCB / DISTR. BOARD | 23F | DISTR.BOARD/CABINETS | 1 | 1 | NR | 4500 | CCM | 3 | 2.9 | KG | 8034035051784 | 8034035051784 | 8034035051784 | 85389099
GWD3326 | QDX PANNELLO PIENO 600x600 | QDX PEŁEN PANEL 600x600 | 174 | 1 | NR | 171 | 1 | NR | 1.754% | OFFICIAL | 2DN16G23F4291QQ100 | 30 | 2DN | ENERGY | 16G | MCCB / DISTR. BOARD | 23F | DISTR.BOARD/CABINETS | 1 | 1 | NR | 6540 | CCM | 4.3 | 4.2 | KG | 8034035052217 | 8034035052217 | 8034035052217 | 85389099
GWD3332 | QDX PANNELLO PIENO 850x600 | QDX PEŁEN PANEL 850x600 | 174 | 1 | NR | 171 | 1 | NR | 1.754% | OFFICIAL | 2DN16G23F4291QQ100 | 30 | 2DN | ENERGY | 16G | MCCB / DISTR. BOARD | 23F | DISTR.BOARD/CABINETS | 1 | 1 | NR | 6660 | CCM | 5.9 | 5.8 | KG | 8034035052279 | 8034035052279 | 8034035052279 | 85389099
GWD3721 | PORTABARRE 250-400A L600 QDX630H/1600H | UCHWYTY 250-400A L600 QDX630H/1600H | 290 | 1 | NR | 285 | 1 | NR | 1.754% | OFFICIAL | 2DN16G23F4171QS100 | 30 | 2DN | ENERGY | 16G | MCCB / DISTR. BOARD | 23F | DISTR.BOARD/CABINETS | 1 | 1 | NR | 2300 | CCM | 1.02 | 1.02 | KG | 8034035061127 | 8034035061127 | 8034035061127 | 85389099
GW45198 | CVX630M - IP55 SOLID DOOR 400X1800 | CVX630M - IP55 DRZWI LITE 400X1800 | 639 | 1 | NR | 628 | 1 | NR | 1.752% | OFFICIAL | 2DN16G23F4110Z2100 | 40 | 2DN | ENERGY | 16G | MCCB / DISTR. BOARD | 23F | DISTR.BOARD/CABINETS | 1 | 1 | NR | 70312 | CCM | 14 | 14 | KG | 0 | 0 | 0 | 0
GWD3083 | QDX 630L F.M. INT. CABLE COMP. 1600x200 | QDX 630L PODT. WEW. PRZED.KAB 1600x200 | 523 | 1 | NR | 514 | 1 | NR | 1.751% | OFFICIAL | 2DN16G23F4221QI100 | 30 | 2DN | ENERGY | 16G | MCCB / DISTR. BOARD | 23F | DISTR.BOARD/CABINETS | 1 | 1 | NR | 25500 | CCM | 11.5 | 11 | KG | 8034035046797 | 8034035046797 | 8034035046797 | 85389099
GWD3222 | QDX1600H PAV PANNELLI LAT AERATI2000x600 | QDX1600H PODŁ PANELE STR. WENT.2000x625 | 523 | 1 | NR | 514 | 1 | NR | 1.751% | OFFICIAL | 2DN16G23F4260YO100 | 40 | 2DN | ENERGY | 16G | MCCB / DISTR. BOARD | 23F | DISTR.BOARD/CABINETS | 1 | 1 | NR | 1 | CCM | 35.5 | 35.5 | KG | 8034035078019 | 8034035078019 | 8034035078019 | 85371091
GWD3067 | QDX 630L F.M. REAR FRAME 400x2000 | QDX 630L PODTYN. RAMA TYLNA 400x2000 | 407 | 1 | NR | 400 | 1 | NR | 1.75% | OFFICIAL | 2DN16G23F4221QI100 | 30 | 2DN | ENERGY | 16G | MCCB / DISTR. BOARD | 23F | DISTR.BOARD/CABINETS | 1 | 1 | NR | 35192 | CCM | 16.5 | 14.85 | KG | 8034035046636 | 8034035046636 | 8034035046636 | 85389099
GWD3773 | GIUNTI BARRE SAG.AL 630/800A QDX1600H | ZŁĄCZA UCHWYT. PROF .AL 630/800A QDX1600H | 349 | 1 | NR | 343 | 1 | NR | 1.749% | OFFICIAL | 2DN16G23F4171QS100 | 30 | 2DN | ENERGY | 16G | MCCB / DISTR. BOARD | 23F | DISTR.BOARD/CABINETS | 1 | 1 | NR | 1 | CCM | 860 | 860 | G | 8034035061714 | 8034035061714 | 8034035061714 | 72159000
GW45249 | CVX630K/M-KIT MTX/M250+BD250 400X400 V. | CVX630K/M-ZES.MTX/M250+BD250 400X400 PI. | 291 | 1 | NR | 286 | 1 | NR | 1.748% | OFFICIAL | 2DN16G23F4130YM100 | 40 | 2DN | ENERGY | 16G | MCCB / DISTR. BOARD | 23F | DISTR.BOARD/CABINETS | 1 | 1 | NR | 10800 | CCM | 3.3 | 2.97 | KG | 0 | 0 | 0 | 0
GW47023E | CVX160E IP40 DIST. BOARD 600X1000X170 SD | CVX160E ROZDZIELNICA IP40 600X1000X170SD | 873 | 1 | NR | 858 | 1 | NR | 1.748% | OFFICIAL | 2DN16G23F4040Y6100 | 30 | 2DN | ENERGY | 16G | MCCB / DISTR. BOARD | 23F | DISTR.BOARD/CABINETS | 1 | 1 | NR | 193693.5 | CCM | 28.2 | 25.38 | KG | 8011564251212 | 8011564251212 | 8011564251212 | 85381000
GW47072 | CVX160I-D.BOARD 600X600X105 IP30 NO D. | CVX160I-ROZDZIE.600X600X105 IP30 BEZ DRZ | 873 | 1 | NR | 858 | 1 | NR | 1.748% | OFFICIAL | 2DN16G23F4010X0100 | 30 | 2DN | ENERGY | 16G | MCCB / DISTR. BOARD | 23F | DISTR.BOARD/CABINETS | 1 | 1 | NR | 89376 | CCM | 18 | 16.2 | KG | 8011564111110 | 8011564111110 | 8011564111110 | 85381000
GWD3462 | TRAVERSE ORIZZONTALI B400 QDX1600H | LISTWY POZIOME L400 QDX1600H | 29.1 | 1 | NR | 28.6 | 1 | NR | 1.748% | OFFICIAL | 2DN16G23F4291QQ100 | 30 | 2DN | ENERGY | 16G | MCCB / DISTR. BOARD | 23F | DISTR.BOARD/CABINETS | 1 | 1 | NR | 658.125 | CCM | 0.42 | 0.42 | KG | 8034035053122 | 8034035053122 | 8034035053122 | 72169110
GW45005 | CVX630K - W.M. STRUCTURE 600X1200 | CVX630K-KONSTRUKCJA NATYNKOWA 600X1200 | 524 | 1 | NR | 515 | 1 | NR | 1.748% | OFFICIAL | 2DN16G23F4090YF100 | 40 | 2DN | ENERGY | 16G | MCCB / DISTR. BOARD | 23F | DISTR.BOARD/CABINETS | 1 | 1 | NR | 68072 | CCM | 16.5 | 16 | KG | 0 | 0 | 0 | 0
GW47004E | CVX160E IP30 DIST. BOARD 600X1200X170 | CVX160E ROZDZIELNICA IP30 600X1200X170 | 757 | 1 | NR | 744 | 1 | NR | 1.747% | OFFICIAL | 2DN16G23F4040Y4100 | 30 | 2DN | ENERGY | 16G | MCCB / DISTR. BOARD | 23F | DISTR.BOARD/CABINETS | 1 | 1 | NR | 199584 | CCM | 21.5 | 19.35 | KG | 8011564251144 | 8011564251144 | 8011564251144 | 85381000
GW45581 | CVX630M - ADDIT. PLINTH FOR BOARD B400 | CVX630M - DODATK. COKÓŁ DO ROZDZIEL.B400 | 233 | 1 | NR | 229 | 1 | NR | 1.747% | OFFICIAL | 2DN16G23F4130YM100 | 40 | 2DN | ENERGY | 16G | MCCB / DISTR. BOARD | 23F | DISTR.BOARD/CABINETS | 1 | 1 | NR | 4840 | CCM | 3 | 2.9 | KG | 0 | 0 | 0 | 0
GW45104 | CVX630K - IP40 GLASS DOOR 600X1000 | CVX630K - IP40 DRZWI SZKLANE 600X1000 | 583 | 1 | NR | 573 | 1 | NR | 1.745% | OFFICIAL | 2DN16G23F4090YI100 | 40 | 2DN | ENERGY | 16G | MCCB / DISTR. BOARD | 23F | DISTR.BOARD/CABINETS | 1 | 1 | NR | 58424 | CCM | 10.055 | 9.05 | KG | 8011564286351 | 8011564286351 | 8011564286351 | 85389099
GW45057 | CVX630M - F.M. STRUCTURE 600X1600 | CVX630M-KONSTRUKCJA PODTYNKOWA 600X1600 | 1750 | 1 | NR | 1720 | 1 | NR | 1.744% | OFFICIAL | 2DN16G23F4110Z0100 | 40 | 2DN | ENERGY | 16G | MCCB / DISTR. BOARD | 23F | DISTR.BOARD/CABINETS | 1 | 1 | NR | 316800 | CCM | 44 | 44 | KG | 0 | 0 | 0 | 0
GW47084 | CVX160I-D.BOARD 600X1000X105 IP40 GL. D | CVX160I-ROZDZI.600X1000X105 IP40 DRZ.SZK | 1750 | 1 | NR | 1720 | 1 | NR | 1.744% | OFFICIAL | 2DN16G23F4010X2100 | 30 | 2DN | ENERGY | 16G | MCCB / DISTR. BOARD | 23F | DISTR.BOARD/CABINETS | 1 | 1 | NR | 152550 | CCM | 32.5 | 29.25 | KG | 8011564111172 | 8011564111172 | 8011564111172 | 85381000
GWD3013 | QDX 630L PARETE PANNELLI LAT 1000x300 | QDX 630L NATYNK. PANELE BOCZN 1000x300 | 175 | 1 | NR | 172 | 1 | NR | 1.744% | OFFICIAL | 2DN16G23F4221QG100 | 30 | 2DN | ENERGY | 16G | MCCB / DISTR. BOARD | 23F | DISTR.BOARD/CABINETS | 1 | 1 | NR | 19200 | CCM | 7 | 6.5 | KG | 8034035059629 | 8034035059629 | 8034035059629 | 85389099
GWD3052 | QDX 630L F.M. VERT UPRIG. B400 H200O | QDX 630L PODTYN. PION RAM B400 H200O | 350 | 1 | NR | 344 | 1 | NR | 1.744% | OFFICIAL | 2DN16G23F4221QI100 | 30 | 2DN | ENERGY | 16G | MCCB / DISTR. BOARD | 23F | DISTR.BOARD/CABINETS | 1 | 1 | NR | 25953 | CCM | 11 | 10 | KG | 8034035047862 | 8034035047862 | 8034035047862 | 85389099
GWD3351 | SEGR VERT VANO INT/EST 1000x200 QDX630L | SEGR PION POM WEW/ZEW 1000x200 QDX630L | 175 | 1 | NR | 172 | 1 | NR | 1.744% | OFFICIAL | 2DN16G23F4291QQ100 | 30 | 2DN | ENERGY | 16G | MCCB / DISTR. BOARD | 23F | DISTR.BOARD/CABINETS | 1 | 1 | NR | 1200 | CCM | 500 | 500 | G | 8034035052385 | 8034035052385 | 8034035052385 | 85389099
GW45417 | CVX630K/M - PROFILE G32 B850 | CVX630K/M - PROFIL G32 B850 | 64.2 | 1 | NR | 63.1 | 1 | NR | 1.743% | OFFICIAL | 2DN16G23F4130YM100 | 40 | 2DN | ENERGY | 16G | MCCB / DISTR. BOARD | 23F | DISTR.BOARD/CABINETS | 1 | 1 | NR | 342 | CCM | 580 | 522 | G | 0 | 0 | 0 | 0
GW47164 | CVX160E IP65 SOLID DOOR 600X1200 | CVX160E IP65 DRZWI LITE 600X1200 | 584 | 1 | NR | 574 | 1 | NR | 1.742% | OFFICIAL | 2DN16G23F4020X8100 | 30 | 2DN | ENERGY | 16G | MCCB / DISTR. BOARD | 23F | DISTR.BOARD/CABINETS | 1 | 1 | NR | 52272 | CCM | 12.12 | 10.908 | KG | 8011564096295 | 8011564096295 | 8011564096295 | 85389099
GW49775 | GWFIX100 - CONN. W. CABLE L1/L2/L3/N 40A | GWFIX100 - ZŁĄCZ. Z PRZEW.L1/L2/L3/N 40A | 29.2 | 1 | NR | 28.7 | 1 | NR | 1.742% | OFFICIAL | 2DN16G23F4170ZM100 | 40 | 2DN | ENERGY | 16G | MCCB / DISTR. BOARD | 23F | DISTR.BOARD/CABINETS | 1 | 6 | NR | 753.667 | CCM | 119.333 | 107.4 | G | 0 | 0 | 0 | 0
GWD3755 | PORTABARRE SAG AL L600 QDX1600H | UCHWYTY PROF AL L600 QDX1600H | 584 | 1 | NR | 574 | 1 | NR | 1.742% | OFFICIAL | 2DN16G23F4171QS100 | 30 | 2DN | ENERGY | 16G | MCCB / DISTR. BOARD | 23F | DISTR.BOARD/CABINETS | 1 | 1 | NR | 3135 | CCM | 2.65 | 2.65 | KG | 8034035061431 | 8034035061431 | 8034035061431 | 85389099
GW45398 | CVX630M-PAIR OF SIDE AERAT. PANEL H1800 | CVX630M-PARA PAN.BOCZN. WENTYL. H1800 | 701 | 1 | NR | 689 | 1 | NR | 1.742% | OFFICIAL | 2DN16G23F4130YM100 | 40 | 2DN | ENERGY | 16G | MCCB / DISTR. BOARD | 23F | DISTR.BOARD/CABINETS | 1 | 1 | NR | 22200 | CCM | 9.5 | 8.55 | KG | 0 | 0 | 0 | 0
GW49502 | CVX1600-FRONT PANEL 1ROW DIN 24M 600X200 | CVX1600 - PANEL DIN 24M 600X200 | 58.5 | 1 | NR | 57.5 | 1 | NR | 1.739% | OFFICIAL | 2DN16G23F4150ZF100 | 40 | 2DN | ENERGY | 16G | MCCB / DISTR. BOARD | 23F | DISTR.BOARD/CABINETS | 1 | 1 | NR | 1800 | CCM | 1.44 | 1.296 | KG
GWD3072 | QDX 630L F.M. GLASS DOOR 850x1800 | QDX 630L PODTYN. DRZWI SZKLAN 850x1800 | 1170 | 1 | NR | 1150 | 1 | NR | 1.739% | OFFICIAL | 2DN16G23F4221QI100 | 40 | 2DN | ENERGY | 16G | MCCB / DISTR. BOARD | 23F | DISTR.BOARD/CABINETS | 1 | 1 | NR | 62880 | CCM | 22 | 22 | KG | 8034035046681 | 8034035046681 | 8034035046681 | 85389099
GWD3144 | QDX 630H F.M. BASE/HEAD 400x400 | QDX 630H PODT. PODST/STACJA 400x400 | 1170 | 1 | NR | 1150 | 1 | NR | 1.739% | OFFICIAL | 2DN16G23F4241QM100 | 40 | 2DN | ENERGY | 16G | MCCB / DISTR. BOARD | 23F | DISTR.BOARD/CABINETS | 1 | 1 | NR | 29304 | CCM | 14 | 12.6 | KG | 8034035047121 | 8034035047121 | 8034035047121 | 85389099
GWD3329 | QDX PANNELLO PIENO 850x200 | QDX PEŁEN PANEL 850x200 | 117 | 1 | NR | 115 | 1 | NR | 1.739% | OFFICIAL | 2DN16G23F4291QQ100 | 30 | 2DN | ENERGY | 16G | MCCB / DISTR. BOARD | 23F | DISTR.BOARD/CABINETS | 1 | 1 | NR | 3000 | CCM | 2.13 | 2.12 | KG | 8034035052248 | 8034035052248 | 8034035052248 | 85389099
GWD3363 | SEGREGAZIONE ORIZZONTALE 600x300 QDX630L | SEGREGACJA POZIOMA 600x300 QDX630L | 117 | 1 | NR | 115 | 1 | NR | 1.739% | OFFICIAL | 2DN16G23F4291QQ100 | 30 | 2DN | ENERGY | 16G | MCCB / DISTR. BOARD | 23F | DISTR.BOARD/CABINETS | 1 | 1 | NR | 2436 | CCM | 1.47 | 1.47 | KG | 8034035052507 | 8034035052507 | 8034035052507 | 85389099
GWD3725 | PORTABARRE 630A L600 QDX630H | UCHWYTY 630A L600 QDX630H | 410 | 1 | NR | 403 | 1 | NR | 1.737% | OFFICIAL | 2DN16G23F4171QS100 | 30 | 2DN | ENERGY | 16G | MCCB / DISTR. BOARD | 23F | DISTR.BOARD/CABINETS | 1 | 1 | NR | 4140 | CCM | 1.58 | 1.58 | KG | 8034035061165 | 8034035061165 | 8034035061165 | 85389099
GWD3435 | SERR TRIANG VANO INTEG PAR QDX630H | ZAMEK TRÓJK POM UZUP ŚCAN QDX630H | 46.9 | 1 | NR | 46.1 | 1 | NR | 1.735% | OFFICIAL | 2DN16G23F4291QQ100 | 40 | 2DN | ENERGY | 16G | MCCB / DISTR. BOARD | 23F | DISTR.BOARD/CABINETS | 1 | 1 | NR | 182 | CCM | 80 | 80 | G | 8034035052941 | 8034035052941 | 8034035052941 | 85389099
GW47163 | CVX160E IP65 SOLID DOOR 600X1000 | CVX160E IP65 DRZWI LITE 600X1000 | 528 | 1 | NR | 519 | 1 | NR | 1.734% | OFFICIAL | 2DN16G23F4020X8100 | 30 | 2DN | ENERGY | 16G | MCCB / DISTR. BOARD | 23F | DISTR.BOARD/CABINETS | 1 | 1 | NR | 44352 | CCM | 10.524 | 9.471 | KG | 8011564096288 | 8011564096288 | 8011564096288 | 85389099
GW49473 | CVX1600-SOLID FRONT PANEL 36M 850X400 | CVX1600 - PEŁEN PANEL 850X400 36M | 176 | 1 | NR | 173 | 1 | NR | 1.734% | OFFICIAL | 2DN16G23F4150ZI100 | 40 | 2DN | ENERGY | 16G | MCCB / DISTR. BOARD | 23F | DISTR.BOARD/CABINETS | 1 | 1 | NR | 9600 | CCM | 4.391 | 3.952 | KG
GW49506 | CVX1600-FRONT PANEL 1ROW DIN 36M 850X200 | CVX1600 - PANEL DIN 36M 850X200 | 76.3 | 1 | NR | 75 | 1 | NR | 1.733% | OFFICIAL | 2DN16G23F4150ZF100 | 40 | 2DN | ENERGY | 16G | MCCB / DISTR. BOARD | 23F | DISTR.BOARD/CABINETS | 1 | 1 | NR | 2400 | CCM | 1.997 | 1.797 | KG
GWD3703 | PORTABARRE 250-400A L600 QDX630L | UCHWYTY 250-400A L600 QDX630L | 235 | 1 | NR | 231 | 1 | NR | 1.732% | OFFICIAL | 2DN16G23F4171QS100 | 30 | 2DN | ENERGY | 16G | MCCB / DISTR. BOARD | 23F | DISTR.BOARD/CABINETS | 1 | 1 | NR | 1590 | CCM | 0.81 | 0.81 | KG | 8034035061059 | 8034035061059 | 8034035061059 | 85389099
GWD3758 | PORTAB SAG AL 1250/1600A L850 QDX1600H | UCHW. PROF AL 1250/1600A L850 QDX1600H | 705 | 1 | NR | 693 | 1 | NR | 1.732% | OFFICIAL | 2DN16G23F4171QS100 | 30 | 2DN | ENERGY | 16G | MCCB / DISTR. BOARD | 23F | DISTR.BOARD/CABINETS | 1 | 1 | NR | 12012 | CCM | 3.72 | 3.72 | KG | 8034035061462 | 8034035061462 | 8034035061462 | 85389099
GW49772 | GWFIX100 - CONN. W. CABLE L1/L2/L3/N 16A | GWFIX100 - ZŁĄCZ. Z PRZEW.L1/L2/L3/N 16A | 23.5 | 1 | NR | 23.1 | 1 | NR | 1.732% | OFFICIAL | 2DN16G23F4170ZM100 | 40 | 2DN | ENERGY | 16G | MCCB / DISTR. BOARD | 23F | DISTR.BOARD/CABINETS | 1 | 6 | NR | 753.667 | CCM | 86.667 | 78 | G | 0 | 0 | 0 | 0
GW47193 | BAR OF EQUIPOTENTIAL NODE CVX | SZYNA WĘZŁA WYRÓWNYWANIA POTENCJAŁÓW CVX | 76.4 | 1 | NR | 75.1 | 1 | NR | 1.731% | OFFICIAL | 2DN16G23F4020X8100 | 30 | 2DN | ENERGY | 16G | MCCB / DISTR. BOARD | 23F | DISTR.BOARD/CABINETS | 1 | 5 | NR | 1554 | CCM | 720.4 | 648.36 | G | 8011564096448 | 8011564096448 | 8011564462762 | 85389099
GW47002E | CVX160E IP30 DIST. BOARD 600X800X170 | CVX160E ROZDZIELNICA IP30 600X800X170 | 588 | 1 | NR | 578 | 1 | NR | 1.73% | OFFICIAL | 2DN16G23F4040Y4100 | 30 | 2DN | ENERGY | 16G | MCCB / DISTR. BOARD | 23F | DISTR.BOARD/CABINETS | 1 | 1 | NR | 139104 | CCM | 16.5 | 14.85 | KG | 8011564251120 | 8011564251120 | 8011564251120 | 85381000
GW47122 | CVX160I/E IP40 SOLID DOOR 600X800 | CVX160I/E IP40 DRZWI LITE 600X800 | 294 | 1 | NR | 289 | 1 | NR | 1.73% | OFFICIAL | 2DN16G23F4020X8100 | 30 | 2DN | ENERGY | 16G | MCCB / DISTR. BOARD | 23F | DISTR.BOARD/CABINETS | 1 | 1 | NR | 36432 | CCM | 7.758 | 6.982 | KG | 8011564096165 | 8011564096165 | 8011564096165 | 85389099
GWD3712 | N.4 COMPENSATORI FASE BARRE 10MM QDX | N.4 KOMPENSATORY CZĘŚĆ SZYN 10MM QDX | 94.1 | 1 | NR | 92.5 | 1 | NR | 1.73% | OFFICIAL | 2DN16G23F4171QS100 | 30 | 2DN | ENERGY | 16G | MCCB / DISTR. BOARD | 23F | DISTR.BOARD/CABINETS | 1 | 1 | NR | 520 | CCM | 71 | 71 | G | 8034035061790 | 8034035061790 | 8034035061790 | 85389099
GW47012E | CVX160E IP40 DIST. BOARD 600X800X180 GD | CVX160E ROZDZIELNICA IP40 600X800X170 GD | 1000 | 1 | NR | 983 | 1 | NR | 1.729% | OFFICIAL | 2DN16G23F4040Y6100 | 30 | 2DN | ENERGY | 16G | MCCB / DISTR. BOARD | 23F | DISTR.BOARD/CABINETS | 1 | 1 | NR | 174048 | CCM | 23.239 | 20.915 | KG | 8011564251168 | 8011564251168 | 8011564251168 | 85381000
GW47024E | CVX160E IP40 DIST. BOARD 600X1200X170 SD | CVX160E ROZDZIELNICA IP40 600X1200X170SD | 1000 | 1 | NR | 983 | 1 | NR | 1.729% | OFFICIAL | 2DN16G23F4040Y6100 | 30 | 2DN | ENERGY | 16G | MCCB / DISTR. BOARD | 23F | DISTR.BOARD/CABINETS | 1 | 1 | NR | 244717.2 | CCM | 32.4 | 29.16 | KG | 8011564251229 | 8011564251229 | 8011564251229 | 85381000
GWD3076 | QDX 630L F.M. BLIND DOOR 600x2000 | QDX 630L PODTYN. DRZWI LITE 600x2000 | 1000 | 1 | NR | 983 | 1 | NR | 1.729% | OFFICIAL | 2DN16G23F4221QI100 | 40 | 2DN | ENERGY | 16G | MCCB / DISTR. BOARD | 23F | DISTR.BOARD/CABINETS | 1 | 1 | NR | 69430 | CCM | 20 | 20 | KG | 8034035046728 | 8034035046728 | 8034035046728 | 85389099
GWD9901 | 2 STRINGS BOARD 600V DC 25A | ROZDZIELNICA Z 2 ŁAŃCUCHAMI 600V DC 25A | 1000 | 1 | NR | 983 | 1 | NR | 1.729% | OFFICIAL | 2DN16G23F4200ZZ100 | 30 | 2DN | ENERGY | 16G | MCCB / DISTR. BOARD | 23F | DISTR.BOARD/CABINETS | 1 | 1 | NR | 19095 | CCM | 3.084 | 2.536 | KG | 8011564780651 | 8011564780651 | 8011564780651 | 85371098
GWD3047 | QDX 630L F.M. VERT UPRIG. B600/850 H1600 | QDX 630L PODTYN. PION RAM B600/850 H1600 | 412 | 1 | NR | 405 | 1 | NR | 1.728% | OFFICIAL | 2DN16G23F4221QI100 | 30 | 2DN | ENERGY | 16G | MCCB / DISTR. BOARD | 23F | DISTR.BOARD/CABINETS | 1 | 1 | NR | 27098.75 | CCM | 10 | 9 | KG | 8034035046452 | 8034035046452 | 8034035046452 | 85389099
GW47692 | RAIL EN50035 G32 2MT | CVX630K-M/1600 - SZYNA EN50035 G32 2MT | 53 | 1 | NR | 52.1 | 1 | NR | 1.727% | OFFICIAL | 2DN16G23F4291QQ100 | 30 | 2DN | ENERGY | 16G | MCCB / DISTR. BOARD | 23F | DISTR.BOARD/CABINETS | 1 | 5 | NR | 4000 | CCM | 1.622 | 1.46 | KG | 8011564135505 | 8011564135505 | 8011564520653 | 85389099
GW47131 | CVX160E IP55 GLASS DOOR 600X600 | CVX160E IP55 DRZWI SZKLANE 600X600 | 589 | 1 | NR | 579 | 1 | NR | 1.727% | OFFICIAL | 2DN16G23F4020X8100 | 40 | 2DN | ENERGY | 16G | MCCB / DISTR. BOARD | 23F | DISTR.BOARD/CABINETS | 1 | 1 | NR | 28512 | CCM | 7.342 | 6.608 | KG | 0 | 0 | 0 | 0
GW47173 | CVX160I/E SOLID FRONT PANEL 600X50 | CVX160I/E PANEL FRONT LITY 600X50 | 23.6 | 1 | NR | 23.2 | 1 | NR | 1.724% | OFFICIAL | 2DN16G23F4020X8100 | 30 | 2DN | ENERGY | 16G | MCCB / DISTR. BOARD | 23F | DISTR.BOARD/CABINETS | 1 | 10 | NR | 2052 | CCM | 220.5 | 198.45 | G | 8011564096325 | 8011564096325 | 8011564462212 | 85389099
GWD3314 | QDX STAFFE GUIDA DIN MSX PROF UTILE 220 | QDX WSPORN. PROW. DIN MSX PROF UŻ 220 | 47.2 | 1 | NR | 46.4 | 1 | NR | 1.724% | OFFICIAL | 2DN16G23F4291QQ100 | 30 | 2DN | ENERGY | 16G | MCCB / DISTR. BOARD | 23F | DISTR.BOARD/CABINETS | 1 | 1 | NR | 400 | CCM | 320 | 310 | G | 8034035052125 | 8034035052125 | 8034035052125 | 85389099
GW45038 | CVX630K - INT. CABLE COMP. KIT H1800 | CVX630K - WEW. ZEST.PŁYTEK KABL.H1800 | 354 | 1 | NR | 348 | 1 | NR | 1.724% | OFFICIAL | 2DN16G23F4090YG100 | 40 | 2DN | ENERGY | 16G | MCCB / DISTR. BOARD | 23F | DISTR.BOARD/CABINETS | 1 | 1 | NR | 24288 | CCM | 6.805 | 6.125 | KG | 0 | 0 | 0 | 0
GW45077 | CVX630M - PAIR OF SIDE PANELS H1600 | CVX630M-PARA PLASTIK.PŁYT BOCZN.H1600 | 354 | 1 | NR | 348 | 1 | NR | 1.724% | OFFICIAL | 2DN16G23F4110Z4100 | 40 | 2DN | ENERGY | 16G | MCCB / DISTR. BOARD | 23F | DISTR.BOARD/CABINETS | 1 | 1 | NR | 21375 | CCM | 8.5 | 7.65 | KG | 0 | 0 | 0 | 0
GW45204 | CVX630K/M-MCCB+BD L FRONT PANEL 600X300 | CVX630K/PANEL FRONT WM MCCB+R L 600X300 | 177 | 1 | NR | 174 | 1 | NR | 1.724% | OFFICIAL | 2DN16G23F4130YM100 | 40 | 2DN | ENERGY | 16G | MCCB / DISTR. BOARD | 23F | DISTR.BOARD/CABINETS | 1 | 1 | NR | 9120 | CCM | 2.35 | 2.115 | KG | 0 | 0 | 0 | 0
GW45453 | CVX630M - HORIZZONTAL SEPARATOR B600 | CVX630M - POZIOMA PRZEGRODA B600 | 118 | 1 | NR | 116 | 1 | NR | 1.724% | OFFICIAL | 2DN16G23F4130YM100 | 40 | 2DN | ENERGY | 16G | MCCB / DISTR. BOARD | 23F | DISTR.BOARD/CABINETS | 1 | 1 | NR | 4200 | CCM | 1 | 0.9 | KG | 0 | 0 | 0 | 0
GW45468 | CVX630K - VERT SEP. EXT COMPART H1800 | CVX630K - PIONOWA PRZEGRODA ZEW. H1800 | 236 | 1 | NR | 232 | 1 | NR | 1.724% | OFFICIAL | 2DN16G23F4130YM100 | 40 | 2DN | ENERGY | 16G | MCCB / DISTR. BOARD | 23F | DISTR.BOARD/CABINETS | 1 | 1 | NR | 2070 | CCM | 2.09 | 1.8 | KG | 0 | 0 | 0 | 0
GW47064E | CVX160E IP65 DIST. BOARD 600X1200X170 SD | CVX160E ROZDZIELNICA IP65 600X1200X170SD | 1180 | 1 | NR | 1160 | 1 | NR | 1.724% | OFFICIAL | 2DN16G23F4040YA100 | 30 | 2DN | ENERGY | 16G | MCCB / DISTR. BOARD | 23F | DISTR.BOARD/CABINETS | 1 | 1 | NR | 244717.2 | CCM | 34 | 30.6 | KG | 8011564287440 | 8011564287440 | 8011564287440 | 85381000
GW49756 | QDX KIT GUIDA DIN GWFIX100 B850 PROF.125 | QDX ZES.PROW. DIN GWFIX100 B850 PROF.125 | 29.5 | 1 | NR | 29 | 1 | NR | 1.724% | OFFICIAL | 2DN16G23F4170ZO100 | 40 | 2DN | ENERGY | 16G | MCCB / DISTR. BOARD | 23F | DISTR.BOARD/CABINETS | 1 | 1 | NR | 585 | CCM | 0.47 | 0.45 | KG | 8034035077913 | 8034035077913 | 8034035077913 | 85389099
GW49806 | CVX1600-B.M. F. PLATE NS BRD 24M 600X300 | CVX1600-PODKŁADKA P. NS 600X300 24M | 118 | 1 | NR | 116 | 1 | NR | 1.724% | OFFICIAL | 2DN16G23F4150ZJ100 | 40 | 2DN | ENERGY | 16G | MCCB / DISTR. BOARD | 23F | DISTR.BOARD/CABINETS | 1 | 1 | NR | 3750 | CCM | 5.169 | 4.652 | KG
GWD3704 | PORTABARRE 630A L600 QDX630L | UCHWYTY 630A L600 QDX630L | 354 | 1 | NR | 348 | 1 | NR | 1.724% | OFFICIAL | 2DN16G23F4171QS100 | 30 | 2DN | ENERGY | 16G | MCCB / DISTR. BOARD | 23F | DISTR.BOARD/CABINETS | 1 | 1 | NR | 4050 | CCM | 1.37 | 1.37 | KG | 8034035061066 | 8034035061066 | 8034035061066 | 85389099
GW47001E | CVX160E IP30 DIST. BOARD 600X600X170 | CVX160E ROZDZIELNICA IP30 600X600X170 | 532 | 1 | NR | 523 | 1 | NR | 1.721% | OFFICIAL | 2DN16G23F4040Y4100 | 30 | 2DN | ENERGY | 16G | MCCB / DISTR. BOARD | 23F | DISTR.BOARD/CABINETS | 1 | 1 | NR | 108864 | CCM | 13.5 | 12.15 | KG | 8011564251113 | 8011564251113 | 8011564251113 | 85381000
GWD3514 | KIT MSX/E/M1000 850x400 ORIZ FISSO | ZEST. MSX/E/M1000 850x400 POZ. STAŁY | 532 | 1 | NR | 523 | 1 | NR | 1.721% | OFFICIAL | 2DN16G23F4291QO100 | 30 | 2DN | ENERGY | 16G | MCCB / DISTR. BOARD | 23F | DISTR.BOARD/CABINETS | 1 | 1 | NR | 29600 | CCM | 8.7 | 8.7 | KG | 8034035060885 | 8034035060885 | 8034035060885 | 85389099
GWD3515 | KIT MSX/E/M1250 850x400 ORIZ FISSO | ZEST. MSX/E/M1250 850x400 POZ. STAŁY | 532 | 1 | NR | 523 | 1 | NR | 1.721% | OFFICIAL | 2DN16G23F4291QO100 | 30 | 2DN | ENERGY | 16G | MCCB / DISTR. BOARD | 23F | DISTR.BOARD/CABINETS | 1 | 1 | NR | 29600 | CCM | 8.24 | 8.24 | KG | 8034035060892 | 8034035060892 | 8034035060892 | 85389099
GWD3516 | KIT MSX/E/M1600 850x400 ORIZ FISSO | ZEST. MSX/E/M1600 850x400 POZ. STAŁY | 532 | 1 | NR | 523 | 1 | NR | 1.721% | OFFICIAL | 2DN16G23F4291QO100 | 30 | 2DN | ENERGY | 16G | MCCB / DISTR. BOARD | 23F | DISTR.BOARD/CABINETS | 1 | 1 | NR | 23680 | CCM | 6.8 | 6.8 | KG | 8034035060908 | 8034035060908 | 8034035060908 | 85389099
GW45517 | CVX630K/M - CABLE FIXING RAIL EXT COMP | CVX630K/M - PRZEDZ.ZEW.SZYNY MOC.PRZEWO. | 47.3 | 1 | NR | 46.5 | 1 | NR | 1.72% | OFFICIAL | 2DN16G23F4130YM100 | 40 | 2DN | ENERGY | 16G | MCCB / DISTR. BOARD | 23F | DISTR.BOARD/CABINETS | 1 | 1 | NR | 4998 | CCM | 210 | 200 | G | 0 | 0 | 0 | 0
GWD3317 | QDX ADATTATORE DI PROFONDITA' 24M | QDX PRZEJŚCIÓWKA GŁĘBOK. 24M | 47.3 | 1 | NR | 46.5 | 1 | NR | 1.72% | OFFICIAL | 2DN16G23F4291QQ100 | 30 | 2DN | ENERGY | 16G | MCCB / DISTR. BOARD | 23F | DISTR.BOARD/CABINETS | 1 | 1 | NR | 630 | CCM | 1 | 0.95 | KG | 8034035052149 | 8034035052149 | 8034035052149 | 85389099
GWD3456 | KIT BUSSOLE VITI PAN FISSI QDX630H/1600H | ZEST. KOMPAS. ŚRUN ŚC ST QDX630H/1600H | 47.3 | 1 | NR | 46.5 | 1 | NR | 1.72% | OFFICIAL | 2DN16G23F4291QQ100 | 40 | 2DN | ENERGY | 16G | MCCB / DISTR. BOARD | 23F | DISTR.BOARD/CABINETS | 1 | 1 | NR | 480 | CCM | 0.22 | 0.22 | KG | 8034035053085 | 8034035053085 | 8034035053085 | 85389099
GWD3017 | QDX 630L W.M. REAR FRAME 850x1000 | QDX 630L NATYNK. RAMA TYLNA 850x1000 | 473 | 1 | NR | 465 | 1 | NR | 1.72% | OFFICIAL | 2DN16G23F4221QG100 | 30 | 2DN | ENERGY | 16G | MCCB / DISTR. BOARD | 23F | DISTR.BOARD/CABINETS | 1 | 1 | NR | 33712 | CCM | 17.5 | 15.75 | KG | 8034035046230 | 8034035046230 | 8034035046230 | 85389099
GWD3767 | CROSSPIECES HORIZ BUSBARS B600 QDX1600H | #N/A | 473 | 1 | NR | 465 | 1 | NR | 1.72% | OFFICIAL | 2DN16G23F4171QS100 | 30 | 2DN | ENERGY | 16G | MCCB / DISTR. BOARD | 23F | DISTR.BOARD/CABINETS | 1 | 1 | NR | 2688 | CCM | 2.83 | 2.83 | KG | 8034035087349 | 8034035087349 | 8034035087349 | 72169110
GW45421 | CVX630K/M - BACK-MOUNTING PLATE 600X200 | CVX630K/M - TYLNA PŁYTA MONTAŻ. 600X200 | 76.9 | 1 | NR | 75.6 | 1 | NR | 1.72% | OFFICIAL | 2DN16G23F4130YM100 | 40 | 2DN | ENERGY | 16G | MCCB / DISTR. BOARD | 23F | DISTR.BOARD/CABINETS | 1 | 1 | NR | 1120 | CCM | 1.87 | 1.7 | KG | 8011564283336 | 8011564283336 | 8011564283336 | 85389099
GWD3169 | QDX 1600H PAVIM MONTANTI 600/850x2000 | QDX 1600H PODT. TYL.PION 600/850x2000 | 710 | 1 | NR | 698 | 1 | NR | 1.719% | OFFICIAL | 2DN16G23F4260YO100 | 30 | 2DN | ENERGY | 16G | MCCB / DISTR. BOARD | 23F | DISTR.BOARD/CABINETS | 1 | 1 | NR | 60600 | CCM | 36 | 36 | KG | 8034035047381 | 8034035047381 | 8034035047381 | 85389099
GWD3169R6 | QDX 1600H PAV MONT RID 600/850x2000x600 | QDX 1600H PODT. TYL. PION 600/850x600 | 710 | 1 | NR | 698 | 1 | NR | 1.719% | OFFICIAL | 2DN16G23F4260YO100 | 30 | 2DN | ENERGY | 16G | MCCB / DISTR. BOARD | 23F | DISTR.BOARD/CABINETS | 1 | 1 | NR | 1 | CCM | 37.5 | 37 | KG | 8034035047909 | 8034035047909 | 8034035047909 | 85389099
GWD3177R8 | QDX 1600H PAV MONT RID 600+300x2000x800 | QDX 1600H PODT. TYL. PION 600+300x800 | 710 | 1 | NR | 698 | 1 | NR | 1.719% | OFFICIAL | 2DN16G23F4260YO100 | 10 | 2DN | ENERGY | 16G | MCCB / DISTR. BOARD | 23F | DISTR.BOARD/CABINETS | 1 | 1 | NR | 1 | CCM | 1 | 1 | G | 8034035047930 | 8034035047930 | 8034035047930 | 85389099
GWD3180 | QDX 630H F.M. SIDE PANELS 1800x250 | QDX 630H PODT. PANELE BOCZN 1800x250 | 355 | 1 | NR | 349 | 1 | NR | 1.719% | OFFICIAL | 2DN16G23F4241QM100 | 40 | 2DN | ENERGY | 16G | MCCB / DISTR. BOARD | 23F | DISTR.BOARD/CABINETS | 1 | 1 | NR | 22920 | CCM | 10 | 9 | KG | 8034035047503 | 8034035047503 | 8034035047503 | 85389099
GWD3188 | QDX 630H F.M. REAR PANELS 600x1800 | QDX 630H PODT. PANELE TYLNE 600x1800 | 355 | 1 | NR | 349 | 1 | NR | 1.719% | OFFICIAL | 2DN16G23F4241QM100 | 40 | 2DN | ENERGY | 16G | MCCB / DISTR. BOARD | 23F | DISTR.BOARD/CABINETS | 1 | 1 | NR | 50939 | CCM | 17.5 | 15.75 | KG | 8034035047558 | 8034035047558 | 8034035047558 | 85389099
GWD3214 | QDX 630H F.M. INT. CAB COMP 600+300x1600 | QDX 630H PODT. WEW. PRZ KAB 600+300x1600 | 710 | 1 | NR | 698 | 1 | NR | 1.719% | OFFICIAL | 2DN16G23F4241QM100 | 40 | 2DN | ENERGY | 16G | MCCB / DISTR. BOARD | 23F | DISTR.BOARD/CABINETS | 1 | 1 | NR | 25800 | CCM | 10.5 | 10.5 | KG | 8034035047817 | 8034035047817 | 8034035047817 | 85389099
GW47253 | CVX160I DIN RAIL - EN 50035 G32 | CVX160I SZYNA DIN - EN 50035 G32 | 29.6 | 1 | NR | 29.1 | 1 | NR | 1.718% | OFFICIAL | 2DN16G23F4010X6100 | 30 | 2DN | ENERGY | 16G | MCCB / DISTR. BOARD | 23F | DISTR.BOARD/CABINETS | 1 | 10 | NR | 2617.388 | CCM | 605.8 | 569.224 | G | 8011564111257 | 8011564111257 | 8011564474451 | 85389099
GWD3405 | ZOCCOLO ADDIZIONALE 600x300 QDX630L | DODATKOWY COKÓŁ 600x300 QDX630L | 296 | 1 | NR | 291 | 1 | NR | 1.718% | OFFICIAL | 2DN16G23F4291QQ100 | 40 | 2DN | ENERGY | 16G | MCCB / DISTR. BOARD | 23F | DISTR.BOARD/CABINETS | 1 | 1 | NR | 4933.5 | CCM | 4.05 | 4.05 | KG | 8034035052705 | 8034035052705 | 8034035052705 | 85389099
GWD3445 | GOLFARI SOLLEVAMENTO QDX1600H | ŚRUBY OCZKOWE PODN. QDX1600H | 59.2 | 1 | NR | 58.2 | 1 | NR | 1.718% | OFFICIAL | 2DN16G23F4291QQ100 | 30 | 2DN | ENERGY | 16G | MCCB / DISTR. BOARD | 23F | DISTR.BOARD/CABINETS | 1 | 1 | NR | 750 | CCM | 0.5 | 0.5 | KG | 8034035053023 | 8034035053023 | 8034035053023 | 94059900
GWD3354 | VERT. DIVIDER QDX 630 L - FOR 1200X300MM | #N/A | 237 | 1 | NR | 233 | 1 | NR | 1.717% | OFFICIAL | 2DN16G23F4291QQ100 | 30 | 2DN | ENERGY | 16G | MCCB / DISTR. BOARD | 23F | DISTR.BOARD/CABINETS | 1 | 1 | NR | 6480 | CCM | 740 | 740 | G | 8034035052415 | 8034035052415 | 8034035052415 | 85389099
GWD3778 | SOSTEGNO INF BAR SAG RAME P600 QDX1600H | WSP. INF UCHW PROF MIEDŹ. P600 QDX1600H | 237 | 1 | NR | 233 | 1 | NR | 1.717% | OFFICIAL | 2DN16G23F4171QS100 | 30 | 2DN | ENERGY | 16G | MCCB / DISTR. BOARD | 23F | DISTR.BOARD/CABINETS | 1 | 1 | NR | 1 | CCM | 1.25 | 1.25 | KG | 8034035061769 | 8034035061769 | 8034035061769 | 85389099
GWD3426 | QDX SUPPORTI CANALINA VERTICALE 4PZ | QDX PIONOWE WSPAR KORYTKA 4PZ | 65.2 | 1 | NR | 64.1 | 1 | NR | 1.716% | OFFICIAL | 2DN16G23F4291QQ100 | 30 | 2DN | ENERGY | 16G | MCCB / DISTR. BOARD | 23F | DISTR.BOARD/CABINETS | 1 | 1 | NR | 1610 | CCM | 290 | 290 | G | 8034035052880 | 8034035052880 | 8034035052880 | 85389099
GW45127 | CVX630K - IP40 SOLID DOOR 600X1600 | CVX630K - IP40 DRZWI LITE 600X1600 | 593 | 1 | NR | 583 | 1 | NR | 1.715% | OFFICIAL | 2DN16G23F4090YI100 | 40 | 2DN | ENERGY | 16G | MCCB / DISTR. BOARD | 23F | DISTR.BOARD/CABINETS | 1 | 1 | NR | 90048 | CCM | 15.54 | 1 | KG | 0 | 0 | 0 | 0
GW45548 | RIPARTITORE 4P 400A B850 QDX630L/H/1600H | DYSTRYBUTOR 4P 400A B850 QDX630L/H/1600H | 949 | 1 | NR | 933 | 1 | NR | 1.715% | OFFICIAL | 2DN16G23F4170ZT100 | 30 | 2DN | ENERGY | 16G | MCCB / DISTR. BOARD | 23F | DISTR.BOARD/CABINETS | 1 | 1 | NR | 57566.25 | CCM | 6.744 | 5.799 | KG | 8034035061684 | 8034035061684 | 8034035061684 | 85389099
GWD3077 | QDX 630L F.M. BLIND DOOR 850x1600 | QDX 630L PODTYN. DRZWI LITE 850x1600 | 949 | 1 | NR | 933 | 1 | NR | 1.715% | OFFICIAL | 2DN16G23F4221QI100 | 40 | 2DN | ENERGY | 16G | MCCB / DISTR. BOARD | 23F | DISTR.BOARD/CABINETS | 1 | 1 | NR | 73530 | CCM | 21 | 21 | KG | 8034035046735 | 8034035046735 | 8034035046735 | 85389099
GW45325 | CVX630K/M - SOLID PANEL 850X300 | CVX630K/M - LITY PANEL 850X300 | 89 | 1 | NR | 87.5 | 1 | NR | 1.714% | OFFICIAL | 2DN16G23F4130YM100 | 40 | 2DN | ENERGY | 16G | MCCB / DISTR. BOARD | 23F | DISTR.BOARD/CABINETS | 1 | 1 | NR | 5775 | CCM | 2.73 | 2.5 | KG | 8011564286856 | 8011564286856 | 8011564286856 | 85389099
GW49230 | CVX1600-DIN RAIL KIT 1X36M CLOSED FRAME | CVX1600-ZESTAW PROWA.DIN 1X36M SEGR. | 89 | 1 | NR | 87.5 | 1 | NR | 1.714% | OFFICIAL | 2DN16G23F4150ZF100 | 40 | 2DN | ENERGY | 16G | MCCB / DISTR. BOARD | 23F | DISTR.BOARD/CABINETS | 1 | 6 | NR | 2280 | CCM | 725.5 | 652.95 | G
GWD3075 | QDX 630L F.M. BLIND DOOR 600x1800 | QDX 630L PODTYN. DRZWI LITE 600x1800 | 890 | 1 | NR | 875 | 1 | NR | 1.714% | OFFICIAL | 2DN16G23F4221QI100 | 40 | 2DN | ENERGY | 16G | MCCB / DISTR. BOARD | 23F | DISTR.BOARD/CABINETS | 1 | 1 | NR | 62880 | CCM | 19 | 19 | KG | 8034035046711 | 8034035046711 | 8034035046711 | 85389099
GWD3730 | PORTABARRE 800-1600A L600 QDX1600H | UCHWYTY 800-1600A L600 QDX1600H | 890 | 1 | NR | 875 | 1 | NR | 1.714% | OFFICIAL | 2DN16G23F4171QS100 | 30 | 2DN | ENERGY | 16G | MCCB / DISTR. BOARD | 23F | DISTR.BOARD/CABINETS | 1 | 1 | NR | 6897 | CCM | 4.93 | 4.9 | KG | 8034035061219 | 8034035061219 | 8034035061219 | 85389099
GWD3735 | PORTAB V AF/ES 800-1600A P600 QDX1600H | UCHW. V AF/ES 800-1600A P600 QDX1600H | 890 | 1 | NR | 875 | 1 | NR | 1.714% | OFFICIAL | 2DN16G23F4171QS100 | 30 | 2DN | ENERGY | 16G | MCCB / DISTR. BOARD | 23F | DISTR.BOARD/CABINETS | 1 | 1 | NR | 4800 | CCM | 4.83 | 4.83 | KG | 8034035061264 | 8034035061264 | 8034035061264 | 85389099
GW45155 | CVX630M - IP55 GLASS DOOR 600X1200 | CVX630M - IP55 DRZWI SZKLANE 600X1200 | 832 | 1 | NR | 818 | 1 | NR | 1.711% | OFFICIAL | 2DN16G23F4110Z2100 | 40 | 2DN | ENERGY | 16G | MCCB / DISTR. BOARD | 23F | DISTR.BOARD/CABINETS | 1 | 1 | NR | 82782 | CCM | 12 | 10.8 | KG | 8011564448896 | 8011564448896 | 8011564448896 | 85389099
GWD3170 | QDX 630H PAVIM MONTANTI 600+300x1600x250 | QDX 630H PODT. TYL.PION 600+300x1600 | 416 | 1 | NR | 409 | 1 | NR | 1.711% | OFFICIAL | 2DN16G23F4241QM100 | 30 | 2DN | ENERGY | 16G | MCCB / DISTR. BOARD | 23F | DISTR.BOARD/CABINETS | 1 | 1 | NR | 71820 | CCM | 23 | 20.7 | KG | 8034035047398 | 8034035047398 | 8034035047398 | 85389099
GWD3183 | QDX 630H F.M. SIDE PANELS 2000x250 | QDX 630H PODT. PANELE BOCZN 2000x250 | 416 | 1 | NR | 409 | 1 | NR | 1.711% | OFFICIAL | 2DN16G23F4241QM100 | 40 | 2DN | ENERGY | 16G | MCCB / DISTR. BOARD | 23F | DISTR.BOARD/CABINETS | 1 | 1 | NR | 25320 | CCM | 10.5 | 9.45 | KG | 8034035047527 | 8034035047527 | 8034035047527 | 85389099
GWD3190 | QDX 630H F.M. REAR PANELS 600+300x1600 | QDX 630H PODT. PANELE TYLNE 600+300x1600 | 416 | 1 | NR | 409 | 1 | NR | 1.711% | OFFICIAL | 2DN16G23F4241QM100 | 40 | 2DN | ENERGY | 16G | MCCB / DISTR. BOARD | 23F | DISTR.BOARD/CABINETS | 1 | 1 | NR | 65360 | CCM | 17 | 15.3 | KG | 8034035047572 | 8034035047572 | 8034035047572 | 85389099
GW47178 | CVX160I/E MOD. DEV. FRONT PANEL 600X150 | CVX160I/E URZ. MOD. PANEL FRONT 600X150 | 47.6 | 1 | NR | 46.8 | 1 | NR | 1.709% | OFFICIAL | 2DN16G23F4020X8100 | 30 | 2DN | ENERGY | 16G | MCCB / DISTR. BOARD | 23F | DISTR.BOARD/CABINETS | 1 | 10 | NR | 4321.8 | CCM | 413.2 | 370.899 | G | 8011564111219 | 8011564111219 | 8011564474413 | 85389099
GW47220 | GWFIX250-CABLE CLIP 4/6 MMQ | GWFIX250-ZACISK KABLOWY 4/6 MMQ | 5.95 | 1 | NR | 5.85 | 1 | NR | 1.709% | OFFICIAL | 2DN16G23F4170ZN100 | 40 | 2DN | ENERGY | 16G | MCCB / DISTR. BOARD | 23F | DISTR.BOARD/CABINETS | 10 | 100 | NR | 16.171 | CCM | 0.59 | 0.59 | G | 0 | 0 | 0 | 0
GWD3019 | QDX 630L W.M. REAR FRAME 300x1000 | QDX 630L NATYNK. RAMA TYLNA 300x1000 | 238 | 1 | NR | 234 | 1 | NR | 1.709% | OFFICIAL | 2DN16G23F4221QG100 | 30 | 2DN | ENERGY | 16G | MCCB / DISTR. BOARD | 23F | DISTR.BOARD/CABINETS | 1 | 1 | NR | 15860 | CCM | 6 | 5.4 | KG | 8034035046254 | 8034035046254 | 8034035046254 | 85389099
GWD3031 | QDX 630L W.M. INT. CABLE COMP. 1000X200 | QDX 630L NATYNK. WEW. PRZED.KAB 1000X200 | 357 | 1 | NR | 351 | 1 | NR | 1.709% | OFFICIAL | 2DN16G23F4221QG100 | 30 | 2DN | ENERGY | 16G | MCCB / DISTR. BOARD | 23F | DISTR.BOARD/CABINETS | 1 | 1 | NR | 19200 | CCM | 7 | 6.5 | KG | 8034035046377 | 8034035046377 | 8034035046377 | 85389099
GWD3041 | QDX 630L F.M. BASE/HEAD 600x200 | QDX 630L PODTYN. PODST/STACJA 600x200 | 357 | 1 | NR | 351 | 1 | NR | 1.709% | OFFICIAL | 2DN16G23F4221QI100 | 40 | 2DN | ENERGY | 16G | MCCB / DISTR. BOARD | 23F | DISTR.BOARD/CABINETS | 1 | 1 | NR | 19950 | CCM | 9.5 | 8.55 | KG | 8034035046391 | 8034035046391 | 8034035046391 | 85389099
GWD3065 | QDX 630L F.M. REAR FRAME 400x1600 | QDX 630L PODTYN. RAMA TYLNA 400x1600 | 357 | 1 | NR | 351 | 1 | NR | 1.709% | OFFICIAL | 2DN16G23F4221QI100 | 30 | 2DN | ENERGY | 16G | MCCB / DISTR. BOARD | 23F | DISTR.BOARD/CABINETS | 1 | 1 | NR | 28386 | CCM | 13.5 | 12.15 | KG | 8034035046612 | 8034035046612 | 8034035046612 | 85389099
GWD3199 | QDX 630H F.M. GLASS DOOR 600x1600 | QDX 630H PODT. DRZWI SZKLAN 600x1600 | 1190 | 1 | NR | 1170 | 1 | NR | 1.709% | OFFICIAL | 2DN16G23F4241QM100 | 40 | 2DN | ENERGY | 16G | MCCB / DISTR. BOARD | 23F | DISTR.BOARD/CABINETS | 1 | 1 | NR | 55900 | CCM | 18 | 18 | KG | 8034035047664 | 8034035047664 | 8034035047664 | 85389099
GWD3743 | PORTABARRE SAG VAN AFF/EST P600 QDX1600H | UCHWYTY PROF POM DOD/ZEW P600 QDX1600H | 715 | 1 | NR | 703 | 1 | NR | 1.707% | OFFICIAL | 2DN16G23F4171QS100 | 30 | 2DN | ENERGY | 16G | MCCB / DISTR. BOARD | 23F | DISTR.BOARD/CABINETS | 1 | 1 | NR | 4060 | CCM | 4.03 | 4 | KG | 8034035061325 | 8034035061325 | 8034035061325 | 85389099
GWD3357 | SEGR VERT VANO INT/EST 2000x200 QDX630L | SEGR PION POM WEW/ZEW 2000x200 QDX630L | 239 | 1 | NR | 235 | 1 | NR | 1.702% | OFFICIAL | 2DN16G23F4291QQ100 | 30 | 2DN | ENERGY | 16G | MCCB / DISTR. BOARD | 23F | DISTR.BOARD/CABINETS | 1 | 1 | NR | 3400 | CCM | 860 | 850 | G | 8034035052446 | 8034035052446 | 8034035052446 | 85389099
GW45048 | CVX630K - EXT. CABLE COMP. KIT 400X1800 | CVX630K - ZEW. ZEST.PŁYTEK KABL.400X1800 | 837 | 1 | NR | 823 | 1 | NR | 1.701% | OFFICIAL | 2DN16G23F4090YK100 | 40 | 2DN | ENERGY | 16G | MCCB / DISTR. BOARD | 23F | DISTR.BOARD/CABINETS | 1 | 1 | NR | 70686 | CCM | 22.78 | 20.78 | KG | 0 | 0 | 0 | 0
GW47174 | CVX160I/E SOLID FRONT PANEL 600X150 | CVX160I/E PANEL FRONT LITY 600X150 | 29.9 | 1 | NR | 29.4 | 1 | NR | 1.701% | OFFICIAL | 2DN16G23F4020X8100 | 30 | 2DN | ENERGY | 16G | MCCB / DISTR. BOARD | 23F | DISTR.BOARD/CABINETS | 1 | 10 | NR | 4321.8 | CCM | 439.2 | 395.28 | G | 8011564096332 | 8011564096332 | 8011564462649 | 85389099
GW47041E | CVX160E IP55 DIST. BOARD 600X600X170 SD | CVX160E ROZDZIELNICA IP55 600X600X170 SD | 778 | 1 | NR | 765 | 1 | NR | 1.699% | OFFICIAL | 2DN16G23F4040YA100 | 30 | 2DN | ENERGY | 16G | MCCB / DISTR. BOARD | 23F | DISTR.BOARD/CABINETS | 1 | 1 | NR | 132536.25 | CCM | 19.5 | 17.55 | KG | 8011564251274 | 8011564251274 | 8011564251274 | 85381000
GW45115 | CVX630K - IP40 GLASS DOOR 850X1200 | CVX630K - IP40 DRZWI SZKLANE 850X1200 | 898 | 1 | NR | 883 | 1 | NR | 1.699% | OFFICIAL | 2DN16G23F4090YI100 | 40 | 2DN | ENERGY | 16G | MCCB / DISTR. BOARD | 23F | DISTR.BOARD/CABINETS | 1 | 1 | NR | 104139 | CCM | 14.29 | 14 | KG | 0 | 0 | 0 | 0
GWD3206 | QDX 630H F.M. BLIND DOOR 600x1800 | QDX 630H PODT. DRZWI LITE 600x1800 | 898 | 1 | NR | 883 | 1 | NR | 1.699% | OFFICIAL | 2DN16G23F4241QM100 | 40 | 2DN | ENERGY | 16G | MCCB / DISTR. BOARD | 23F | DISTR.BOARD/CABINETS | 1 | 1 | NR | 62880 | CCM | 27.5 | 27.5 | KG | 8034035047732 | 8034035047732 | 8034035047732 | 85389099
GWD3371 | SEGR VERT INT/EST 1800x600 QDX1600H | SEGR PION WEW/ZEW 1800x625 QDX1600H | 659 | 1 | NR | 648 | 1 | NR | 1.698% | OFFICIAL | 2DN16G23F4291QQ100 | 30 | 2DN | ENERGY | 16G | MCCB / DISTR. BOARD | 23F | DISTR.BOARD/CABINETS | 1 | 1 | NR | 16920 | CCM | 4.37 | 4.27 | KG | 8034035052583 | 8034035052583 | 8034035052583 | 85389099
GWD3772 | GIUNTI BARRE SA.RAME 1250/1600A QDX1600H | ZŁĄCZA UCHWYT. SA.MIEDŹ. 1250/1600A QDX1600H | 659 | 1 | NR | 648 | 1 | NR | 1.698% | OFFICIAL | 2DN16G23F4171QS100 | 30 | 2DN | ENERGY | 16G | MCCB / DISTR. BOARD | 23F | DISTR.BOARD/CABINETS | 1 | 1 | NR | 3680 | CCM | 2.88 | 2.85 | KG | 8034035061707 | 8034035061707 | 8034035061707 | 72159000
GW45014 | CVX630K - W.M. STRUCTURE 850X1000 | CVX630K-KONSTRUKCJA NATYNKOWA 850X1000 | 779 | 1 | NR | 766 | 1 | NR | 1.697% | OFFICIAL | 2DN16G23F4090YF100 | 40 | 2DN | ENERGY | 16G | MCCB / DISTR. BOARD | 23F | DISTR.BOARD/CABINETS | 1 | 1 | NR | 75168 | CCM | 20 | 19.5 | KG | 0 | 0 | 0 | 0
GW45089 | CVX630M - INT.CABLE COMPART.KIT H2000 | CVX630M - WEW.ZEST.PŁYTEK KABL. H2000 | 540 | 1 | NR | 531 | 1 | NR | 1.695% | OFFICIAL | 2DN16G23F4110Z4100 | 40 | 2DN | ENERGY | 16G | MCCB / DISTR. BOARD | 23F | DISTR.BOARD/CABINETS | 1 | 1 | NR | 47355 | CCM | 12.83 | 11.547 | KG | 0 | 0 | 0 | 0
GW45362 | CVX630K/M - AERATION FRONT PANEL 600X200 | CVX630K/M - PANEL FRONT WENTYLAC 600X200 | 120 | 1 | NR | 118 | 1 | NR | 1.695% | OFFICIAL | 2DN16G23F4130YM100 | 40 | 2DN | ENERGY | 16G | MCCB / DISTR. BOARD | 23F | DISTR.BOARD/CABINETS | 1 | 1 | NR | 2850 | CCM | 1.08 | 1 | KG | 0 | 0 | 0 | 0
GW45458 | CVX630M - VERT. SEPARATOR EXT VAIN H1800 | CVX630M - PION. PRZEGRODA ZEW. H1800 | 240 | 1 | NR | 236 | 1 | NR | 1.695% | OFFICIAL | 2DN16G23F4130YM100 | 40 | 2DN | ENERGY | 16G | MCCB / DISTR. BOARD | 23F | DISTR.BOARD/CABINETS | 1 | 1 | NR | 10800 | CCM | 2.6 | 2.34 | KG | 0 | 0 | 0 | 0
GW45478 | CVX630M - VERT. SEPARATOR INT VAIN H1800 | CVX630M - PION. PRZEGRODA WEW. H1800 | 240 | 1 | NR | 236 | 1 | NR | 1.695% | OFFICIAL | 2DN16G23F4130YM100 | 40 | 2DN | ENERGY | 16G | MCCB / DISTR. BOARD | 23F | DISTR.BOARD/CABINETS | 1 | 1 | NR | 8190 | CCM | 2.6 | 2.34 | KG | 0 | 0 | 0 | 0
GW45582 | CVX630M - ADDIT. PLINTH FOR BOARD B600 | CVX630M - DODATK. COKÓŁ DO ROZDZIEL.B600 | 240 | 1 | NR | 236 | 1 | NR | 1.695% | OFFICIAL | 2DN16G23F4130YM100 | 40 | 2DN | ENERGY | 16G | MCCB / DISTR. BOARD | 23F | DISTR.BOARD/CABINETS | 1 | 1 | NR | 6380 | CCM | 4 | 3.6 | KG | 0 | 0 | 0 | 0
GWD3003 | QDX 630L W.M. BASE/HEAD 300x200 | QDX 630L NATYNK. PODST/STACJA 300x200 | 240 | 1 | NR | 236 | 1 | NR | 1.695% | OFFICIAL | 2DN16G23F4221QG100 | 30 | 2DN | ENERGY | 16G | MCCB / DISTR. BOARD | 23F | DISTR.BOARD/CABINETS | 1 | 1 | NR | 19008 | CCM | 3.64 | 3.64 | KG | 8034035046148 | 8034035046148 | 8034035046148 | 85389099
GWD3706 | PORTABARRE 630A L850 QDX630L | UCHWYTY 630A L850 QDX630L | 360 | 1 | NR | 354 | 1 | NR | 1.695% | OFFICIAL | 2DN16G23F4171QS100 | 30 | 2DN | ENERGY | 16G | MCCB / DISTR. BOARD | 23F | DISTR.BOARD/CABINETS | 1 | 1 | NR | 5940 | CCM | 1.56 | 1.56 | KG | 8034035061080 | 8034035061080 | 8034035061080 | 85389099
GWD3727 | PORTAB VAN AFF 630A P400 QDX630H | UCHW. VAN AFF 630A P400 QDX630H | 360 | 1 | NR | 354 | 1 | NR | 1.695% | OFFICIAL | 2DN16G23F4171QS100 | 30 | 2DN | ENERGY | 16G | MCCB / DISTR. BOARD | 23F | DISTR.BOARD/CABINETS | 1 | 1 | NR | 1568 | CCM | 0.94 | 0.94 | KG | 8034035061189 | 8034035061189 | 8034035061189 | 85389099
GWD3086 | QDX 630L F.M. INT. CABLE COMP. 1800x300 | QDX 630L PODT. WEW. PRZED.KAB 1800x300 | 601 | 1 | NR | 591 | 1 | NR | 1.692% | OFFICIAL | 2DN16G23F4221QI100 | 30 | 2DN | ENERGY | 16G | MCCB / DISTR. BOARD | 23F | DISTR.BOARD/CABINETS | 1 | 1 | NR | 28500 | CCM | 11.5 | 11 | KG | 8034035046827 | 8034035046827 | 8034035046827 | 85389099
GW49763 | GWFIX100 - BUSBARS 100A 2P 18 MOD. | GWFIX100 - MAGISTRALE 100A 2P 18 MOD. | 36.1 | 1 | NR | 35.5 | 1 | NR | 1.69% | OFFICIAL | 2DN16G23F4170ZM100 | 40 | 2DN | ENERGY | 16G | MCCB / DISTR. BOARD | 23F | DISTR.BOARD/CABINETS | 1 | 6 | NR | 1316 | CCM | 362 | 330 | G | 0 | 0 | 0 | 0
GWD3008 | QDX 630L W.M. VERT UPRIG. B600/850 H1200 | QDX 630L NATYNK. PION RAM B600/850 H1200 | 361 | 1 | NR | 355 | 1 | NR | 1.69% | OFFICIAL | 2DN16G23F4221QG100 | 30 | 2DN | ENERGY | 16G | MCCB / DISTR. BOARD | 23F | DISTR.BOARD/CABINETS | 1 | 1 | NR | 21033 | CCM | 7.5 | 6.8 | KG | 8034035046162 | 8034035046162 | 8034035046162 | 85389099
GWD3081 | QDX 630L F.M. BLIND DOOR 400x1800 | QDX 630L PODTYN. DRZWI LITE 400x1800 | 722 | 1 | NR | 710 | 1 | NR | 1.69% | OFFICIAL | 2DN16G23F4221QI100 | 40 | 2DN | ENERGY | 16G | MCCB / DISTR. BOARD | 23F | DISTR.BOARD/CABINETS | 1 | 1 | NR | 38677.5 | CCM | 13 | 13 | KG | 8034035046773 | 8034035046773 | 8034035046773 | 85389099
GW45105 | CVX630K - IP40 GLASS DOOR 600X1200 | CVX630K - IP40 DRZWI SZKLANE 600X1200 | 662 | 1 | NR | 651 | 1 | NR | 1.69% | OFFICIAL | 2DN16G23F4090YI100 | 40 | 2DN | ENERGY | 16G | MCCB / DISTR. BOARD | 23F | DISTR.BOARD/CABINETS | 1 | 1 | NR | 69144 | CCM | 11.88 | 10.692 | KG | 8011564286368 | 8011564286368 | 8011564286368 | 85389099
GWD3156 | QDX 630H PAVIM MONT ANT 600+300x1600x400 | QDX 630H PODT. RAM. PION 600/+300x1600 | 482 | 1 | NR | 474 | 1 | NR | 1.688% | OFFICIAL | 2DN16G23F4241QM100 | 30 | 2DN | ENERGY | 16G | MCCB / DISTR. BOARD | 23F | DISTR.BOARD/CABINETS | 1 | 1 | NR | 42360.5 | CCM | 14 | 13 | KG | 8034035047244 | 8034035047244 | 8034035047244 | 85389099
GWD3171 | QDX 630H PAV MONT POST 600+300x1600x400 | QDX 630H PODT. TYL.PION 600/+300x1600 | 482 | 1 | NR | 474 | 1 | NR | 1.688% | OFFICIAL | 2DN16G23F4241QM100 | 30 | 2DN | ENERGY | 16G | MCCB / DISTR. BOARD | 23F | DISTR.BOARD/CABINETS | 1 | 1 | NR | 44336 | CCM | 15.5 | 14.5 | KG | 8034035047404 | 8034035047404 | 8034035047404 | 85389099
GWD3175 | QDX 630H PAVIM MONTANTI 600+300x2000x250 | QDX 630H PODT. TYL.PION 600+300x2000 | 482 | 1 | NR | 474 | 1 | NR | 1.688% | OFFICIAL | 2DN16G23F4241QM100 | 30 | 2DN | ENERGY | 16G | MCCB / DISTR. BOARD | 23F | DISTR.BOARD/CABINETS | 1 | 1 | NR | 88620 | CCM | 26.56 | 23.904 | KG | 8034035047459 | 8034035047459 | 8034035047459 | 85389099
GWD3194 | QDX 630H F.M. REAR PANELS 850x1800 | QDX 630H PODT. PANELE TYLNE 850x1800 | 482 | 1 | NR | 474 | 1 | NR | 1.688% | OFFICIAL | 2DN16G23F4241QM100 | 40 | 2DN | ENERGY | 16G | MCCB / DISTR. BOARD | 23F | DISTR.BOARD/CABINETS | 1 | 1 | NR | 66259 | CCM | 23 | 20.7 | KG | 8034035047619 | 8034035047619 | 8034035047619 | 85389099
GWD3431 | SERR TRIANGOLO VANO EST QDX630L | ZAMEK TRÓJK POM ZEW QDX630L | 241 | 1 | NR | 237 | 1 | NR | 1.688% | OFFICIAL | 2DN16G23F4291QQ100 | 40 | 2DN | ENERGY | 16G | MCCB / DISTR. BOARD | 23F | DISTR.BOARD/CABINETS | 1 | 1 | NR | 1200 | CCM | 390 | 390 | G | 8034035052903 | 8034035052903 | 8034035052903 | 85389099
GWD3552 | KIT MSS250 850x300 ORIZ/VERT | ZEST. MSS250 850x300 POZ./PION | 482 | 1 | NR | 474 | 1 | NR | 1.688% | OFFICIAL | 2DN16G23F4291QO100 | 30 | 2DN | ENERGY | 16G | MCCB / DISTR. BOARD | 23F | DISTR.BOARD/CABINETS | 1 | 1 | NR | 9120 | CCM | 5.1 | 5.1 | KG | 8034035060755 | 8034035060755 | 8034035060755 | 85389099
GWD3054 | QDX 630L F.M. SIDE PANELS 1600x300 | QDX 630L PODTYN. PANELE BOCZN 1600x300 | 422 | 1 | NR | 415 | 1 | NR | 1.687% | OFFICIAL | 2DN16G23F4221QI100 | 30 | 2DN | ENERGY | 16G | MCCB / DISTR. BOARD | 23F | DISTR.BOARD/CABINETS | 1 | 1 | NR | 25222.5 | CCM | 10 | 9 | KG | 8034035046506 | 8034035046506 | 8034035046506 | 85389099
GW47231 | GWFIX250-CONDUCTOR 63A 120MM BLACK | GWFIX250-PRZEWÓD 63A 120MM CZARNY | 9.05 | 1 | NR | 8.9 | 1 | NR | 1.685% | OFFICIAL | 2DN16G23F4170ZN100 | 40 | 2DN | ENERGY | 16G | MCCB / DISTR. BOARD | 23F | DISTR.BOARD/CABINETS | 10 | 100 | NR | 42.323 | CCM | 18.85 | 16.965 | G | 0 | 0 | 0 | 0
GW47246 | GWFIX250-CONDUCTOR 63A 120MM BLUE | GWFIX250-PRZEWÓD 63A 120MM NIEBIESKI | 9.05 | 1 | NR | 8.9 | 1 | NR | 1.685% | OFFICIAL | 2DN16G23F4170ZN100 | 40 | 2DN | ENERGY | 16G | MCCB / DISTR. BOARD | 23F | DISTR.BOARD/CABINETS | 10 | 100 | NR | 42.323 | CCM | 18.85 | 16.965 | G | 0 | 0 | 0 | 0
GWD3046 | QDX 630L F.M. BASE/HEAD 400X300 | QDX 630L PODTYN. PODST/STACJA 400x300 | 543 | 1 | NR | 534 | 1 | NR | 1.685% | OFFICIAL | 2DN16G23F4221QI100 | 40 | 2DN | ENERGY | 16G | MCCB / DISTR. BOARD | 23F | DISTR.BOARD/CABINETS | 1 | 1 | NR | 29304 | CCM | 9.1 | 8.19 | KG | 8034035046445 | 8034035046445 | 8034035046445 | 85389099
GWD3509 | KIT MSX/M160c 850x200 ORIZ FISSO | ZEST. MSX/M160c 850x200 POZ. STAŁY | 362 | 1 | NR | 356 | 1 | NR | 1.685% | OFFICIAL | 2DN16G23F4291QO100 | 30 | 2DN | ENERGY | 16G | MCCB / DISTR. BOARD | 23F | DISTR.BOARD/CABINETS | 1 | 1 | NR | 9000 | CCM | 3.84 | 3.84 | KG | 8034035060526 | 8034035060526 | 8034035060526 | 85389099
GWD3510 | KIT MSX/D125 850x200 ORIZ FISSO | ZEST. MSX/D125 850x200 POZ. STAŁY | 362 | 1 | NR | 356 | 1 | NR | 1.685% | OFFICIAL | 2DN16G23F4291QO100 | 30 | 2DN | ENERGY | 16G | MCCB / DISTR. BOARD | 23F | DISTR.BOARD/CABINETS | 1 | 1 | NR | 7500 | CCM | 3.82 | 3.82 | KG | 8034035060533 | 8034035060533 | 8034035060533 | 85389099
GWD3511 | KIT MSX/D/M/c160-250 850x200 ORIZ FISSO | ZEST. MSX/D/M/c160-250 850x200 POZ. STAŁY | 362 | 1 | NR | 356 | 1 | NR | 1.685% | OFFICIAL | 2DN16G23F4291QO100 | 30 | 2DN | ENERGY | 16G | MCCB / DISTR. BOARD | 23F | DISTR.BOARD/CABINETS | 1 | 1 | NR | 3000 | CCM | 3.89 | 3.89 | KG | 8034035060540 | 8034035060540 | 8034035060540 | 85389099
GWD3512 | KIT MSX/E160-250 850x200 ORIZ FISSO | ZEST. MSX/E160-250 850x200 POZ. STAŁY | 362 | 1 | NR | 356 | 1 | NR | 1.685% | OFFICIAL | 2DN16G23F4291QO100 | 30 | 2DN | ENERGY | 16G | MCCB / DISTR. BOARD | 23F | DISTR.BOARD/CABINETS | 1 | 1 | NR | 4500 | CCM | 3.72 | 3.72 | KG | 8034035060557 | 8034035060557 | 8034035060557 | 85389099
GWD3374 | SEGR VERT INT/EST 2000x800 QDX1600H | SEGR PION WEW/ZEW 2000x800 QDX1600H | 845 | 1 | NR | 831 | 1 | NR | 1.685% | OFFICIAL | 2DN16G23F4291QQ100 | 30 | 2DN | ENERGY | 16G | MCCB / DISTR. BOARD | 23F | DISTR.BOARD/CABINETS | 1 | 1 | NR | 26000 | CCM | 6.3 | 6.2 | KG | 8034035052613 | 8034035052613 | 8034035052613 | 85389099
GWD3223 | QDX1600H PAV PANNELLI LAT AERATI2000x800 | QDX1600H PODŁ PANELE STR. WENT.2000x800 | 664 | 1 | NR | 653 | 1 | NR | 1.685% | OFFICIAL | 2DN16G23F4260YO100 | 40 | 2DN | ENERGY | 16G | MCCB / DISTR. BOARD | 23F | DISTR.BOARD/CABINETS | 1 | 1 | NR | 96672 | CCM | 45 | 44 | KG | 8034035078026 | 8034035078026 | 8034035078026 | 85371091
GW47162 | CVX160E IP65 SOLID DOOR 600X800 | CVX160E IP65 DRZWI LITE 600X800 | 483 | 1 | NR | 475 | 1 | NR | 1.684% | OFFICIAL | 2DN16G23F4020X8100 | 30 | 2DN | ENERGY | 16G | MCCB / DISTR. BOARD | 23F | DISTR.BOARD/CABINETS | 1 | 1 | NR | 36432 | CCM | 8.5 | 7.65 | KG | 8011564096271 | 8011564096271 | 8011564096271 | 85389099
GWD3068 | QDX 630L F.M. GLASS DOOR 600x1600 | QDX 630L PODTYN. DRZWI SZKLAN 600x1600 | 966 | 1 | NR | 950 | 1 | NR | 1.684% | OFFICIAL | 2DN16G23F4221QI100 | 40 | 2DN | ENERGY | 16G | MCCB / DISTR. BOARD | 23F | DISTR.BOARD/CABINETS | 1 | 1 | NR | 52727.5 | CCM | 16.5 | 16.5 | KG | 8034035046643 | 8034035046643 | 8034035046643 | 85389099
GWD3418 | ZOCCOLO ADDIZIONALE 600+300x600 QDX1600H | DODATKOWY COKÓŁ 600+200x600 QDX1600H | 483 | 1 | NR | 475 | 1 | NR | 1.684% | OFFICIAL | 2DN16G23F4291QQ100 | 40 | 2DN | ENERGY | 16G | MCCB / DISTR. BOARD | 23F | DISTR.BOARD/CABINETS | 1 | 1 | NR | 16150 | CCM | 11.42 | 11.42 | KG | 8034035052835 | 8034035052835 | 8034035052835 | 85389099
GWD3419 | ZOCCOLO ADDIZIONALE 400x800 QDX1600H | DODATKOWY COKÓŁ 400x800 QDX1600H | 483 | 1 | NR | 475 | 1 | NR | 1.684% | OFFICIAL | 2DN16G23F4291QQ100 | 40 | 2DN | ENERGY | 16G | MCCB / DISTR. BOARD | 23F | DISTR.BOARD/CABINETS | 1 | 1 | NR | 12000 | CCM | 7.794 | 7.015 | KG | 8034035052842 | 8034035052842 | 8034035052842 | 85389099
GW47252 | CVX160I DIN RAIL - TWIN EN 50022 DIN35 | CVX160I SZYNA DIN - PODW EN 50022 DIN35 | 30.2 | 1 | NR | 29.7 | 1 | NR | 1.684% | OFFICIAL | 2DN16G23F4010X6100 | 30 | 2DN | ENERGY | 16G | MCCB / DISTR. BOARD | 23F | DISTR.BOARD/CABINETS | 1 | 10 | NR | 2820 | CCM | 457.8 | 429.944 | G | 8011564111240 | 8011564111240 | 8011564474444 | 85389099
GWD3359 | SEGR VERT VANO INT/EST 1800x300 QDX630L | SEGR PION POM WEW/ZEW 1800x300 QDX630L | 302 | 1 | NR | 297 | 1 | NR | 1.684% | OFFICIAL | 2DN16G23F4291QQ100 | 30 | 2DN | ENERGY | 16G | MCCB / DISTR. BOARD | 23F | DISTR.BOARD/CABINETS | 1 | 1 | NR | 6516 | CCM | 1.14 | 1.1 | KG | 8034035052460 | 8034035052460 | 8034035052460 | 85389099
GWD3043 | QDX 630L F.M. BASE/HEAD 850X200 | QDX 630L PODTYN. PODST/STACJA 850x200 | 544 | 1 | NR | 535 | 1 | NR | 1.682% | OFFICIAL | 2DN16G23F4221QI100 | 40 | 2DN | ENERGY | 16G | MCCB / DISTR. BOARD | 23F | DISTR.BOARD/CABINETS | 1 | 1 | NR | 25578 | CCM | 11.69 | 11.69 | KG | 8034035046414 | 8034035046414 | 8034035046414 | 85389099
GW45431 | CVX630K/M - BACK-MOUNTING PLATE 850X200 | CVX630K/M - TYLNA PŁYTA MONTAŻ. 850X200 | 90.7 | 1 | NR | 89.2 | 1 | NR | 1.682% | OFFICIAL | 2DN16G23F4130YM100 | 40 | 2DN | ENERGY | 16G | MCCB / DISTR. BOARD | 23F | DISTR.BOARD/CABINETS | 1 | 1 | NR | 1520 | CCM | 2.55 | 2.355 | KG | 8011564283367 | 8011564283367 | 8011564283367 | 85389099
GW45451 | CVX630K - HOR. SEPARATOR B600 | CVX630K - POZ. PRZEGRODA B600 | 90.7 | 1 | NR | 89.2 | 1 | NR | 1.682% | OFFICIAL | 2DN16G23F4130YM100 | 40 | 2DN | ENERGY | 16G | MCCB / DISTR. BOARD | 23F | DISTR.BOARD/CABINETS | 1 | 1 | NR | 2432 | CCM | 860 | 840 | G | 0 | 0 | 0 | 0
GW45109 | CVX630K - IP40 GLASS DOOR 600X2000 | CVX630K - IP40 DRZWI SZKLANE 600X2000 | 1210 | 1 | NR | 1190 | 1 | NR | 1.681% | OFFICIAL | 2DN16G23F4090YI100 | 40 | 2DN | ENERGY | 16G | MCCB / DISTR. BOARD | 23F | DISTR.BOARD/CABINETS | 1 | 1 | NR | 122409 | CCM | 22 | 20 | KG | 0 | 0 | 0 | 0
GW45305 | CVX630K/M - SOLID PANEL 600X300 | CVX630K/M - LITY PANEL 600X300 | 72.6 | 1 | NR | 71.4 | 1 | NR | 1.681% | OFFICIAL | 2DN16G23F4130YM100 | 40 | 2DN | ENERGY | 16G | MCCB / DISTR. BOARD | 23F | DISTR.BOARD/CABINETS | 1 | 1 | NR | 4417.5 | CCM | 2.1 | 2 | KG | 8011564286788 | 8011564286788 | 8011564286788 | 85389099
GW45454 | CVX630M - HORIZZONTAL SEPARATOR B850 | CVX630M - POZIOMA PRZEGRODA B850 | 121 | 1 | NR | 119 | 1 | NR | 1.681% | OFFICIAL | 2DN16G23F4130YM100 | 40 | 2DN | ENERGY | 16G | MCCB / DISTR. BOARD | 23F | DISTR.BOARD/CABINETS | 1 | 1 | NR | 3600 | CCM | 1.3 | 1.17 | KG | 0 | 0 | 0 | 0
GW45558 | QDX - 2 CU BARS 630A 30x10 L=1750 | CVX630K -2 SZYNY MIEDZ 630A 30x10 L=1750 | 1210 | 1 | NR | 1190 | 1 | NR | 1.681% | OFFICIAL | 2DN16G23F4171QS100 | 30 | 2DN | ENERGY | 16G | MCCB / DISTR. BOARD | 23F | DISTR.BOARD/CABINETS | 1 | 1 | NR | 2100 | CCM | 9.12 | 8.5 | KG | 8011564283534 | 8011564283534 | 8011564283534 | 74071000
GW47042E | CVX160E IP55 DIST. BOARD 600X800X170 SD | CVX160E ROZDZIELNICA IP55 600X800X170 SD | 847 | 1 | NR | 833 | 1 | NR | 1.681% | OFFICIAL | 2DN16G23F4040YA100 | 30 | 2DN | ENERGY | 16G | MCCB / DISTR. BOARD | 23F | DISTR.BOARD/CABINETS | 1 | 1 | NR | 148176 | CCM | 23 | 20.7 | KG | 8011564251281 | 8011564251281 | 8011564251281 | 85381000
GW47201 | GWFIX250-DIVIDER 24M CVX160E | GWFIX250-PRZEKŁADKA 24M CVX160E | 363 | 1 | NR | 357 | 1 | NR | 1.681% | OFFICIAL | 2DN16G23F4170ZN100 | 40 | 2DN | ENERGY | 16G | MCCB / DISTR. BOARD | 23F | DISTR.BOARD/CABINETS | 1 | 5 | NR | 5375.4 | CCM | 1.746 | 1.571 | KG | 0 | 0 | 0 | 0
GW49085 | CVX1600-SOLID METAL DOOR 800X1800 | CVX1600 - DRZWI PEŁNE IP65 850X1800 | 1210 | 1 | NR | 1190 | 1 | NR | 1.681% | OFFICIAL | 2DN16G23F4150ZB100 | 40 | 2DN | ENERGY | 16G | MCCB / DISTR. BOARD | 23F | DISTR.BOARD/CABINETS | 1 | 1 | NR | 115472.5 | CCM | 30.2 | 27.18 | KG
GW49149 | CVX1600-DIN RAIL KIT 1X36M OPEN FR. MTX | CVX1600-ZESTAW PROWA.DIN 1X36M SEGR. MTX | 121 | 1 | NR | 119 | 1 | NR | 1.681% | OFFICIAL | 2DN16G23F4150ZG100 | 40 | 2DN | ENERGY | 16G | MCCB / DISTR. BOARD | 23F | DISTR.BOARD/CABINETS | 1 | 1 | NR | 13545 | CCM | 1.9 | 1.71 | KG
GWD3114 | QDX 630H W.M. GLASS DOOR 600x1200 | QDX 630H NATYNK. DRZWI SZKLAN 600x1200 | 847 | 1 | NR | 833 | 1 | NR | 1.681% | OFFICIAL | 2DN16G23F4241QK100 | 40 | 2DN | ENERGY | 16G | MCCB / DISTR. BOARD | 23F | DISTR.BOARD/CABINETS | 1 | 1 | NR | 24003 | CCM | 11 | 11 | KG | 8034035046926 | 8034035046926 | 8034035046926 | 85389099
GWD3126 | QDX 630H PARETE KIT SOVRAP 850x300 | QDX 630H ŚCIANA ZESTAW NAKŁAD. 850x300 | 121 | 1 | NR | 119 | 1 | NR | 1.681% | OFFICIAL | 2DN16G23F4241QK100 | 30 | 2DN | ENERGY | 16G | MCCB / DISTR. BOARD | 23F | DISTR.BOARD/CABINETS | 1 | 1 | NR | 6642 | CCM | 1.48 | 1.45 | KG | 8034035059780 | 8034035059780 | 8034035059780 | 85389099
GWD3408 | ZOCCOLO ADDIZIONALE 600x250 QDX630H | DODATKOWY COKÓŁ 600x250 QDX630H | 242 | 1 | NR | 238 | 1 | NR | 1.681% | OFFICIAL | 2DN16G23F4291QQ100 | 40 | 2DN | ENERGY | 16G | MCCB / DISTR. BOARD | 23F | DISTR.BOARD/CABINETS | 1 | 1 | NR | 8349 | CCM | 3.99 | 3.99 | KG | 8034035052736 | 8034035052736 | 8034035052736 | 85389099
GWD3729 | PORTABARRE 630A L600 QDX1600H | UCHWYTY 630A L600 QDX1600H | 484 | 1 | NR | 476 | 1 | NR | 1.681% | OFFICIAL | 2DN16G23F4171QS100 | 30 | 2DN | ENERGY | 16G | MCCB / DISTR. BOARD | 23F | DISTR.BOARD/CABINETS | 1 | 1 | NR | 5130 | CCM | 2.36 | 2.3 | KG | 8034035061202 | 8034035061202 | 8034035061202 | 85389099
GWD9907 | 3 STRINGS BOARD 1000V DC 32A | ROZDZIELNICA Z 3 ŁAŃCUCHAMI 1000V DC 32A | 1210 | 1 | NR | 1190 | 1 | NR | 1.681% | OFFICIAL | 2DN16G23F4200ZZ100 | 40 | 2DN | ENERGY | 16G | MCCB / DISTR. BOARD | 23F | DISTR.BOARD/CABINETS | 1 | 1 | NR | 27888.75 | CCM | 4.031 | 3.403 | KG | 8011564780699 | 8011564780699 | 8011564780699 | 85371098
GWD3113 | QDX 630H W.M. GLASS DOOR 600x1000 | QDX 630H NATYNK. DRZWI SZKLAN 600x1000 | 787 | 1 | NR | 774 | 1 | NR | 1.68% | OFFICIAL | 2DN16G23F4241QK100 | 40 | 2DN | ENERGY | 16G | MCCB / DISTR. BOARD | 23F | DISTR.BOARD/CABINETS | 1 | 1 | NR | 20088 | CCM | 9.5 | 9.5 | KG | 8034035046919 | 8034035046919 | 8034035046919 | 85389099
GWD3149 | QDX 630H PAVIM F.M. UPR 600/850x1800x250 | QDX 630H PAVIM PDT. PIO 600/850x1800x250 | 787 | 1 | NR | 774 | 1 | NR | 1.68% | OFFICIAL | 2DN16G23F4241QM100 | 30 | 2DN | ENERGY | 16G | MCCB / DISTR. BOARD | 23F | DISTR.BOARD/CABINETS | 1 | 1 | NR | 40470 | CCM | 19.5 | 18.5 | KG | 8034035047176 | 8034035047176 | 8034035047176 | 85389099
GWD3216 | QDX 630H F.M. INT. CAB COMP 600+300x2000 | QDX 630H PODT. WEW. PRZ KAB 600+300x2000 | 787 | 1 | NR | 774 | 1 | NR | 1.68% | OFFICIAL | 2DN16G23F4241QM100 | 40 | 2DN | ENERGY | 16G | MCCB / DISTR. BOARD | 23F | DISTR.BOARD/CABINETS | 1 | 1 | NR | 31800 | CCM | 12.5 | 12.5 | KG | 8034035047831 | 8034035047831 | 8034035047831 | 85389099
GW49776 | GWFIX100 - N°10 CONNECTIONS L1-N 40A | GWFIX100 - PRZYŁĄCZA NR 10 L1-N 40A | 72.7 | 1 | NR | 71.5 | 1 | NR | 1.678% | OFFICIAL | 2DN16G23F4170ZM100 | 40 | 2DN | ENERGY | 16G | MCCB / DISTR. BOARD | 23F | DISTR.BOARD/CABINETS | 1 | 6 | NR | 284.69 | CCM | 113.5 | 102.15 | G | 0 | 0 | 0 | 0
GW49777 | GWFIX100 - N°10 CONNECTIONS L2-N 40A | GWFIX100 - PRZYŁĄCZA NR 10 L2-N 40A | 72.7 | 1 | NR | 71.5 | 1 | NR | 1.678% | OFFICIAL | 2DN16G23F4170ZM100 | 40 | 2DN | ENERGY | 16G | MCCB / DISTR. BOARD | 23F | DISTR.BOARD/CABINETS | 1 | 6 | NR | 282.744 | CCM | 109 | 98.1 | G | 0 | 0 | 0 | 0
GW49778 | GWFIX100 - N°10 CONNECTIONS L3-N 40A | GWFIX100 - PRZYŁĄCZA NR 10 L3-N 40A | 72.7 | 1 | NR | 71.5 | 1 | NR | 1.678% | OFFICIAL | 2DN16G23F4170ZM100 | 40 | 2DN | ENERGY | 16G | MCCB / DISTR. BOARD | 23F | DISTR.BOARD/CABINETS | 1 | 6 | NR | 282.744 | CCM | 105.167 | 94.65 | G | 0 | 0 | 0 | 0
GWD3468 | TRAVERSE ORIZZONTALI B400 QDX630H | LISTWY POZIOME B400 QDX630H | 72.7 | 1 | NR | 71.5 | 1 | NR | 1.678% | OFFICIAL | 2DN16G23F4291QQ100 | 30 | 2DN | ENERGY | 16G | MCCB / DISTR. BOARD | 23F | DISTR.BOARD/CABINETS | 1 | 1 | NR | 155 | CCM | 0.33 | 0.33 | KG | 8034035078101 | 8034035078101 | 8034035078101 | 85389099
GW47141 | CVX160E IP55 SOLID DOOR 600X600 | CVX160E IP55 DRZWI LITE 600X600 | 303 | 1 | NR | 298 | 1 | NR | 1.678% | OFFICIAL | 2DN16G23F4020X8100 | 30 | 2DN | ENERGY | 16G | MCCB / DISTR. BOARD | 23F | DISTR.BOARD/CABINETS | 1 | 1 | NR | 28512 | CCM | 6.36 | 5.724 | KG | 8011564096233 | 8011564096233 | 8011564096233 | 85389099
GWD3035 | QDX 630L PARETE/PAVIM KIT AFFIANCAMENTO | QDX 630L ŚCIANA/PODŁ ZEST. POMOCN | 48.5 | 1 | NR | 47.7 | 1 | NR | 1.677% | OFFICIAL | 2DN16G23F4221QG100 | 30 | 2DN | ENERGY | 16G | MCCB / DISTR. BOARD | 23F | DISTR.BOARD/CABINETS | 1 | 1 | NR | 5832 | CCM | 220 | 220 | G | 8034035059667 | 8034035059667 | 8034035059667 | 85389099
GW45174 | CVX630M - IP55 SOLID DOOR 600X1000 | CVX630M - IP55 DRZWI LITE 600X1000 | 667 | 1 | NR | 656 | 1 | NR | 1.677% | OFFICIAL | 2DN16G23F4110Z2100 | 40 | 2DN | ENERGY | 16G | MCCB / DISTR. BOARD | 23F | DISTR.BOARD/CABINETS | 1 | 1 | NR | 59296 | CCM | 10.66 | 9.594 | KG | 0 | 0 | 0 | 0
GW45518 | CVX630K/M - CABLE FIXING RAIL B600 | CVX630K/M -SZYNA MOCOWANIA PRZEWOD. B600 | 54.6 | 1 | NR | 53.7 | 1 | NR | 1.676% | OFFICIAL | 2DN16G23F4130YM100 | 40 | 2DN | ENERGY | 16G | MCCB / DISTR. BOARD | 23F | DISTR.BOARD/CABINETS | 1 | 1 | NR | 1887 | CCM | 400 | 360 | G | 0 | 0 | 0 | 0
GWD3106 | QDX 630H W.M. STRUCTURE 850x1200x200 | QDX 630H NATYNK. KONSTRUK. 850x1200x200 | 1820 | 1 | NR | 1790 | 1 | NR | 1.676% | OFFICIAL | 2DN16G23F4241QK100 | 30 | 2DN | ENERGY | 16G | MCCB / DISTR. BOARD | 23F | DISTR.BOARD/CABINETS | 1 | 1 | NR | 190212 | CCM | 31.5 | 31.5 | KG | 8034035046902 | 8034035046902 | 8034035046902 | 85389099
GWD3120 | QDX 630H W.M. BLIND DOOR 850x1200 | QDX 630H NATYNK. DRZWI LITE 850x1200 | 789 | 1 | NR | 776 | 1 | NR | 1.675% | OFFICIAL | 2DN16G23F4241QK100 | 40 | 2DN | ENERGY | 16G | MCCB / DISTR. BOARD | 23F | DISTR.BOARD/CABINETS | 1 | 1 | NR | 31488 | CCM | 15 | 15 | KG | 8034035046988 | 8034035046988 | 8034035046988 | 85389099
GW47652 | CVX-NR.2 FLEXIBLE BAND 250A 20X5X1 | CVX - N°2 ZAWIASY CU 250A L2MT | 425 | 1 | NR | 418 | 1 | NR | 1.675% | OFFICIAL | 2DN16G23F4170ZQ100 | 30 | 2DN | ENERGY | 16G | MCCB / DISTR. BOARD | 23F | DISTR.BOARD/CABINETS | 1 | 1 | NR | 3280 | CCM | 2.722 | 2.45 | KG | 8011564135765 | 8011564135765 | 8011564135765 | 85389099
GW45301 | CVX630K/M - SOLID PANEL 600X50 | CVX630K/M - LITY PANEL 600X50 | 48.6 | 1 | NR | 47.8 | 1 | NR | 1.674% | OFFICIAL | 2DN16G23F4130YM100 | 40 | 2DN | ENERGY | 16G | MCCB / DISTR. BOARD | 23F | DISTR.BOARD/CABINETS | 1 | 1 | NR | 855 | CCM | 500 | 480 | G | 0 | 0 | 0 | 0
GWD3367 | SEGR VERT INT/EST 2000x250 QDX630H | SEGR PION WEW/ZEW 2000x250 QDX630H | 243 | 1 | NR | 239 | 1 | NR | 1.674% | OFFICIAL | 2DN16G23F4291QQ100 | 30 | 2DN | ENERGY | 16G | MCCB / DISTR. BOARD | 23F | DISTR.BOARD/CABINETS | 1 | 1 | NR | 11000 | CCM | 840 | 840 | G | 8034035052545 | 8034035052545 | 8034035052545 | 85389099
GWD3705 | PORTABARRE 250-400A L850 QDX630L | UCHWYTY 250-400A L850 QDX630L | 243 | 1 | NR | 239 | 1 | NR | 1.674% | OFFICIAL | 2DN16G23F4171QS100 | 30 | 2DN | ENERGY | 16G | MCCB / DISTR. BOARD | 23F | DISTR.BOARD/CABINETS | 1 | 1 | NR | 1980 | CCM | 1 | 1 | KG | 8034035061073 | 8034035061073 | 8034035061073 | 85389099
GW49470 | CVX1600-SOLID FRONT PANEL 36M 850X100 | CVX1600 - PEŁEN PANEL 850X100 36M | 79 | 1 | NR | 77.7 | 1 | NR | 1.673% | OFFICIAL | 2DN16G23F4150ZI100 | 40 | 2DN | ENERGY | 16G | MCCB / DISTR. BOARD | 23F | DISTR.BOARD/CABINETS | 1 | 1 | NR | 1600 | CCM | 1.252 | 1.127 | KG
GW45321 | CVX630K/M - SOLID PANEL 850X50 | CVX630K/M - LITY PANEL 850X50 | 54.7 | 1 | NR | 53.8 | 1 | NR | 1.673% | OFFICIAL | 2DN16G23F4130YM100 | 40 | 2DN | ENERGY | 16G | MCCB / DISTR. BOARD | 23F | DISTR.BOARD/CABINETS | 1 | 1 | NR | 1155 | CCM | 700 | 650 | G | 0 | 0 | 0 | 0
GWD3421 | ZOCCOLO ADDIZIONALE 850x800 QDX1600H | DODATKOWY COKÓŁ 850x800 QDX1600H | 547 | 1 | NR | 538 | 1 | NR | 1.673% | OFFICIAL | 2DN16G23F4291QQ100 | 40 | 2DN | ENERGY | 16G | MCCB / DISTR. BOARD | 23F | DISTR.BOARD/CABINETS | 1 | 1 | NR | 12000 | CCM | 11.504 | 10.534 | KG | 8034035052866 | 8034035052866 | 8034035052866 | 85389099
GWD3763 | PORTAB LIN SAG AL 1250/1600A QDX1600H | UCHW. LIN PROF AL 1250/1600A QDX1600H | 608 | 1 | NR | 598 | 1 | NR | 1.672% | OFFICIAL | 2DN16G23F4171QS100 | 30 | 2DN | ENERGY | 16G | MCCB / DISTR. BOARD | 23F | DISTR.BOARD/CABINETS | 1 | 1 | NR | 4480 | CCM | 1.75 | 1.75 | KG | 8034035061516 | 8034035061516 | 8034035061516 | 85389099
GWD3212 | QDX 630H F.M. BLIND DOOR 400x1800 | QDX 630H PODT. DRZWI LITE 400x1800 | 730 | 1 | NR | 718 | 1 | NR | 1.671% | OFFICIAL | 2DN16G23F4241QM100 | 40 | 2DN | ENERGY | 16G | MCCB / DISTR. BOARD | 23F | DISTR.BOARD/CABINETS | 1 | 1 | NR | 38880 | CCM | 14.5 | 14.5 | KG | 8034035047794 | 8034035047794 | 8034035047794 | 85389099
GW45411 | CVX630K/M - PROFILE DIN35 B600 | CVX630K/M - PROFIL DIN35 B600 | 48.7 | 1 | NR | 47.9 | 1 | NR | 1.67% | OFFICIAL | 2DN16G23F4130YM100 | 40 | 2DN | ENERGY | 16G | MCCB / DISTR. BOARD | 23F | DISTR.BOARD/CABINETS | 1 | 1 | NR | 17442 | CCM | 340 | 330 | G | 0 | 0 | 0 | 0
GW45322 | CVX630K/M - SOLID PANEL 850X100 | CVX630K/M - LITY PANEL 850X100 | 60.9 | 1 | NR | 59.9 | 1 | NR | 1.669% | OFFICIAL | 2DN16G23F4130YM100 | 40 | 2DN | ENERGY | 16G | MCCB / DISTR. BOARD | 23F | DISTR.BOARD/CABINETS | 1 | 1 | NR | 2340 | CCM | 163.613 | 62.615 | G | 8011564286825 | 8011564286825 | 8011564286825 | 85389099
GW45018 | CVX630K - F.M. STRUCTURE 850X1800 | CVX630K-KONSTRUKCJA PODTYNKOWA 850X1800 | 1220 | 1 | NR | 1200 | 1 | NR | 1.667% | OFFICIAL | 2DN16G23F4090YG100 | 40 | 2DN | ENERGY | 16G | MCCB / DISTR. BOARD | 23F | DISTR.BOARD/CABINETS | 1 | 1 | NR | 128760 | CCM | 40.4 | 38 | KG | 0 | 0 | 0 | 0
GW45047 | CVX630K - EXT. CABLE COMP. KIT 400X1600 | CVX630K - ZEW. ZEST.PŁYTEK KABL.400X1600 | 793 | 1 | NR | 780 | 1 | NR | 1.667% | OFFICIAL | 2DN16G23F4090YK100 | 40 | 2DN | ENERGY | 16G | MCCB / DISTR. BOARD | 23F | DISTR.BOARD/CABINETS | 1 | 1 | NR | 70686 | CCM | 20.9 | 19.424 | KG | 0 | 0 | 0 | 0
GW45528 | CVX630K/M - 2 TERM BLOCK SUPP EXT COMP | CVX630K/M - 2 PRZEGR.ZEW.PODP.LISTW.PRZY | 91.5 | 1 | NR | 90 | 1 | NR | 1.667% | OFFICIAL | 2DN16G23F4130YM100 | 40 | 2DN | ENERGY | 16G | MCCB / DISTR. BOARD | 23F | DISTR.BOARD/CABINETS | 1 | 1 | NR | 1920 | CCM | 665 | 598.5 | G | 0 | 0 | 0 | 0
GW45542 | CVX630K – 4-P DIST FRAME 400A B600 | CVX630K - 4-P RAMA ROZDZIEL 400A B600 | 793 | 1 | NR | 780 | 1 | NR | 1.667% | OFFICIAL | 2DN16G23F4170ZT100 | 40 | 2DN | ENERGY | 16G | MCCB / DISTR. BOARD | 23F | DISTR.BOARD/CABINETS | 1 | 1 | NR | 16401 | CCM | 4.4 | 4.4 | KG | 0 | 0 | 0 | 0
GW45556 | CVX630K - 2 CU BARS 400A 25x6 L=1750 | CVX630K - 2 SZYNY MIEDZ 400A 25x6 L=1750 | 671 | 1 | NR | 660 | 1 | NR | 1.667% | OFFICIAL | 2DN16G23F4170ZU100 | 40 | 2DN | ENERGY | 16G | MCCB / DISTR. BOARD | 23F | DISTR.BOARD/CABINETS | 1 | 1 | NR | 2100 | CCM | 4.48 | 4.1 | KG | 0 | 0 | 0 | 0
GW47011E | CVX160E IP40 DIST. BOARD 600X600X180 GD | CVX160E ROZDZIELNICA IP40 600X600X170 GD | 915 | 1 | NR | 900 | 1 | NR | 1.667% | OFFICIAL | 2DN16G23F4040Y6100 | 30 | 2DN | ENERGY | 16G | MCCB / DISTR. BOARD | 23F | DISTR.BOARD/CABINETS | 1 | 1 | NR | 140507.5 | CCM | 19.5 | 17.55 | KG | 8011564251151 | 8011564251151 | 8011564251151 | 85381000
GW49081 | CVX1600-SOLID METAL DOOR 400X1800 | CVX1600 - DRZWI PEŁNE IP65 400X1800 | 732 | 1 | NR | 720 | 1 | NR | 1.667% | OFFICIAL | 2DN16G23F4150ZB100 | 40 | 2DN | ENERGY | 16G | MCCB / DISTR. BOARD | 23F | DISTR.BOARD/CABINETS | 1 | 1 | NR | 80560 | CCM | 16.5 | 14.85 | KG
GW49223 | CVX1600-DIN RAIL KIT 1X24M OPEN FRAME | CVX1600-ZESTAW PROW.DIN 1X24M N.SEGR. | 91.5 | 1 | NR | 90 | 1 | NR | 1.667% | OFFICIAL | 2DN16G23F4150ZF100 | 40 | 2DN | ENERGY | 16G | MCCB / DISTR. BOARD | 23F | DISTR.BOARD/CABINETS | 1 | 6 | NR | 8107.5 | CCM | 1.099 | 0.989 | KG
GWD3007 | QDX 630L W.M. VERT UPRIG. B600/850 H1000 | QDX 630L NATYNK. PION RAM B600/850 H1000 | 305 | 1 | NR | 300 | 1 | NR | 1.667% | OFFICIAL | 2DN16G23F4221QG100 | 30 | 2DN | ENERGY | 16G | MCCB / DISTR. BOARD | 23F | DISTR.BOARD/CABINETS | 1 | 1 | NR | 17613 | CCM | 6.4 | 5.76 | KG | 8034035046155 | 8034035046155 | 8034035046155 | 85389099
GWD3012 | QDX 630L W.M. SIDE PANELS 1200x200 | QDX 630L NATYNK. PANELE BOCZN 1200x200 | 244 | 1 | NR | 240 | 1 | NR | 1.667% | OFFICIAL | 2DN16G23F4221QG100 | 30 | 2DN | ENERGY | 16G | MCCB / DISTR. BOARD | 23F | DISTR.BOARD/CABINETS | 1 | 1 | NR | 12255 | CCM | 6 | 5.4 | KG | 8034035046209 | 8034035046209 | 8034035046209 | 85389099
GWD3428 | QDX SUPPORTI CANALINA VERTICALE 8PZ | QDX PIONOWE WSPAR KORYTKA 8PZ | 91.5 | 1 | NR | 90 | 1 | NR | 1.667% | OFFICIAL | 2DN16G23F4291QQ100 | 30 | 2DN | ENERGY | 16G | MCCB / DISTR. BOARD | 23F | DISTR.BOARD/CABINETS | 1 | 1 | NR | 3630 | CCM | 600 | 600 | G | 8034035052897 | 8034035052897 | 8034035052897 | 85389099
GWD3441 | GOLFARI SOLLEVAMENTO P200 QDX630L | ŚRUBY OCZKOWE PODN. P200 QDX630L | 91.5 | 1 | NR | 90 | 1 | NR | 1.667% | OFFICIAL | 2DN16G23F4291QQ100 | 30 | 2DN | ENERGY | 16G | MCCB / DISTR. BOARD | 23F | DISTR.BOARD/CABINETS | 1 | 1 | NR | 559.625 | CCM | 0.63 | 0.63 | KG | 8034035052989 | 8034035052989 | 8034035052989 | 94059900
GW45199 | CVX630M - IP55 SOLID DOOR 400X2000 | CVX630M - IP55 DRZWI LITE 400X2000 | 672 | 1 | NR | 661 | 1 | NR | 1.664% | OFFICIAL | 2DN16G23F4110Z2100 | 40 | 2DN | ENERGY | 16G | MCCB / DISTR. BOARD | 23F | DISTR.BOARD/CABINETS | 1 | 1 | NR | 78960 | CCM | 15.5 | 13.95 | KG | 0 | 0 | 0 | 0
GW45412 | CVX630K/M - PROFILE G32 B600 | CVX630K/M - PROFIL G32 B600 | 61.1 | 1 | NR | 60.1 | 1 | NR | 1.664% | OFFICIAL | 2DN16G23F4130YM100 | 40 | 2DN | ENERGY | 16G | MCCB / DISTR. BOARD | 23F | DISTR.BOARD/CABINETS | 1 | 1 | NR | 17442 | CCM | 380 | 370 | G | 0 | 0 | 0 | 0
GWD3526 | KIT MSX/E/M1000 850x600 VERT FISSO | ZEST. MSX/E/M1000 850x600 PION. STAŁY | 856 | 1 | NR | 842 | 1 | NR | 1.663% | OFFICIAL | 2DN16G23F4291QO100 | 30 | 2DN | ENERGY | 16G | MCCB / DISTR. BOARD | 23F | DISTR.BOARD/CABINETS | 1 | 1 | NR | 54000 | CCM | 10.7 | 10.7 | KG | 8034035060946 | 8034035060946 | 8034035060946 | 85389099
GWD3527 | KIT MSX/E/M1250 850x700 VERT FISSO | ZEST. MSX/E/M1250 850x600 PION. STAŁY | 856 | 1 | NR | 842 | 1 | NR | 1.663% | OFFICIAL | 2DN16G23F4291QO100 | 30 | 2DN | ENERGY | 16G | MCCB / DISTR. BOARD | 23F | DISTR.BOARD/CABINETS | 1 | 1 | NR | 68250 | CCM | 10.5 | 10.5 | KG | 8034035060953 | 8034035060953 | 8034035060953 | 85389099
GWD3528 | KIT MSX/E/M1600 850x700 VERT FISSO | ZEST. MSX/E/M1600 850x600 PION. STAŁY | 856 | 1 | NR | 842 | 1 | NR | 1.663% | OFFICIAL | 2DN16G23F4291QO100 | 30 | 2DN | ENERGY | 16G | MCCB / DISTR. BOARD | 23F | DISTR.BOARD/CABINETS | 1 | 1 | NR | 42000 | CCM | 10.4 | 10.4 | KG | 8034035060960 | 8034035060960 | 8034035060960 | 85389099
GWD3167 | QDX 1600H F.M. UPRIGHTS 400x2000 | QDX 1600H PODT. PION. 400x2000 | 612 | 1 | NR | 602 | 1 | NR | 1.661% | OFFICIAL | 2DN16G23F4260YO100 | 30 | 2DN | ENERGY | 16G | MCCB / DISTR. BOARD | 23F | DISTR.BOARD/CABINETS | 1 | 1 | NR | 26586 | CCM | 18 | 18 | KG | 8034035047350 | 8034035047350 | 8034035047350 | 85389099
GWD3221 | QDX1600H PAV PANNELLI LAT AERATI1800x600 | QDX1600H PODŁ PANELE STR. WENT.1800x625 | 490 | 1 | NR | 482 | 1 | NR | 1.66% | OFFICIAL | 2DN16G23F4260YO100 | 40 | 2DN | ENERGY | 16G | MCCB / DISTR. BOARD | 23F | DISTR.BOARD/CABINETS | 1 | 1 | NR | 66468 | CCM | 31 | 30 | KG | 8034035078002 | 8034035078002 | 8034035078002 | 85371091
GW45039 | CVX630K - INT. CABLE COMP. KIT H2000 | CVX630K - WEW. ZEST.PŁYTEK KABL.H2000 | 368 | 1 | NR | 362 | 1 | NR | 1.657% | OFFICIAL | 2DN16G23F4090YG100 | 40 | 2DN | ENERGY | 16G | MCCB / DISTR. BOARD | 23F | DISTR.BOARD/CABINETS | 1 | 1 | NR | 31108 | CCM | 7.44 | 7 | KG | 0 | 0 | 0 | 0
GW45324 | CVX630K/M - SOLID PANEL 850X200 | CVX630K/M - LITY PANEL 850X200 | 73.6 | 1 | NR | 72.4 | 1 | NR | 1.657% | OFFICIAL | 2DN16G23F4130YM100 | 40 | 2DN | ENERGY | 16G | MCCB / DISTR. BOARD | 23F | DISTR.BOARD/CABINETS | 1 | 1 | NR | 3850 | CCM | 1.91 | 1.8 | KG | 8011564286849 | 8011564286849 | 8011564286849 | 85389099
GWD3166 | QDX 630H F.M. UPRIGHTS 400x2000 | QDX 630H PODT. PION. 400x2000 | 552 | 1 | NR | 543 | 1 | NR | 1.657% | OFFICIAL | 2DN16G23F4241QM100 | 30 | 2DN | ENERGY | 16G | MCCB / DISTR. BOARD | 23F | DISTR.BOARD/CABINETS | 1 | 1 | NR | 25953 | CCM | 15.5 | 14.5 | KG | 8034035047343 | 8034035047343 | 8034035047343 | 85389099
GWD3016 | QDX 630L W.M. REAR FRAME 600x1200 | QDX 630L NATYNK. RAMA TYLNA 600x1200 | 491 | 1 | NR | 483 | 1 | NR | 1.656% | OFFICIAL | 2DN16G23F4221QG100 | 30 | 2DN | ENERGY | 16G | MCCB / DISTR. BOARD | 23F | DISTR.BOARD/CABINETS | 1 | 1 | NR | 34048 | CCM | 18 | 16.2 | KG | 8034035046223 | 8034035046223 | 8034035046223 | 85389099
GWD3753 | PORTABARRE SAG AL VANO AFF P400 QDX630H | UCHWYTY PROF AL POM AFF P400 QDX630H | 491 | 1 | NR | 483 | 1 | NR | 1.656% | OFFICIAL | 2DN16G23F4171QS100 | 30 | 2DN | ENERGY | 16G | MCCB / DISTR. BOARD | 23F | DISTR.BOARD/CABINETS | 1 | 1 | NR | 3600 | CCM | 1.49 | 1.49 | KG | 8034035061417 | 8034035061417 | 8034035061417 | 85389099
GW45197 | CVX630M - IP55 SOLID DOOR 400X1600 | CVX630M - IP55 DRZWI LITE 400X1600 | 614 | 1 | NR | 604 | 1 | NR | 1.656% | OFFICIAL | 2DN16G23F4110Z2100 | 40 | 2DN | ENERGY | 16G | MCCB / DISTR. BOARD | 23F | DISTR.BOARD/CABINETS | 1 | 1 | NR | 62792 | CCM | 12 | 12 | KG | 0 | 0 | 0 | 0
GWD3760 | PORTAB AL AF/ES 1250/1600A P600 QDX1600H | UCHW. AL AF/ES 1250/1600A P600 QDX1600H | 737 | 1 | NR | 725 | 1 | NR | 1.655% | OFFICIAL | 2DN16G23F4171QS100 | 30 | 2DN | ENERGY | 16G | MCCB / DISTR. BOARD | 23F | DISTR.BOARD/CABINETS | 1 | 1 | NR | 3000 | CCM | 2.58 | 2.38 | KG | 8034035061486 | 8034035061486 | 8034035061486 | 85389099
GW45135 | CVX630K - IP40 SOLID DOOR 850X1200 | CVX630K - IP40 DRZWI LITE 850X1200 | 430 | 1 | NR | 423 | 1 | NR | 1.655% | OFFICIAL | 2DN16G23F4090YI100 | 40 | 2DN | ENERGY | 16G | MCCB / DISTR. BOARD | 23F | DISTR.BOARD/CABINETS | 1 | 1 | NR | 82560 | CCM | 14.15 | 13.15 | KG | 0 | 0 | 0 | 0
GWD3115 | QDX 630H W.M. GLASS DOOR 850x1000 | QDX 630H NATYNK. DRZWI SZKLAN 850x1000 | 983 | 1 | NR | 967 | 1 | NR | 1.655% | OFFICIAL | 2DN16G23F4241QK100 | 40 | 2DN | ENERGY | 16G | MCCB / DISTR. BOARD | 23F | DISTR.BOARD/CABINETS | 1 | 1 | NR | 26568 | CCM | 12 | 12 | KG | 8034035046933 | 8034035046933 | 8034035046933 | 85389099
GWD3208 | QDX 630H F.M. BLIND DOOR 850x1600 | QDX 630H PODT. DRZWI LITE 850x1600 | 983 | 1 | NR | 967 | 1 | NR | 1.655% | OFFICIAL | 2DN16G23F4241QM100 | 40 | 2DN | ENERGY | 16G | MCCB / DISTR. BOARD | 23F | DISTR.BOARD/CABINETS | 1 | 1 | NR | 73530 | CCM | 30 | 30 | KG | 8034035047756 | 8034035047756 | 8034035047756 | 85389099
GWD3791 | QDX 2 BARRE SAG ALLUM 630A 30x40x1734 | QDX 2 UCHWYT. PROF ALUM. 630A 30x40 | 983 | 1 | NR | 967 | 1 | NR | 1.655% | OFFICIAL | 2DN16G23F4171QS100 | 30 | 2DN | ENERGY | 16G | MCCB / DISTR. BOARD | 23F | DISTR.BOARD/CABINETS | 1 | 1 | NR | 4336.5 | CCM | 3 | 3 | KG | 8034035061585 | 8034035061585 | 8034035061585 | 76041010
GWD3025 | QDX 630L W.M.BLIND DOOR 600x1000 | QDX 630L NATYNK. DRZWI LITE 600x1000 | 553 | 1 | NR | 544 | 1 | NR | 1.654% | OFFICIAL | 2DN16G23F4221QG100 | 40 | 2DN | ENERGY | 16G | MCCB / DISTR. BOARD | 23F | DISTR.BOARD/CABINETS | 1 | 1 | NR | 36680 | CCM | 11 | 11 | KG | 8034035046315 | 8034035046315 | 8034035046315 | 85389099
GWD3085 | QDX 630L F.M. INT. CABLE COMP. 1800x200 | QDX 630L PODT. WEW. PRZED.KAB 1800x200 | 553 | 1 | NR | 544 | 1 | NR | 1.654% | OFFICIAL | 2DN16G23F4221QI100 | 30 | 2DN | ENERGY | 16G | MCCB / DISTR. BOARD | 23F | DISTR.BOARD/CABINETS | 1 | 1 | NR | 28500 | CCM | 11.5 | 11 | KG | 8034035046810 | 8034035046810 | 8034035046810 | 85389099
GWD3525 | KIT MSX/E/M400-630 850x500 VERT FISSO | ZEST. MSX/E/M400-630 850x400 PION. STAŁY | 553 | 1 | NR | 544 | 1 | NR | 1.654% | OFFICIAL | 2DN16G23F4291QO100 | 30 | 2DN | ENERGY | 16G | MCCB / DISTR. BOARD | 23F | DISTR.BOARD/CABINETS | 1 | 1 | NR | 11250 | CCM | 7.35 | 7 | KG | 8034035060625 | 8034035060625 | 8034035060625 | 85389099
GW45237 | CVX630K/M - KIT MTX/E/M320 600x400 VERT | CVX630K/M - ZEST.MTX/E/M320 600x400 PION | 246 | 1 | NR | 242 | 1 | NR | 1.653% | OFFICIAL | 2DN16G23F4130YM100 | 40 | 2DN | ENERGY | 16G | MCCB / DISTR. BOARD | 23F | DISTR.BOARD/CABINETS | 1 | 1 | NR | 13680 | CCM | 5 | 4.5 | KG | 0 | 0 | 0 | 0
GW45238 | CVX630K/M - KIT MTX/E/M630 600x400 VERT | CVX630K/M - ZEST.MTX/E/M630 600x400 PION | 246 | 1 | NR | 242 | 1 | NR | 1.653% | OFFICIAL | 2DN16G23F4130YM100 | 40 | 2DN | ENERGY | 16G | MCCB / DISTR. BOARD | 23F | DISTR.BOARD/CABINETS | 1 | 1 | NR | 13680 | CCM | 5.1 | 4.55 | KG | 0 | 0 | 0 | 0
GW45256 | CVX630K/M - MSS630 600x400 HOR KIT | CVX630K/M - MSS630 600x400 ZESTAW POZIOM | 246 | 1 | NR | 242 | 1 | NR | 1.653% | OFFICIAL | 2DN16G23F4130YM100 | 40 | 2DN | ENERGY | 16G | MCCB / DISTR. BOARD | 23F | DISTR.BOARD/CABINETS | 1 | 1 | NR | 13680 | CCM | 6.14 | 6.14 | KG | 0 | 0 | 0 | 0
GW45469 | CVX630K - VERT SEP. EXT COMPART H2000 | CVX630K - PIONOWA PRZEGRODA ZEW. H2000 | 246 | 1 | NR | 242 | 1 | NR | 1.653% | OFFICIAL | 2DN16G23F4130YM100 | 40 | 2DN | ENERGY | 16G | MCCB / DISTR. BOARD | 23F | DISTR.BOARD/CABINETS | 1 | 1 | NR | 2070 | CCM | 2.31 | 2.11 | KG | 0 | 0 | 0 | 0
GW47143 | CVX160E IP55 SOLID DOOR 600X1000 | CVX160E IP55 DRZWI LITE 600X1000 | 369 | 1 | NR | 363 | 1 | NR | 1.653% | OFFICIAL | 2DN16G23F4020X8100 | 30 | 2DN | ENERGY | 16G | MCCB / DISTR. BOARD | 23F | DISTR.BOARD/CABINETS | 1 | 1 | NR | 44352 | CCM | 10 | 9 | KG | 8011564096257 | 8011564096257 | 8011564096257 | 85389099
GWD3119 | QDX 630H W.M. BLIND DOOR 850x1000 | QDX 630H NATYNK. DRZWI LITE 850x1000 | 738 | 1 | NR | 726 | 1 | NR | 1.653% | OFFICIAL | 2DN16G23F4241QK100 | 40 | 2DN | ENERGY | 16G | MCCB / DISTR. BOARD | 23F | DISTR.BOARD/CABINETS | 1 | 1 | NR | 1 | CCM | 1 | 1 | G | 8034035046971 | 8034035046971 | 8034035046971 | 85389099
GWD3714 | N.20 VITI MARTELLO M8X25 BARRE SAG QDX | N.20 ŚRUBY MŁOTKOWE M8X25 UCHWYT. SAG QDX | 123 | 1 | NR | 121 | 1 | NR | 1.653% | OFFICIAL | 2DN16G23F4171QS100 | 30 | 2DN | ENERGY | 16G | MCCB / DISTR. BOARD | 23F | DISTR.BOARD/CABINETS | 1 | 1 | NR | 400 | CCM | 0.45 | 0.45 | KG | 8034035061813 | 8034035061813 | 8034035061813 | 73181552
GWD3774 | GIUNTI BARRE SAG.AL 1250/1600A QDX1600H | ZŁĄCZA UCHWYT. PROF .AL 1250/1600A QDX1600H | 492 | 1 | NR | 484 | 1 | NR | 1.653% | OFFICIAL | 2DN16G23F4171QS100 | 30 | 2DN | ENERGY | 16G | MCCB / DISTR. BOARD | 23F | DISTR.BOARD/CABINETS | 1 | 1 | NR | 3680 | CCM | 1.45 | 1.4 | KG | 8034035061721 | 8034035061721 | 8034035061721 | 72159000
GWD3776 | SOSTEGNO INF.BAR.SAG.RAME B600 QDX1600H | WSP. INF.UCHW.PROF .MIEDŹ. B600 QDX1600H | 246 | 1 | NR | 242 | 1 | NR | 1.653% | OFFICIAL | 2DN16G23F4171QS100 | 30 | 2DN | ENERGY | 16G | MCCB / DISTR. BOARD | 23F | DISTR.BOARD/CABINETS | 1 | 1 | NR | 1 | CCM | 1.35 | 1.35 | KG | 8034035061745 | 8034035061745 | 8034035061745 | 76041090
GW45008 | CVX630K - F.M. STRUCTURE 600X1800 | CVX630K-KONSTRUKCJA PODTYNKOWA 600X1800 | 923 | 1 | NR | 908 | 1 | NR | 1.652% | OFFICIAL | 2DN16G23F4090YG100 | 40 | 2DN | ENERGY | 16G | MCCB / DISTR. BOARD | 23F | DISTR.BOARD/CABINETS | 1 | 1 | NR | 112761 | CCM | 31.4 | 27.817 | KG | 0 | 0 | 0 | 0
GW47112 | CVX160I/E-38LAN IP40 GLASS DOOR 600X800 | CVX160I/E-38LAN IP40 DRZWI SZKL 600X800 | 554 | 1 | NR | 545 | 1 | NR | 1.651% | OFFICIAL | 2DN16G23F4020X8100 | 40 | 2DN | ENERGY | 16G | MCCB / DISTR. BOARD | 23F | DISTR.BOARD/CABINETS | 1 | 1 | NR | 36432 | CCM | 7.244 | 6.52 | KG | 0 | 0 | 0 | 0
GWD3523 | KIT MSX/D/M/c160-250 850x300 VERT FISSO | ZEST. MSX/D/M/c160-250 850x300 PION. STAŁY | 431 | 1 | NR | 424 | 1 | NR | 1.651% | OFFICIAL | 2DN16G23F4291QO100 | 30 | 2DN | ENERGY | 16G | MCCB / DISTR. BOARD | 23F | DISTR.BOARD/CABINETS | 1 | 1 | NR | 6840 | CCM | 5.2 | 5.2 | KG | 8034035060601 | 8034035060601 | 8034035060601 | 85389099
GWD3524 | KIT MSX/E160-250 850x300 VERT FISSO | ZEST. MSX/E160-250 850x300 PION. STAŁY | 431 | 1 | NR | 424 | 1 | NR | 1.651% | OFFICIAL | 2DN16G23F4291QO100 | 30 | 2DN | ENERGY | 16G | MCCB / DISTR. BOARD | 23F | DISTR.BOARD/CABINETS | 1 | 1 | NR | 8400 | CCM | 4.92 | 4.92 | KG | 8034035060618 | 8034035060618 | 8034035060618 | 85389099
GWD3744 | PORTABARRE SAG VAN AFF/EST P800 QDX1600H | UCHWYTY PROF POM DOD/ZEW P800 QDX1600H | 739 | 1 | NR | 727 | 1 | NR | 1.651% | OFFICIAL | 2DN16G23F4171QS100 | 30 | 2DN | ENERGY | 16G | MCCB / DISTR. BOARD | 23F | DISTR.BOARD/CABINETS | 1 | 1 | NR | 7568 | CCM | 4.42 | 4.4 | KG | 8034035061332 | 8034035061332 | 8034035061332 | 85389099
GWD3318 | QDX MASCHERINA COPRIMODULI L1000 2 PEZZI | QDX OBUDOWA MODUŁÓW L2000 | 92.4 | 1 | NR | 90.9 | 1 | NR | 1.65% | OFFICIAL | 2DN16G23F4291QQ100 | 30 | 2DN | ENERGY | 16G | MCCB / DISTR. BOARD | 23F | DISTR.BOARD/CABINETS | 1 | 10 | NR | 2233.55 | CCM | 1.058 | 1.001 | KG | 8034035052156 | 8034035052156 | 8034035052156 | 85389099
GWD3401 | ZOCCOLO ADDIZIONALE 400x200 QDX630L | DODATKOWY COKÓŁ 400x200 QDX630L | 308 | 1 | NR | 303 | 1 | NR | 1.65% | OFFICIAL | 2DN16G23F4291QQ100 | 40 | 2DN | ENERGY | 16G | MCCB / DISTR. BOARD | 23F | DISTR.BOARD/CABINETS | 1 | 1 | NR | 3510 | CCM | 2.8 | 2.8 | KG | 8034035052668 | 8034035052668 | 8034035052668 | 85389099
GWD3775 | N.4 GIUNTI DI DERIVAZIONE QDX | 4 ZŁĄCZA BOCZN. QDX | 308 | 1 | NR | 303 | 1 | NR | 1.65% | OFFICIAL | 2DN16G23F4171QS100 | 30 | 2DN | ENERGY | 16G | MCCB / DISTR. BOARD | 23F | DISTR.BOARD/CABINETS | 1 | 1 | NR | 300 | CCM | 0.69 | 0.69 | KG | 8034035061738 | 8034035061738 | 8034035061738 | 74072900
GWD3321 | QDX PANNELLO PIENO 600x100 | QDX PEŁEN PANEL 600x100 | 80.1 | 1 | NR | 78.8 | 1 | NR | 1.65% | OFFICIAL | 2DN16G23F4291QQ100 | 30 | 2DN | ENERGY | 16G | MCCB / DISTR. BOARD | 23F | DISTR.BOARD/CABINETS | 1 | 1 | NR | 1100 | CCM | 0.86 | 0.86 | KG | 8034035052163 | 8034035052163 | 8034035052163 | 85389099
GWD3185 | QDX 630H F.M. SIDE PANELS 2000x600 | QDX 630H PODT. PANELE BOCZN 2000x625 | 493 | 1 | NR | 485 | 1 | NR | 1.649% | OFFICIAL | 2DN16G23F4241QM100 | 40 | 2DN | ENERGY | 16G | MCCB / DISTR. BOARD | 23F | DISTR.BOARD/CABINETS | 1 | 1 | NR | 111408 | CCM | 36 | 36 | KG | 8034035047886 | 8034035047886 | 8034035047886 | 85389099
GWD3771 | GIUNTI BARRE SAG.RAME 800A QDX1600H | ZŁĄCZA UCHWYT. PROF .MIEDŹ. 800A QDX1600H | 493 | 1 | NR | 485 | 1 | NR | 1.649% | OFFICIAL | 2DN16G23F4171QS100 | 30 | 2DN | ENERGY | 16G | MCCB / DISTR. BOARD | 23F | DISTR.BOARD/CABINETS | 1 | 1 | NR | 3680 | CCM | 2.85 | 2.85 | KG | 8034035061691 | 8034035061691 | 8034035061691 | 72159000
GWD3023 | QDX 630L W.M. GLASS DOOR 850x1000 | QDX 630L NATYNK. DRZWI SZKLAN 850x1000 | 740 | 1 | NR | 728 | 1 | NR | 1.648% | OFFICIAL | 2DN16G23F4221QG100 | 40 | 2DN | ENERGY | 16G | MCCB / DISTR. BOARD | 23F | DISTR.BOARD/CABINETS | 1 | 1 | NR | 46870 | CCM | 13.5 | 13.5 | KG | 8034035046292 | 8034035046292 | 8034035046292 | 85389099
GWD3713 | ADESIVI FASE BARRE SAGOMATE QDX | TAŚMA PRZYL. SZYN PROFILOW. QDX | 86.4 | 1 | NR | 85 | 1 | NR | 1.647% | OFFICIAL | 2DN16G23F4171QS100 | 30 | 2DN | ENERGY | 16G | MCCB / DISTR. BOARD | 23F | DISTR.BOARD/CABINETS | 1 | 1 | NR | 720 | CCM | 0.1 | 0.1 | KG | 8034035061806 | 8034035061806 | 8034035061806 | 48211010
GW45049 | CVX630K - EXT. CABLE COMP. KIT 400X2000 | CVX630K - ZEW. ZEST.PŁYTEK KABL.400X2000 | 864 | 1 | NR | 850 | 1 | NR | 1.647% | OFFICIAL | 2DN16G23F4090YK100 | 40 | 2DN | ENERGY | 16G | MCCB / DISTR. BOARD | 23F | DISTR.BOARD/CABINETS | 1 | 1 | NR | 69216 | CCM | 24.58 | 22 | KG | 0 | 0 | 0 | 0
GW45164 | CVX630M - IP55 GLASS DOOR 850X1000 | CVX630M - IP55 DRZWI SZKLANE 850X1000 | 864 | 1 | NR | 850 | 1 | NR | 1.647% | OFFICIAL | 2DN16G23F4110Z2100 | 40 | 2DN | ENERGY | 16G | MCCB / DISTR. BOARD | 23F | DISTR.BOARD/CABINETS | 1 | 1 | NR | 80352 | CCM | 12.53 | 11.277 | KG | 8011564448933 | 8011564448933 | 8011564448933 | 85389099
GW45557 | QDX - 2 CU BARS 400A 30x5 L=1750 | CVX630K - 2 SZYNY MIEDZ 400A 30x5 L=1750 | 864 | 1 | NR | 850 | 1 | NR | 1.647% | OFFICIAL | 2DN16G23F4171QS100 | 30 | 2DN | ENERGY | 16G | MCCB / DISTR. BOARD | 23F | DISTR.BOARD/CABINETS | 1 | 1 | NR | 2100 | CCM | 4.56 | 4.3 | KG | 8011564283527 | 8011564283527 | 8011564283527 | 74071000
GWD3024 | QDX 630L W.M. GLASS DOOR 850x1200 | QDX 630L NATYNK. DRZWI SZKLAN 850x1200 | 864 | 1 | NR | 850 | 1 | NR | 1.647% | OFFICIAL | 2DN16G23F4221QG100 | 40 | 2DN | ENERGY | 16G | MCCB / DISTR. BOARD | 23F | DISTR.BOARD/CABINETS | 1 | 1 | NR | 55900 | CCM | 15.5 | 15.5 | KG | 8034035046308 | 8034035046308 | 8034035046308 | 85389099
GWD3143 | QDX 630H F.M. BASE/HEAD 400x250 | QDX 630H PODT. PODST/STACJA 400x250 | 864 | 1 | NR | 850 | 1 | NR | 1.647% | OFFICIAL | 2DN16G23F4241QM100 | 40 | 2DN | ENERGY | 16G | MCCB / DISTR. BOARD | 23F | DISTR.BOARD/CABINETS | 1 | 1 | NR | 19950 | CCM | 10.4 | 9.36 | KG | 8034035047114 | 8034035047114 | 8034035047114 | 85389099
GWD3148 | QDX 630H PAVIM F.M. UPR 600/850x1600x400 | QDX 630H PAVIM PDT. PIO 600/850x1600x400 | 864 | 1 | NR | 850 | 1 | NR | 1.647% | OFFICIAL | 2DN16G23F4241QM100 | 30 | 2DN | ENERGY | 16G | MCCB / DISTR. BOARD | 23F | DISTR.BOARD/CABINETS | 1 | 1 | NR | 39120 | CCM | 19.5 | 18.5 | KG | 8034035047169 | 8034035047169 | 8034035047169 | 85389099
GWD3182 | QDX 630H F.M. SIDE PANELS 1800x600 | QDX 630H PODT. PANELE BOCZN 1800x625 | 432 | 1 | NR | 425 | 1 | NR | 1.647% | OFFICIAL | 2DN16G23F4241QM100 | 40 | 2DN | ENERGY | 16G | MCCB / DISTR. BOARD | 23F | DISTR.BOARD/CABINETS | 1 | 1 | NR | 117920 | CCM | 32.4 | 30 | KG | 8034035047879 | 8034035047879 | 8034035047879 | 85389099
GWD3191 | QDX 630H F.M. REAR PANELS 600+300x1800 | QDX 630H PODT. PANELE TYLNE 600+300x1800 | 432 | 1 | NR | 425 | 1 | NR | 1.647% | OFFICIAL | 2DN16G23F4241QM100 | 40 | 2DN | ENERGY | 16G | MCCB / DISTR. BOARD | 23F | DISTR.BOARD/CABINETS | 1 | 1 | NR | 72580 | CCM | 26 | 23.4 | KG | 8034035047589 | 8034035047589 | 8034035047589 | 85389099
GW45397 | CVX630M-PAIR OF SIDE AERAT. PANEL H1600 | CVX630M-PARA PAN.BOCZN. WENTYL. H1600 | 679 | 1 | NR | 668 | 1 | NR | 1.647% | OFFICIAL | 2DN16G23F4130YM100 | 40 | 2DN | ENERGY | 16G | MCCB / DISTR. BOARD | 23F | DISTR.BOARD/CABINETS | 1 | 1 | NR | 20040 | CCM | 7.5 | 6.75 | KG | 0 | 0 | 0 | 0
GWD3464 | TRAVERSE ORIZZONTALI B850 QDX1600H | LISTWY POZIOME L850 QDX1600H | 67.9 | 1 | NR | 66.8 | 1 | NR | 1.647% | OFFICIAL | 2DN16G23F4291QQ100 | 30 | 2DN | ENERGY | 16G | MCCB / DISTR. BOARD | 23F | DISTR.BOARD/CABINETS | 1 | 1 | NR | 780 | CCM | 840 | 760 | G | 8034035053146 | 8034035053146 | 8034035053146 | 72169110
GWD3438 | SERR CHIAVE PORTE PAV QDX630H/1600H | ZAMEK DRZWIOWY PODŁ QDX630H/1600H | 247 | 1 | NR | 243 | 1 | NR | 1.646% | OFFICIAL | 2DN16G23F4291QQ100 | 40 | 2DN | ENERGY | 16G | MCCB / DISTR. BOARD | 23F | DISTR.BOARD/CABINETS | 1 | 1 | NR | 1 | CCM | 0.35 | 0.35 | KG | 8034035052972 | 8034035052972 | 8034035052972 | 85389099
GW45569 | COLLETTORE DI TERRA B850 QDX630L/H/1600H | KOLEKTOR ZIEMNY B850 QDX630L/H/1600H | 309 | 1 | NR | 304 | 1 | NR | 1.645% | OFFICIAL | 2DN16G23F4291QQ100 | 30 | 2DN | ENERGY | 16G | MCCB / DISTR. BOARD | 23F | DISTR.BOARD/CABINETS | 1 | 1 | NR | 660 | CCM | 407.895 | 368.449 | G | 8034035060847 | 8034035060847 | 8034035060847 | 85389099
GWD3050 | QDX 630L F.M. VERT UPRIG. B400 H1600 | QDX 630L PODTYN. PION RAM B400 H1600 | 309 | 1 | NR | 304 | 1 | NR | 1.645% | OFFICIAL | 2DN16G23F4221QI100 | 30 | 2DN | ENERGY | 16G | MCCB / DISTR. BOARD | 23F | DISTR.BOARD/CABINETS | 1 | 1 | NR | 21033 | CCM | 10.5 | 10 | KG | 8034035046476 | 8034035046476 | 8034035046476 | 85389099
GW45084 | CVX630M - INT.CABLE COMPART.KIT H1000 | CVX630M - WEW.ZEST.PŁYTEK KABL. H1000 | 371 | 1 | NR | 365 | 1 | NR | 1.644% | OFFICIAL | 2DN16G23F4110Z4100 | 40 | 2DN | ENERGY | 16G | MCCB / DISTR. BOARD | 23F | DISTR.BOARD/CABINETS | 1 | 1 | NR | 21216 | CCM | 6.5 | 5.85 | KG | 8011564448780 | 8011564448780 | 8011564448780 | 85389099
GW47179 | CVX160I/E MOD. DEV. FRONT PANEL 600X200 | CVX160I/E URZ. MOD. PANEL FRONT 600X200 | 55.7 | 1 | NR | 54.8 | 1 | NR | 1.642% | OFFICIAL | 2DN16G23F4020X8100 | 30 | 2DN | ENERGY | 16G | MCCB / DISTR. BOARD | 23F | DISTR.BOARD/CABINETS | 1 | 10 | NR | 4321.8 | CCM | 549 | 494.1 | G | 8011564111226 | 8011564111226 | 8011564474420 | 85389099
GWD3422 | ZOCCOLO ADDIZIONALE 600+300x800 QDX1600H | DODATKOWY COKÓŁ 600+200x800 QDX1600H | 557 | 1 | NR | 548 | 1 | NR | 1.642% | OFFICIAL | 2DN16G23F4291QQ100 | 40 | 2DN | ENERGY | 16G | MCCB / DISTR. BOARD | 23F | DISTR.BOARD/CABINETS | 1 | 1 | NR | 12000 | CCM | 12.492 | 11.243 | KG | 8034035052873 | 8034035052873 | 8034035052873 | 85389099
GWD3752 | PORTABARRE SAG AL L850 P400 QDX630H | UCHWYTY PROF AL L850 P400 QDX630H | 557 | 1 | NR | 548 | 1 | NR | 1.642% | OFFICIAL | 2DN16G23F4171QS100 | 30 | 2DN | ENERGY | 16G | MCCB / DISTR. BOARD | 23F | DISTR.BOARD/CABINETS | 1 | 1 | NR | 6174 | CCM | 2.3 | 2.3 | KG | 8034035061400 | 8034035061400 | 8034035061400 | 85389099
GW45304 | CVX630K/M - SOLID PANEL 600X200 | CVX630K/M - LITY PANEL 600X200 | 61.9 | 1 | NR | 60.9 | 1 | NR | 1.642% | OFFICIAL | 2DN16G23F4130YM100 | 40 | 2DN | ENERGY | 16G | MCCB / DISTR. BOARD | 23F | DISTR.BOARD/CABINETS | 1 | 1 | NR | 2850 | CCM | 1.47 | 1.2 | KG | 8011564286771 | 8011564286771 | 8011564286771 | 85389099
GWD3463 | TRAVERSE ORIZZONTALI B600 QDX1600H | LISTWY POZIOME L600 QDX1600H | 61.9 | 1 | NR | 60.9 | 1 | NR | 1.642% | OFFICIAL | 2DN16G23F4291QQ100 | 30 | 2DN | ENERGY | 16G | MCCB / DISTR. BOARD | 23F | DISTR.BOARD/CABINETS | 1 | 1 | NR | 570 | CCM | 660 | 600 | G | 8034035053139 | 8034035053139 | 8034035053139 | 72169110
GW47003E | CVX160E IP30 DIST. BOARD 600X1000X170 | CVX160E ROZDZIELNICA IP30 600X1000X170 | 681 | 1 | NR | 670 | 1 | NR | 1.642% | OFFICIAL | 2DN16G23F4040Y4100 | 30 | 2DN | ENERGY | 16G | MCCB / DISTR. BOARD | 23F | DISTR.BOARD/CABINETS | 1 | 1 | NR | 169344 | CCM | 18.5 | 16.65 | KG | 8011564251137 | 8011564251137 | 8011564251137 | 85381000
GW45203 | CVX630K/M-MD/MCCB FRONT PANEL 600X300 | CVX630K/PANEL FRONT WIELOM./MCCB 600X300 | 99.1 | 1 | NR | 97.5 | 1 | NR | 1.641% | OFFICIAL | 2DN16G23F4130YM100 | 40 | 2DN | ENERGY | 16G | MCCB / DISTR. BOARD | 23F | DISTR.BOARD/CABINETS | 1 | 1 | NR | 10260 | CCM | 2.34 | 2.106 | KG | 8011564286603 | 8011564286603 | 8011564286603 | 85389099
GW45206 | CVX630K/M-MOD DEV FRONT PANEL 800X150 | CVX630K/PANEL FRONT URZ.WIELOMOD.800X150 | 99.1 | 1 | NR | 97.5 | 1 | NR | 1.641% | OFFICIAL | 2DN16G23F4130YM100 | 40 | 2DN | ENERGY | 16G | MCCB / DISTR. BOARD | 23F | DISTR.BOARD/CABINETS | 1 | 1 | NR | 6930 | CCM | 1.76 | 1.65 | KG | 8011564286719 | 8011564286719 | 8011564286719 | 85389099
GW45414 | GUIDA G32 B600 QDX630L/H/1600H | PROFIL G32 B600 QDX630L/H/1600H | 99.1 | 1 | NR | 97.5 | 1 | NR | 1.641% | OFFICIAL | 2DN16G23F4291QQ100 | 30 | 2DN | ENERGY | 16G | MCCB / DISTR. BOARD | 23F | DISTR.BOARD/CABINETS | 1 | 1 | NR | 17442 | CCM | 351.18 | 328.927 | G | 8034035060786 | 8034035060786 | 8034035060786 | 85389099
GW49769 | GWFIX100 - BUSBARS 100A 4P 36 MOD. | GWFIX100 - MAGISTRALE 100A 4P 36 MOD. | 99.1 | 1 | NR | 97.5 | 1 | NR | 1.641% | OFFICIAL | 2DN16G23F4170ZM100 | 40 | 2DN | ENERGY | 16G | MCCB / DISTR. BOARD | 23F | DISTR.BOARD/CABINETS | 1 | 6 | NR | 1540 | CCM | 1.015 | 0.913 | KG | 0 | 0 | 0 | 0
GWD3044 | QDX 630L F.M. BASE/HEAD 850X300 | QDX 630L PODTYN. PODST/STACJA 850x300 | 991 | 1 | NR | 975 | 1 | NR | 1.641% | OFFICIAL | 2DN16G23F4221QI100 | 40 | 2DN | ENERGY | 16G | MCCB / DISTR. BOARD | 23F | DISTR.BOARD/CABINETS | 1 | 1 | NR | 38925 | CCM | 10.27 | 10.27 | KG | 8034035046421 | 8034035046421 | 8034035046421 | 85389099
GW45054 | CVX630M - W.M. STRUCTURE 600X1000 | CVX630M-KONSTRUKCJA NATYNKOWA 600X1000 | 1240 | 1 | NR | 1220 | 1 | NR | 1.639% | OFFICIAL | 2DN16G23F4110YY100 | 40 | 2DN | ENERGY | 16G | MCCB / DISTR. BOARD | 23F | DISTR.BOARD/CABINETS | 1 | 1 | NR | 199290 | CCM | 28 | 27.4 | KG | 0 | 0 | 0 | 0
GW45087 | CVX630M - INT.CABLE COMPART.KIT H1600 | CVX630M - WEW.ZEST.PŁYTEK KABL. H1600 | 496 | 1 | NR | 488 | 1 | NR | 1.639% | OFFICIAL | 2DN16G23F4110Z4100 | 40 | 2DN | ENERGY | 16G | MCCB / DISTR. BOARD | 23F | DISTR.BOARD/CABINETS | 1 | 1 | NR | 30360 | CCM | 10 | 9 | KG | 0 | 0 | 0 | 0
GW45208 | CVX630K/M-MD/MCCB FRONT PANEL 850X300 | CVX630K/PANEL FRONT WIELOM./MCCB 850X300 | 124 | 1 | NR | 122 | 1 | NR | 1.639% | OFFICIAL | 2DN16G23F4130YM100 | 40 | 2DN | ENERGY | 16G | MCCB / DISTR. BOARD | 23F | DISTR.BOARD/CABINETS | 1 | 1 | NR | 14880 | CCM | 3.145 | 2.831 | KG | 8011564286733 | 8011564286733 | 8011564286733 | 85389099
GW45271 | CVX630K/M - KIT MTX/M160C 600X200 H. | CVX630K/M -ZEST.MTX/M160C 600X200 POZIOM | 186 | 1 | NR | 183 | 1 | NR | 1.639% | OFFICIAL | 2DN16G23F4130YM100 | 40 | 2DN | ENERGY | 16G | MCCB / DISTR. BOARD | 23F | DISTR.BOARD/CABINETS | 1 | 1 | NR | 25650 | CCM | 2.9 | 2.61 | KG | 0 | 0 | 0 | 0
GW45272 | CVX630K/M - KIT MTX/E160 600X200 H. | CVX630K/M -ZEST.MTX/E160 600X200 POZ | 186 | 1 | NR | 183 | 1 | NR | 1.639% | OFFICIAL | 2DN16G23F4130YM100 | 40 | 2DN | ENERGY | 16G | MCCB / DISTR. BOARD | 23F | DISTR.BOARD/CABINETS | 1 | 1 | NR | 10260 | CCM | 3.1 | 2.79 | KG | 0 | 0 | 0 | 0
GW45273 | CVX630K/M - KIT MTX/M250 600X200 H. | CVX630K/M -ZEST.MTX/M250 600X200 POZ | 186 | 1 | NR | 183 | 1 | NR | 1.639% | OFFICIAL | 2DN16G23F4130YM100 | 40 | 2DN | ENERGY | 16G | MCCB / DISTR. BOARD | 23F | DISTR.BOARD/CABINETS | 1 | 1 | NR | 10260 | CCM | 3.5 | 3.15 | KG | 0 | 0 | 0 | 0
GW45274 | CVX630K/M - KIT MTX/E/M320 600X200 H. | CVX630K/M - ZEST.MTX/E/M320 600x200 POZ. | 186 | 1 | NR | 183 | 1 | NR | 1.639% | OFFICIAL | 2DN16G23F4130YM100 | 40 | 2DN | ENERGY | 16G | MCCB / DISTR. BOARD | 23F | DISTR.BOARD/CABINETS | 1 | 1 | NR | 7980 | CCM | 3 | 2.7 | KG | 0 | 0 | 0 | 0
GW45281 | CVX630K/M-KIT MTX/M160C+BD160C 600X200 O | CVX630K/M-ZES.MTX/M160C+R160C 600X200 O | 186 | 1 | NR | 183 | 1 | NR | 1.639% | OFFICIAL | 2DN16G23F4130YM100 | 40 | 2DN | ENERGY | 16G | MCCB / DISTR. BOARD | 23F | DISTR.BOARD/CABINETS | 1 | 1 | NR | 10260 | CCM | 3.1 | 2.79 | KG | 0 | 0 | 0 | 0
GW45282 | CVX630K/M-KIT MTX/E160+BD160 600X200 H. | CVX630K/M-ZEST.MTX/E160+R160 600X200 POZ | 186 | 1 | NR | 183 | 1 | NR | 1.639% | OFFICIAL | 2DN16G23F4130YM100 | 40 | 2DN | ENERGY | 16G | MCCB / DISTR. BOARD | 23F | DISTR.BOARD/CABINETS | 1 | 1 | NR | 10260 | CCM | 3.315 | 2.984 | KG | 0 | 0 | 0 | 0
GW45283 | CVX630K/M-KIT MTX/M250+BD250 600X200 H. | CVX630K/M-ZEST.MTX/M250+R250 600X200 POZ | 186 | 1 | NR | 183 | 1 | NR | 1.639% | OFFICIAL | 2DN16G23F4130YM100 | 40 | 2DN | ENERGY | 16G | MCCB / DISTR. BOARD | 23F | DISTR.BOARD/CABINETS | 1 | 1 | NR | 10260 | CCM | 3.5 | 3.15 | KG | 0 | 0 | 0 | 0
GW45284 | CVX630K/M-KIT MTX/E/M320+BD320 600X200 H | CVX630K/M-ZES.MTX/E/M320+R320 600x200 PO | 186 | 1 | NR | 183 | 1 | NR | 1.639% | OFFICIAL | 2DN16G23F4130YM100 | 40 | 2DN | ENERGY | 16G | MCCB / DISTR. BOARD | 23F | DISTR.BOARD/CABINETS | 1 | 1 | NR | 6840 | CCM | 3 | 2.7 | KG | 0 | 0 | 0 | 0
GW45541 | CVX630K - 4-P DIST FRAME 250A B600 | CVX630K - 4-P RAMA ROZDZIEL 250A B600 | 620 | 1 | NR | 610 | 1 | NR | 1.639% | OFFICIAL | 2DN16G23F4170ZT100 | 40 | 2DN | ENERGY | 16G | MCCB / DISTR. BOARD | 23F | DISTR.BOARD/CABINETS | 1 | 1 | NR | 16401 | CCM | 3.6 | 3.6 | KG | 0 | 0 | 0 | 0
GW45565 | BARRA DI TERRA 25x4 B600 QDX630L/H/1600H | SZYNY 20x5 B600 QDX630L/H/1600H | 124 | 1 | NR | 122 | 1 | NR | 1.639% | OFFICIAL | 2DN16G23F4291QQ100 | 30 | 2DN | ENERGY | 16G | MCCB / DISTR. BOARD | 23F | DISTR.BOARD/CABINETS | 1 | 1 | NR | 288 | CCM | 0.38 | 0.38 | KG | 8034035060816 | 8034035060816 | 8034035060816 | 85389099
GWD3021 | QDX 630L W.M. GLASS DOOR 600x1000 | QDX 630L NATYNK. DRZWI SZKLAN 600x1000 | 620 | 1 | NR | 610 | 1 | NR | 1.639% | OFFICIAL | 2DN16G23F4221QG100 | 40 | 2DN | ENERGY | 16G | MCCB / DISTR. BOARD | 23F | DISTR.BOARD/CABINETS | 1 | 1 | NR | 34125 | CCM | 10.5 | 10.5 | KG | 8034035046278 | 8034035046278 | 8034035046278 | 85389099
GWD3088 | QDX 630L F.M. INT. CABLE COMP. 2000x300 | QDX 630L PODT. WEW. PRZED.KAB 2000x300 | 620 | 1 | NR | 610 | 1 | NR | 1.639% | OFFICIAL | 2DN16G23F4221QI100 | 30 | 2DN | ENERGY | 16G | MCCB / DISTR. BOARD | 23F | DISTR.BOARD/CABINETS | 1 | 1 | NR | 31500 | CCM | 12.5 | 12 | KG | 8034035046841 | 8034035046841 | 8034035046841 | 85389099
GWD3145 | QDX 1600H F.M. BASE/HEAD 400x600 | QDX 1600H PODT. PODST/STACJA 400x600 | 1860 | 1 | NR | 1830 | 1 | NR | 1.639% | OFFICIAL | 2DN16G23F4260YO100 | 40 | 2DN | ENERGY | 16G | MCCB / DISTR. BOARD | 23F | DISTR.BOARD/CABINETS | 1 | 1 | NR | 48384 | CCM | 19 | 19 | KG | 8034035047138 | 8034035047138 | 8034035047138 | 85389099
GWD3352 | SEGR VERT VANO INT/EST 1200x200 QDX630L | SEGR PION POM WEW/ZEW 1200x200 QDX630L | 186 | 1 | NR | 183 | 1 | NR | 1.639% | OFFICIAL | 2DN16G23F4291QQ100 | 30 | 2DN | ENERGY | 16G | MCCB / DISTR. BOARD | 23F | DISTR.BOARD/CABINETS | 1 | 1 | NR | 1446 | CCM | 540 | 540 | G | 8034035052392 | 8034035052392 | 8034035052392 | 85389099
GWD3505 | KIT MSX/E/M400-630 600x300 ORIZ FISSO | ZEST. MSX/E/M400-630 600x300 POZ. STAŁY | 372 | 1 | NR | 366 | 1 | NR | 1.639% | OFFICIAL | 2DN16G23F4291QO100 | 30 | 2DN | ENERGY | 16G | MCCB / DISTR. BOARD | 23F | DISTR.BOARD/CABINETS | 1 | 1 | NR | 8525 | CCM | 4.27 | 4.27 | KG | 8034035060519 | 8034035060519 | 8034035060519 | 85389099
GWD3520 | KIT MSX/E/M1000 600x600 VERT FISSO | ZEST. MSX/E/M1000 600x600 PION. STAŁY | 806 | 1 | NR | 793 | 1 | NR | 1.639% | OFFICIAL | 2DN16G23F4291QO100 | 30 | 2DN | ENERGY | 16G | MCCB / DISTR. BOARD | 23F | DISTR.BOARD/CABINETS | 1 | 1 | NR | 64000 | CCM | 7.95 | 7.155 | KG | 8034035060915 | 8034035060915 | 8034035060915 | 85389099
GWD3521 | KIT MSX/E/M1250 600x700 VERT FISSO | ZEST. MSX/E/M1250 600x600 PION. STAŁY | 806 | 1 | NR | 793 | 1 | NR | 1.639% | OFFICIAL | 2DN16G23F4291QO100 | 30 | 2DN | ENERGY | 16G | MCCB / DISTR. BOARD | 23F | DISTR.BOARD/CABINETS | 1 | 1 | NR | 96000 | CCM | 8.636 | 7.772 | KG | 8034035060922 | 8034035060922 | 8034035060922 | 85389099
GWD3522 | KIT MSX/E/M1600 600x700 VERT FISSO | ZEST. MSX/E/M1600 600x600 PION. STAŁY | 806 | 1 | NR | 793 | 1 | NR | 1.639% | OFFICIAL | 2DN16G23F4291QO100 | 30 | 2DN | ENERGY | 16G | MCCB / DISTR. BOARD | 23F | DISTR.BOARD/CABINETS | 1 | 1 | NR | 30800 | CCM | 7.29 | 7.29 | KG | 8034035060939 | 8034035060939 | 8034035060939 | 85389099
GWD3754 | PORTAB LINEARE SAG AL QDX630H/1600H | UCHW. LIN. PROF AL QDX630H/1600H | 558 | 1 | NR | 549 | 1 | NR | 1.639% | OFFICIAL | 2DN16G23F4171QS100 | 30 | 2DN | ENERGY | 16G | MCCB / DISTR. BOARD | 23F | DISTR.BOARD/CABINETS | 1 | 1 | NR | 3120 | CCM | 1.6 | 1.6 | KG | 8034035061424 | 8034035061424 | 8034035061424 | 85389099
GWD3472 | STAFFE MORSETTIERA VERT P600 QDX1600H | WSPORN. SKRZ. ZAC. PION. P600 QDX1600H | 49.7 | 1 | NR | 48.9 | 1 | NR | 1.636% | OFFICIAL | 2DN16G23F4291QQ100 | 30 | 2DN | ENERGY | 16G | MCCB / DISTR. BOARD | 23F | DISTR.BOARD/CABINETS | 1 | 1 | NR | 1 | CCM | 0.25 | 0.25 | KG | 8034035053184 | 8034035053184 | 8034035053184 | 94059900
GW45165 | CVX630M - IP55 GLASS DOOR 850X1200 | CVX630M - IP55 DRZWI SZKLANE 850X1200 | 932 | 1 | NR | 917 | 1 | NR | 1.636% | OFFICIAL | 2DN16G23F4110Z2100 | 40 | 2DN | ENERGY | 16G | MCCB / DISTR. BOARD | 23F | DISTR.BOARD/CABINETS | 1 | 1 | NR | 104328 | CCM | 14.5 | 13.05 | KG | 8011564448940 | 8011564448940 | 8011564448940 | 85389099
GWD3207 | QDX 630H F.M. BLIND DOOR 600x2000 | QDX 630H PODT. DRZWI LITE 600x2000 | 932 | 1 | NR | 917 | 1 | NR | 1.636% | OFFICIAL | 2DN16G23F4241QM100 | 40 | 2DN | ENERGY | 16G | MCCB / DISTR. BOARD | 23F | DISTR.BOARD/CABINETS | 1 | 1 | NR | 69430 | CCM | 30 | 30 | KG | 8034035047749 | 8034035047749 | 8034035047749 | 85389099
GW47144 | CVX160E IP55 SOLID DOOR 600X1200 | CVX160E IP55 DRZWI LITE 600X1200 | 435 | 1 | NR | 428 | 1 | NR | 1.636% | OFFICIAL | 2DN16G23F4020X8100 | 30 | 2DN | ENERGY | 16G | MCCB / DISTR. BOARD | 23F | DISTR.BOARD/CABINETS | 1 | 1 | NR | 52272 | CCM | 10.075 | 9.068 | KG | 8011564096264 | 8011564096264 | 8011564096264 | 85389099
GWD3015 | QDX 630L W.M. REAR FRAME 600x1000 | QDX 630L NATYNK. RAMA TYLNA 600x1000 | 435 | 1 | NR | 428 | 1 | NR | 1.636% | OFFICIAL | 2DN16G23F4221QG100 | 30 | 2DN | ENERGY | 16G | MCCB / DISTR. BOARD | 23F | DISTR.BOARD/CABINETS | 1 | 1 | NR | 28944 | CCM | 14.5 | 13.05 | KG | 8034035046216 | 8034035046216 | 8034035046216 | 85389099
GWD3048 | QDX 630L F.M. VERT UPRIG. B600/850 H1800 | QDX 630L PODTYN. PION RAM B600/850 H1800 | 435 | 1 | NR | 428 | 1 | NR | 1.636% | OFFICIAL | 2DN16G23F4221QI100 | 30 | 2DN | ENERGY | 16G | MCCB / DISTR. BOARD | 23F | DISTR.BOARD/CABINETS | 1 | 1 | NR | 28761.25 | CCM | 11.5 | 10.5 | KG | 8034035046469 | 8034035046469 | 8034035046469 | 85389099
GWD3726 | PORTABARRE 630A L850 QDX630H | UCHWYTY 630A L850 QDX630H | 435 | 1 | NR | 428 | 1 | NR | 1.636% | OFFICIAL | 2DN16G23F4171QS100 | 30 | 2DN | ENERGY | 16G | MCCB / DISTR. BOARD | 23F | DISTR.BOARD/CABINETS | 1 | 1 | NR | 4680 | CCM | 1.81 | 1.81 | KG | 8034035061172 | 8034035061172 | 8034035061172 | 85389099
GW45078 | CVX630M - PAIR OF SIDE PANELS H1800 | CVX630M-PARA PLASTIK.PŁYT BOCZN.H1800 | 373 | 1 | NR | 367 | 1 | NR | 1.635% | OFFICIAL | 2DN16G23F4110Z4100 | 40 | 2DN | ENERGY | 16G | MCCB / DISTR. BOARD | 23F | DISTR.BOARD/CABINETS | 1 | 1 | NR | 23375 | CCM | 9.5 | 8.55 | KG | 0 | 0 | 0 | 0
GWD3369 | SEGR VERT INT/EST 1800x400 QDX630H | SEGR PION WEW/ZEW 1800x400 QDX630H | 373 | 1 | NR | 367 | 1 | NR | 1.635% | OFFICIAL | 2DN16G23F4291QQ100 | 30 | 2DN | ENERGY | 16G | MCCB / DISTR. BOARD | 23F | DISTR.BOARD/CABINETS | 1 | 1 | NR | 9000 | CCM | 1.7 | 1.7 | KG | 8034035052569 | 8034035052569 | 8034035052569 | 85389099
GW45184 | CVX630M - IP55 SOLID DOOR 850X1000 | CVX630M - IP55 DRZWI LITE 850X1000 | 684 | 1 | NR | 673 | 1 | NR | 1.634% | OFFICIAL | 2DN16G23F4110Z2100 | 40 | 2DN | ENERGY | 16G | MCCB / DISTR. BOARD | 23F | DISTR.BOARD/CABINETS | 1 | 1 | NR | 49680 | CCM | 12.12 | 10.908 | KG | 0 | 0 | 0 | 0
GW45602 | CVX630M - KIT MTX/M250 600x500 INT H | CVX630M - ZEST MTX/M250 600x500 WEW POZ | 311 | 1 | NR | 306 | 1 | NR | 1.634% | OFFICIAL | 2DN16G23F4130YM100 | 40 | 2DN | ENERGY | 16G | MCCB / DISTR. BOARD | 23F | DISTR.BOARD/CABINETS | 1 | 1 | NR | 5700 | CCM | 4.025 | 3.623 | KG | 0 | 0 | 0 | 0
GW45603 | CVX630M - KIT MTX/E/M320 600x600 INT H | CVX630M -ZEST MTX/E/M320 600x600 WEW POZ | 311 | 1 | NR | 306 | 1 | NR | 1.634% | OFFICIAL | 2DN16G23F4130YM100 | 40 | 2DN | ENERGY | 16G | MCCB / DISTR. BOARD | 23F | DISTR.BOARD/CABINETS | 1 | 1 | NR | 13680 | CCM | 4.495 | 4.046 | KG | 0 | 0 | 0 | 0
GW45604 | CVX630M - KIT MTX/E/M630 600x600 INT H | CVX630M -ZEST MTX/E/M630 600x600 WEW POZ | 311 | 1 | NR | 306 | 1 | NR | 1.634% | OFFICIAL | 2DN16G23F4130YM100 | 40 | 2DN | ENERGY | 16G | MCCB / DISTR. BOARD | 23F | DISTR.BOARD/CABINETS | 1 | 1 | NR | 13680 | CCM | 4.2 | 3.78 | KG | 0 | 0 | 0 | 0
GWD3746 | PORTAB LINEARE SAG RAME QDX1600H | UCHW. LIN. PŁASKIE MIEDŹ QDX1600H | 622 | 1 | NR | 612 | 1 | NR | 1.634% | OFFICIAL | 2DN16G23F4171QS100 | 30 | 2DN | ENERGY | 16G | MCCB / DISTR. BOARD | 23F | DISTR.BOARD/CABINETS | 1 | 1 | NR | 1 | CCM | 2.74 | 2.74 | KG | 8034035061356 | 8034035061356 | 8034035061356 | 85389099
GW49774 | GWFIX100 - CONN. W. CABLE L1/L2/L3 40A | GWFIX100 - ZŁĄCZ. Z PRZEWOD.L1/L2/L3 40A | 24.9 | 1 | NR | 24.5 | 1 | NR | 1.633% | OFFICIAL | 2DN16G23F4170ZM100 | 40 | 2DN | ENERGY | 16G | MCCB / DISTR. BOARD | 23F | DISTR.BOARD/CABINETS | 1 | 6 | NR | 753.667 | CCM | 98.833 | 88.95 | G | 0 | 0 | 0 | 0
GW44700 | FOUR-POLE DIVIDER 250A 20X5 CVX | CZTEROBIEGUNOWA PRZEKŁADKA 250A 20X5 CVX | 249 | 1 | NR | 245 | 1 | NR | 1.633% | OFFICIAL | 2DN16G23F4170ZT100 | 30 | 2DN | ENERGY | 16G | MCCB / DISTR. BOARD | 23F | DISTR.BOARD/CABINETS | 1 | 2 | NR | 4725 | CCM | 1.694 | 1.525 | KG | 8011564134805 | 8011564134805 | 8011564906976 | 85381000
GW49815 | CVX1600-B.M. F. PLATE NS BRD 36M 850X600 | CVX1600-PODKŁADKA P. NS 850X600 36M | 249 | 1 | NR | 245 | 1 | NR | 1.633% | OFFICIAL | 2DN16G23F4150ZJ100 | 40 | 2DN | ENERGY | 16G | MCCB / DISTR. BOARD | 23F | DISTR.BOARD/CABINETS | 1 | 1 | NR | 108000 | CCM | 12.638 | 11.374 | KG
GWD3344 | QDX PIASTRA DI FONDO 850x800 | QDX PODKŁADKA 850x800 | 249 | 1 | NR | 245 | 1 | NR | 1.633% | OFFICIAL | 2DN16G23F4291QQ100 | 30 | 2DN | ENERGY | 16G | MCCB / DISTR. BOARD | 23F | DISTR.BOARD/CABINETS | 1 | 1 | NR | 10176 | CCM | 6.08 | 6 | KG | 8034035052361 | 8034035052361 | 8034035052361 | 85389099
GW49457 | CVX1600-SOLID FRONT PANEL 24M 600X200 | CVX1600 - PEŁEN PANEL 600X200 24M | 81 | 1 | NR | 79.7 | 1 | NR | 1.631% | OFFICIAL | 2DN16G23F4150ZI100 | 40 | 2DN | ENERGY | 16G | MCCB / DISTR. BOARD | 23F | DISTR.BOARD/CABINETS | 1 | 1 | NR | 3600 | CCM | 1.467 | 1.32 | KG
GW45536 | CVX630K - 4 FIX BRACKETS FOR WALL BOARDS | CVX630K - 4 WIESZAKI MOC. DO ROZDZ.ŚCIEN | 74.8 | 1 | NR | 73.6 | 1 | NR | 1.63% | OFFICIAL | 2DN16G23F4130YM100 | 40 | 2DN | ENERGY | 16G | MCCB / DISTR. BOARD | 23F | DISTR.BOARD/CABINETS | 1 | 1 | NR | 4998 | CCM | 320 | 310 | G | 8011564287419 | 8011564287419 | 8011564287419 | 85389099
GW45543 | CVX630K - 4-P DIST FRAME 250A B850 | CVX630K - 4-P RAMA ROZDZIEL 250A B850 | 748 | 1 | NR | 736 | 1 | NR | 1.63% | OFFICIAL | 2DN16G23F4170ZT100 | 40 | 2DN | ENERGY | 16G | MCCB / DISTR. BOARD | 23F | DISTR.BOARD/CABINETS | 1 | 1 | NR | 57566.25 | CCM | 5 | 5 | KG | 0 | 0 | 0 | 0
GW45561 | CVX630K - 2 GRAD. BARHOLDERS INT. COMP | CVX630K - 2 STOPN. UCHW.SZYN WEW PRZE | 187 | 1 | NR | 184 | 1 | NR | 1.63% | OFFICIAL | 2DN16G23F4170ZU100 | 40 | 2DN | ENERGY | 16G | MCCB / DISTR. BOARD | 23F | DISTR.BOARD/CABINETS | 1 | 1 | NR | 4232.25 | CCM | 710 | 700 | G | 0 | 0 | 0 | 0
GW47186 | CVX160E BACK-MOUNTING PLATE 600X200 | CVX160E TYLNA PŁYTA MONTAŻ. 600X200 | 74.8 | 1 | NR | 73.6 | 1 | NR | 1.63% | OFFICIAL | 2DN16G23F4020X8100 | 30 | 2DN | ENERGY | 16G | MCCB / DISTR. BOARD | 23F | DISTR.BOARD/CABINETS | 1 | 5 | NR | 7546 | CCM | 1.5 | 1.35 | KG | 8011564096400 | 8011564096400 | 8011564462748 | 85389099
GW45202 | CVX630K/M-MD/MCCB FRONT PANEL 600X200 | CVX630K/PANEL FRONT WIELOM./MCCB 600X200 | 87.3 | 1 | NR | 85.9 | 1 | NR | 1.63% | OFFICIAL | 2DN16G23F4130YM100 | 40 | 2DN | ENERGY | 16G | MCCB / DISTR. BOARD | 23F | DISTR.BOARD/CABINETS | 1 | 1 | NR | 6840 | CCM | 1.715 | 1.544 | KG | 8011564286597 | 8011564286597 | 8011564286597 | 85389099
GW45175 | CVX630M - IP55 SOLID DOOR 600X1200 | CVX630M - IP55 DRZWI LITE 600X1200 | 686 | 1 | NR | 675 | 1 | NR | 1.63% | OFFICIAL | 2DN16G23F4110Z2100 | 40 | 2DN | ENERGY | 16G | MCCB / DISTR. BOARD | 23F | DISTR.BOARD/CABINETS | 1 | 1 | NR | 46800 | CCM | 12.6 | 11.34 | KG | 0 | 0 | 0 | 0
GW45138 | CVX630K - IP40 SOLID DOOR 850X1800 | CVX630K - IP40 DRZWI LITE 850X1800 | 811 | 1 | NR | 798 | 1 | NR | 1.629% | OFFICIAL | 2DN16G23F4090YI100 | 40 | 2DN | ENERGY | 16G | MCCB / DISTR. BOARD | 23F | DISTR.BOARD/CABINETS | 1 | 1 | NR | 129456 | CCM | 23.34 | 21.4 | KG | 0 | 0 | 0 | 0
GWD3028 | QDX 630L W.M. BLIND DOOR 850x1200 | QDX 630L NATYNK. DRZWI LITE 850x1200 | 749 | 1 | NR | 737 | 1 | NR | 1.628% | OFFICIAL | 2DN16G23F4221QG100 | 40 | 2DN | ENERGY | 16G | MCCB / DISTR. BOARD | 23F | DISTR.BOARD/CABINETS | 1 | 1 | NR | 60192 | CCM | 16 | 16 | KG | 8034035046346 | 8034035046346 | 8034035046346 | 85389099
GWD3215 | QDX 630H F.M. INT. CAB COMP 600+300x1800 | QDX 630H PODT. WEW. PRZ KAB 600+300x1800 | 749 | 1 | NR | 737 | 1 | NR | 1.628% | OFFICIAL | 2DN16G23F4241QM100 | 40 | 2DN | ENERGY | 16G | MCCB / DISTR. BOARD | 23F | DISTR.BOARD/CABINETS | 1 | 1 | NR | 28800 | CCM | 11.5 | 11.5 | KG | 8034035047824 | 8034035047824 | 8034035047824 | 85389099
GW45516 | CVX630K/M - CABLE FIXING RAIL INNER COMP | CVX630K/M - PRZEDZ.WEW.SZYNY MOC.PRZEWO. | 43.7 | 1 | NR | 43 | 1 | NR | 1.628% | OFFICIAL | 2DN16G23F4130YM100 | 40 | 2DN | ENERGY | 16G | MCCB / DISTR. BOARD | 23F | DISTR.BOARD/CABINETS | 1 | 1 | NR | 4998 | CCM | 140 | 130 | G | 0 | 0 | 0 | 0
GWD3027 | QDX 630L W.M. BLIND DOOR 850x1000 | QDX 630L NATYNK. DRZWI LITE 850x1000 | 687 | 1 | NR | 676 | 1 | NR | 1.627% | OFFICIAL | 2DN16G23F4221QG100 | 40 | 2DN | ENERGY | 16G | MCCB / DISTR. BOARD | 23F | DISTR.BOARD/CABINETS | 1 | 1 | NR | 46980 | CCM | 14 | 13 | KG | 8034035046339 | 8034035046339 | 8034035046339 | 85389099
GW49768 | GWFIX100 - BUSBARS 100A 4P 24 MOD. | GWFIX100 - MAGISTRALE 100A 4P 24 MOD. | 81.2 | 1 | NR | 79.9 | 1 | NR | 1.627% | OFFICIAL | 2DN16G23F4170ZM100 | 40 | 2DN | ENERGY | 16G | MCCB / DISTR. BOARD | 23F | DISTR.BOARD/CABINETS | 1 | 6 | NR | 1100 | CCM | 700 | 632 | G | 0 | 0 | 0 | 0
GWD3376 | SEGREGAZIONE ORIZ 850x250 QDX630H | SEGREGACJA PION 850x250 QDX630H | 81.2 | 1 | NR | 79.9 | 1 | NR | 1.627% | OFFICIAL | 2DN16G23F4291QQ100 | 30 | 2DN | ENERGY | 16G | MCCB / DISTR. BOARD | 23F | DISTR.BOARD/CABINETS | 1 | 1 | NR | 2373 | CCM | 1.23 | 1.23 | KG | 8034035052637 | 8034035052637 | 8034035052637 | 85389099
GW45117 | CVX630K - IP40 GLASS DOOR 850X1600 | CVX630K - IP40 DRZWI SZKLANE 850X1600 | 1250 | 1 | NR | 1230 | 1 | NR | 1.626% | OFFICIAL | 2DN16G23F4090YI100 | 40 | 2DN | ENERGY | 16G | MCCB / DISTR. BOARD | 23F | DISTR.BOARD/CABINETS | 1 | 1 | NR | 107715 | CCM | 22 | 20 | KG | 0 | 0 | 0 | 0
GW45278 | CVX630K/M - KIT MTX/E/M630 850X300 H. | CVX630K/M - ZEST.MTX/E/M630 850x300 POZ. | 250 | 1 | NR | 246 | 1 | NR | 1.626% | OFFICIAL | 2DN16G23F4130YM100 | 40 | 2DN | ENERGY | 16G | MCCB / DISTR. BOARD | 23F | DISTR.BOARD/CABINETS | 1 | 1 | NR | 13860 | CCM | 5.6 | 5.04 | KG | 0 | 0 | 0 | 0
GW45290 | CVX630K/M-KIT MTX/E/M630+BD500 850X300 H | CVX630K/M-ZES.MTX/E/M630+R500 850x300 PO | 250 | 1 | NR | 246 | 1 | NR | 1.626% | OFFICIAL | 2DN16G23F4130YM100 | 40 | 2DN | ENERGY | 16G | MCCB / DISTR. BOARD | 23F | DISTR.BOARD/CABINETS | 1 | 1 | NR | 13860 | CCM | 5.6 | 5.04 | KG | 0 | 0 | 0 | 0
GW45432 | CVX630K/M - BACK-MOUNTING PLATE 850X400 | CVX630K/M - TYLNA PŁYTA MONTAŻ. 850X400 | 125 | 1 | NR | 123 | 1 | NR | 1.626% | OFFICIAL | 2DN16G23F4130YM100 | 40 | 2DN | ENERGY | 16G | MCCB / DISTR. BOARD | 23F | DISTR.BOARD/CABINETS | 1 | 1 | NR | 3040 | CCM | 5 | 4.6 | KG | 0 | 0 | 0 | 0
GW45583 | CVX630M - ADDIT. PLINTH FOR BOARD B850 | CVX630M - DODATK. COKÓŁ DO ROZDZIEL.B850 | 250 | 1 | NR | 246 | 1 | NR | 1.626% | OFFICIAL | 2DN16G23F4130YM100 | 40 | 2DN | ENERGY | 16G | MCCB / DISTR. BOARD | 23F | DISTR.BOARD/CABINETS | 1 | 1 | NR | 9196 | CCM | 4.5 | 4.1 | KG | 0 | 0 | 0 | 0
GW47014E | CVX160E IP40 DIST. BOARD 600X1200X180 GD | CVX160E ROZDZIELNICA IP40 600X1200X200GD | 1250 | 1 | NR | 1230 | 1 | NR | 1.626% | OFFICIAL | 2DN16G23F4040Y6100 | 30 | 2DN | ENERGY | 16G | MCCB / DISTR. BOARD | 23F | DISTR.BOARD/CABINETS | 1 | 1 | NR | 237496.875 | CCM | 31.4 | 28.26 | KG | 8011564251182 | 8011564251182 | 8011564251182 | 85381000
GW47033E | CVX160E IP55 DIST. BOARD 600X1000X180 GD | CVX160E ROZDZIELNICA IP55 600X1000X170GD | 1250 | 1 | NR | 1230 | 1 | NR | 1.626% | OFFICIAL | 2DN16G23F4040YA100 | 30 | 2DN | ENERGY | 16G | MCCB / DISTR. BOARD | 23F | DISTR.BOARD/CABINETS | 1 | 1 | NR | 216090 | CCM | 27.8 | 25.02 | KG | 8011564251250 | 8011564251250 | 8011564251250 | 85381000
GW47074 | CVX160I-D.BOARD 600X1000X105 IP30 NO D. | CVX160I-ROZDZIE.600X1000X105 IP30 BEZ DR | 1250 | 1 | NR | 1230 | 1 | NR | 1.626% | OFFICIAL | 2DN16G23F4010X0100 | 30 | 2DN | ENERGY | 16G | MCCB / DISTR. BOARD | 23F | DISTR.BOARD/CABINETS | 1 | 1 | NR | 118650 | CCM | 26 | 23.4 | KG | 8011564111134 | 8011564111134 | 8011564111134 | 85381000
GW47082 | CVX160I-D.BOARD 600X600X105 IP40 GLASS D | CVX160I-ROZDZIE.600X600X105 IP40 DRZ.SZK | 1250 | 1 | NR | 1230 | 1 | NR | 1.626% | OFFICIAL | 2DN16G23F4010X2100 | 30 | 2DN | ENERGY | 16G | MCCB / DISTR. BOARD | 23F | DISTR.BOARD/CABINETS | 1 | 1 | NR | 98550 | CCM | 23.185 | 20.867 | KG | 8011564111141 | 8011564111141 | 8011564111141 | 85381000
GW47197 | CVX160I - 4 PLASTERBOARD FIXING-BRACKETS | CVX160I -4 UCHWYTY DO MOC.PŁYT GIPS-KART | 62.5 | 1 | NR | 61.5 | 1 | NR | 1.626% | OFFICIAL | 2DN16G23F4020X8100 | 30 | 2DN | ENERGY | 16G | MCCB / DISTR. BOARD | 23F | DISTR.BOARD/CABINETS | 1 | 10 | NR | 423.225 | CCM | 225.6 | 203.04 | G | 8011564111264 | 8011564111264 | 8011564474468 | 85389099
GW49061 | CVX1600-GLASS DOOR 400X1800 | CVX1600 - DRZWI SZKŁO IP65 400X1800 | 1250 | 1 | NR | 1230 | 1 | NR | 1.626% | OFFICIAL | 2DN16G23F4150ZB100 | 40 | 2DN | ENERGY | 16G | MCCB / DISTR. BOARD | 23F | DISTR.BOARD/CABINETS | 1 | 1 | NR | 81962 | CCM | 16.45 | 14.805 | KG
GW49779 | GWFIX100 - N°10 CONNECT. L1-L2-L3-N 40A | GWFIX100 - PRZYŁ.NR 10 L1-L2-L3-N 40A | 125 | 1 | NR | 123 | 1 | NR | 1.626% | OFFICIAL | 2DN16G23F4170ZM100 | 40 | 2DN | ENERGY | 16G | MCCB / DISTR. BOARD | 23F | DISTR.BOARD/CABINETS | 1 | 6 | NR | 282.744 | CCM | 205 | 184.5 | G | 0 | 0 | 0 | 0
GW49851 | CVX1600-B.M. F. PLATE S. BRD 36M 850X200 | CVX1600-PODKŁADKA P. S 850X200 36M | 125 | 1 | NR | 123 | 1 | NR | 1.626% | OFFICIAL | 2DN16G23F4150ZJ100 | 40 | 2DN | ENERGY | 16G | MCCB / DISTR. BOARD | 23F | DISTR.BOARD/CABINETS | 1 | 1 | NR | 8000 | CCM | 2.91 | 2.619 | KG
GWD3125 | QDX 630H PARETE KIT SOVRAP 600+200x300 | QDX 630H ŚCIANA ZESTAW NAKŁAD. 600+200x300 | 125 | 1 | NR | 123 | 1 | NR | 1.626% | OFFICIAL | 2DN16G23F4241QK100 | 30 | 2DN | ENERGY | 16G | MCCB / DISTR. BOARD | 23F | DISTR.BOARD/CABINETS | 1 | 1 | NR | 7308 | CCM | 1.5 | 1.4 | KG | 8034035059773 | 8034035059773 | 8034035059773 | 85389099
GWD3181 | QDX 630H F.M. SIDE PANELS 1800x400 | QDX 630H PODT. PANELE BOCZN 1800x400 | 375 | 1 | NR | 369 | 1 | NR | 1.626% | OFFICIAL | 2DN16G23F4241QM100 | 40 | 2DN | ENERGY | 16G | MCCB / DISTR. BOARD | 23F | DISTR.BOARD/CABINETS | 1 | 1 | NR | 39900 | CCM | 18.5 | 16.65 | KG | 8034035047510 | 8034035047510 | 8034035047510 | 85389099
GWD3189 | QDX 630H F.M. REAR PANELS 600x2000 | QDX 630H PODT. PANELE TYLNE 600x2000 | 375 | 1 | NR | 369 | 1 | NR | 1.626% | OFFICIAL | 2DN16G23F4241QM100 | 40 | 2DN | ENERGY | 16G | MCCB / DISTR. BOARD | 23F | DISTR.BOARD/CABINETS | 1 | 1 | NR | 56126 | CCM | 20.5 | 18.45 | KG | 8034035047565 | 8034035047565 | 8034035047565 | 85389099
GWD3731 | PORTABARRE 630A L850 P800 QDX1600H | UCHWYTY 630A L850 P800 QDX1600H | 500 | 1 | NR | 492 | 1 | NR | 1.626% | OFFICIAL | 2DN16G23F4171QS100 | 30 | 2DN | ENERGY | 16G | MCCB / DISTR. BOARD | 23F | DISTR.BOARD/CABINETS | 1 | 1 | NR | 6318 | CCM | 2.81 | 2.81 | KG | 8034035061226 | 8034035061226 | 8034035061226 | 85389099
GWD3741 | PORTABARRE SAGOMATE L600 QDX1600H | UCHWYTY PROFILOW. L600 QDX1600H | 750 | 1 | NR | 738 | 1 | NR | 1.626% | OFFICIAL | 2DN16G23F4171QS100 | 30 | 2DN | ENERGY | 16G | MCCB / DISTR. BOARD | 23F | DISTR.BOARD/CABINETS | 1 | 1 | NR | 6270 | CCM | 4.13 | 4.1 | KG | 8034035061301 | 8034035061301 | 8034035061301 | 85389099
GW49471 | CVX1600-SOLID FRONT PANEL 36M 850X200 | CVX1600 - PEŁEN PANEL 850X200 36M | 100 | 1 | NR | 98.4 | 1 | NR | 1.626% | OFFICIAL | 2DN16G23F4150ZI100 | 40 | 2DN | ENERGY | 16G | MCCB / DISTR. BOARD | 23F | DISTR.BOARD/CABINETS | 1 | 6 | NR | 3402 | CCM | 2.335 | 2.101 | KG
GWD3124 | QDX 630H PARETE KIT SOVRAP 600x300 | QDX 630H ŚCIANA ZESTAW NAKŁAD. 600x300 | 100 | 1 | NR | 98.4 | 1 | NR | 1.626% | OFFICIAL | 2DN16G23F4241QK100 | 30 | 2DN | ENERGY | 16G | MCCB / DISTR. BOARD | 23F | DISTR.BOARD/CABINETS | 1 | 1 | NR | 5022 | CCM | 1 | 1 | KG | 8034035059766 | 8034035059766 | 8034035059766 | 85389099
GW45254 | CVX630K/M - MSS630 850x500 VERT KIT | CVX630K/M - MSS630 850x500 ZESTAW PION | 313 | 1 | NR | 308 | 1 | NR | 1.623% | OFFICIAL | 2DN16G23F4130YM100 | 40 | 2DN | ENERGY | 16G | MCCB / DISTR. BOARD | 23F | DISTR.BOARD/CABINETS | 1 | 1 | NR | 18480 | CCM | 7.15 | 7.15 | KG | 0 | 0 | 0 | 0
GWD3406 | ZOCCOLO ADDIZIONALE 850x300 QDX630L | DODATKOWY COKÓŁ 850x300 QDX630L | 313 | 1 | NR | 308 | 1 | NR | 1.623% | OFFICIAL | 2DN16G23F4291QQ100 | 40 | 2DN | ENERGY | 16G | MCCB / DISTR. BOARD | 23F | DISTR.BOARD/CABINETS | 1 | 1 | NR | 6149 | CCM | 4.63 | 4.63 | KG | 8034035052712 | 8034035052712 | 8034035052712 | 85389099
GWD3451 | STAFFE FISSAGGIO QDX630H PARETE | WSPORN. MOCUJ. QDX630H ŚCIANA | 81.4 | 1 | NR | 80.1 | 1 | NR | 1.623% | OFFICIAL | 2DN16G23F4291QQ100 | 30 | 2DN | ENERGY | 16G | MCCB / DISTR. BOARD | 23F | DISTR.BOARD/CABINETS | 1 | 1 | NR | 216 | CCM | 370 | 360 | G | 8034035053030 | 8034035053030 | 8034035053030 | 94059900
GW45097 | CVX630M - EXT.CABLE COMPART.KIT 400X1600 | CVX630M - ZEW.ZEST.PŁYTEK KABL.400X1600 | 1880 | 1 | NR | 1850 | 1 | NR | 1.622% | OFFICIAL | 2DN16G23F4110Z4100 | 40 | 2DN | ENERGY | 16G | MCCB / DISTR. BOARD | 23F | DISTR.BOARD/CABINETS | 1 | 1 | NR | 222144 | CCM | 37 | 33.3 | KG | 0 | 0 | 0 | 0
GW45209 | CVX630K/M-MCCB+BD L FRONT PANEL 850X300 | CVX630K/PANEL FRONT WM MCCB+R L 850X300 | 188 | 1 | NR | 185 | 1 | NR | 1.622% | OFFICIAL | 2DN16G23F4130YM100 | 40 | 2DN | ENERGY | 16G | MCCB / DISTR. BOARD | 23F | DISTR.BOARD/CABINETS | 1 | 1 | NR | 15400 | CCM | 3.07 | 2.763 | KG | 0 | 0 | 0 | 0
GW45474 | CVX630M - VERT. SEPARATOR INT VAIN H1000 | CVX630M - PION. PRZEGRODA WEW. H1000 | 188 | 1 | NR | 185 | 1 | NR | 1.622% | OFFICIAL | 2DN16G23F4130YM100 | 40 | 2DN | ENERGY | 16G | MCCB / DISTR. BOARD | 23F | DISTR.BOARD/CABINETS | 1 | 1 | NR | 12000 | CCM | 1.6 | 1.44 | KG | 0 | 0 | 0 | 0
GW47062E | CVX160E IP65 DIST. BOARD 600X800X170 SD | CVX160E ROZDZIELNICA IP65 600X800X170 SD | 940 | 1 | NR | 925 | 1 | NR | 1.622% | OFFICIAL | 2DN16G23F4040YA100 | 30 | 2DN | ENERGY | 16G | MCCB / DISTR. BOARD | 23F | DISTR.BOARD/CABINETS | 1 | 1 | NR | 148176 | CCM | 24.5 | 22.05 | KG | 8011564287426 | 8011564287426 | 8011564287426 | 85381000
GW47114 | CVX160E IP40 GLASS DOOR 600X1200 | CVX160E IP40 DRZWI SZKLANE 600X1200 | 690 | 1 | NR | 679 | 1 | NR | 1.62% | OFFICIAL | 2DN16G23F4020X8100 | 40 | 2DN | ENERGY | 16G | MCCB / DISTR. BOARD | 23F | DISTR.BOARD/CABINETS | 1 | 1 | NR | 52272 | CCM | 10.121 | 9.109 | KG | 0 | 0 | 0 | 0
GW49798 | GWFIX100 - N°2 BUSBAR COVER 36 MOD. | GWFIX100 - NR 2 POKRYWA MAGISTR. 36 MOD. | 25.1 | 1 | NR | 24.7 | 1 | NR | 1.619% | OFFICIAL | 2DN16G23F4170ZM100 | 40 | 2DN | ENERGY | 16G | MCCB / DISTR. BOARD | 23F | DISTR.BOARD/CABINETS | 1 | 6 | NR | 1276.223 | CCM | 544 | 489.6 | G | 0 | 0 | 0 | 0
GW45394 | CVX630M-PAIR OF SIDE AERAT. PANEL H1000 | CVX630M-PARA PAN.BOCZN. WENTYL. H1000 | 628 | 1 | NR | 618 | 1 | NR | 1.618% | OFFICIAL | 2DN16G23F4130YM100 | 40 | 2DN | ENERGY | 16G | MCCB / DISTR. BOARD | 23F | DISTR.BOARD/CABINETS | 1 | 1 | NR | 12840 | CCM | 5 | 4.5 | KG | 0 | 0 | 0 | 0
GW45395 | CVX630M-PAIR OF SIDE AERAT. PANEL H1200 | CVX630M-PARA PAN.BOCZN. WENTYL. H1200 | 628 | 1 | NR | 618 | 1 | NR | 1.618% | OFFICIAL | 2DN16G23F4130YM100 | 40 | 2DN | ENERGY | 16G | MCCB / DISTR. BOARD | 23F | DISTR.BOARD/CABINETS | 1 | 1 | NR | 15240 | CCM | 6.5 | 5.85 | KG | 0 | 0 | 0 | 0
GWD3142 | QDX 1600H F.M. BASE/HEAD 850x800 | QDX 1600H PODT. PODST/STACJA 850x800 | 3140 | 1 | NR | 3090 | 1 | NR | 1.618% | OFFICIAL | 2DN16G23F4260YO100 | 40 | 2DN | ENERGY | 16G | MCCB / DISTR. BOARD | 23F | DISTR.BOARD/CABINETS | 1 | 1 | NR | 105825 | CCM | 39 | 38 | KG | 8034035047107 | 8034035047107 | 8034035047107 | 85389099
GWD3506 | KIT MSX/E/M1000 600x400 ORIZ FISSO | ZEST. MSX/E/M1000 600x400 POZ. STAŁY | 503 | 1 | NR | 495 | 1 | NR | 1.616% | OFFICIAL | 2DN16G23F4291QO100 | 30 | 2DN | ENERGY | 16G | MCCB / DISTR. BOARD | 23F | DISTR.BOARD/CABINETS | 1 | 1 | NR | 15400 | CCM | 7 | 7 | KG | 8034035060854 | 8034035060854 | 8034035060854 | 85389099
GWD3507 | KIT MSX/E/M1250 600x400 ORIZ FISSO | ZEST. MSX/E/M1250 600x400 POZ. STAŁY | 503 | 1 | NR | 495 | 1 | NR | 1.616% | OFFICIAL | 2DN16G23F4291QO100 | 30 | 2DN | ENERGY | 16G | MCCB / DISTR. BOARD | 23F | DISTR.BOARD/CABINETS | 1 | 1 | NR | 22000 | CCM | 6.36 | 6.36 | KG | 8034035060861 | 8034035060861 | 8034035060861 | 85389099
GWD3508 | KIT MSX/E/M1600 600x400 ORIZ FISSO | ZEST. MSX/E/M1600 600x400 POZ. STAŁY | 503 | 1 | NR | 495 | 1 | NR | 1.616% | OFFICIAL | 2DN16G23F4291QO100 | 30 | 2DN | ENERGY | 16G | MCCB / DISTR. BOARD | 23F | DISTR.BOARD/CABINETS | 1 | 1 | NR | 17600 | CCM | 5.36 | 5.36 | KG | 8034035060878 | 8034035060878 | 8034035060878 | 85389099
GW45139 | CVX630K - IP40 SOLID DOOR 850X2000 | CVX630K - IP40 DRZWI LITE 850X2000 | 881 | 1 | NR | 867 | 1 | NR | 1.615% | OFFICIAL | 2DN16G23F4090YI100 | 40 | 2DN | ENERGY | 16G | MCCB / DISTR. BOARD | 23F | DISTR.BOARD/CABINETS | 1 | 1 | NR | 153088 | CCM | 23.3 | 23.3 | KG | 0 | 0 | 0 | 0
GW45527 | CVX630K/M - 2 TERM BLOCK SUPP INN COMP | CVX630K/M - 2 PRZEGR.WEW.PODP.LISTW.PRZY | 88.1 | 1 | NR | 86.7 | 1 | NR | 1.615% | OFFICIAL | 2DN16G23F4130YM100 | 40 | 2DN | ENERGY | 16G | MCCB / DISTR. BOARD | 23F | DISTR.BOARD/CABINETS | 1 | 1 | NR | 720 | CCM | 514 | 462.6 | G | 0 | 0 | 0 | 0
GW45534 | CVX630K/M - EARTH BAR 20x5 B600 | CVX630K/M - SZYNA UZIEMIAJĄCA 20x5 B600 | 88.1 | 1 | NR | 86.7 | 1 | NR | 1.615% | OFFICIAL | 2DN16G23F4130YM100 | 40 | 2DN | ENERGY | 16G | MCCB / DISTR. BOARD | 23F | DISTR.BOARD/CABINETS | 1 | 1 | NR | 432 | CCM | 540 | 500 | G | 0 | 0 | 0 | 0
GW49504 | CVX1600-FRONT PANEL 2ROW DIN 24M 600X300 | CVX1600 - PANEL DIN 24M 600X300 2FILE | 88.1 | 1 | NR | 86.7 | 1 | NR | 1.615% | OFFICIAL | 2DN16G23F4150ZF100 | 40 | 2DN | ENERGY | 16G | MCCB / DISTR. BOARD | 23F | DISTR.BOARD/CABINETS | 1 | 6 | NR | 3844 | CCM | 1.73 | 1.557 | KG
GWD3323 | QDX PANNELLO PIENO 600x200 | QDX PEŁEN PANEL 600x200 | 88.1 | 1 | NR | 86.7 | 1 | NR | 1.615% | OFFICIAL | 2DN16G23F4291QQ100 | 30 | 2DN | ENERGY | 16G | MCCB / DISTR. BOARD | 23F | DISTR.BOARD/CABINETS | 1 | 1 | NR | 2750 | CCM | 1.6 | 1.5 | KG | 8034035052187 | 8034035052187 | 8034035052187 | 85389099
GW45201 | CVX630K/M-MOD DEV FRONT PANEL 600X150 | CVX630K/PANEL FRONT URZ.WIELOMOD.600X150 | 81.9 | 1 | NR | 80.6 | 1 | NR | 1.613% | OFFICIAL | 2DN16G23F4130YM100 | 40 | 2DN | ENERGY | 16G | MCCB / DISTR. BOARD | 23F | DISTR.BOARD/CABINETS | 1 | 1 | NR | 5865 | CCM | 1.43 | 1.35 | KG | 8011564286580 | 8011564286580 | 8011564286580 | 85389099
GW45055 | CVX630M - W.M. STRUCTURE 600X1200 | CVX630M-KONSTRUKCJA NATYNKOWA 600X1200 | 1260 | 1 | NR | 1240 | 1 | NR | 1.613% | OFFICIAL | 2DN16G23F4110YY100 | 40 | 2DN | ENERGY | 16G | MCCB / DISTR. BOARD | 23F | DISTR.BOARD/CABINETS | 1 | 1 | NR | 237250 | CCM | 32 | 32 | KG | 0 | 0 | 0 | 0
GW45261 | CVX630K/M - KIT MTX/M160C 600X200 MRD H. | CVX630K/M -ZEST.MTX/M160C 600X200 MRD PO | 252 | 1 | NR | 248 | 1 | NR | 1.613% | OFFICIAL | 2DN16G23F4130YM100 | 40 | 2DN | ENERGY | 16G | MCCB / DISTR. BOARD | 23F | DISTR.BOARD/CABINETS | 1 | 1 | NR | 5130 | CCM | 2.75 | 2.475 | KG | 0 | 0 | 0 | 0
GW45262 | CVX630K/M - KIT MTX/E160 600X200 MRD H. | CVX630K/M -ZEST.MTX/E160 600X200 MRD POZ | 252 | 1 | NR | 248 | 1 | NR | 1.613% | OFFICIAL | 2DN16G23F4130YM100 | 40 | 2DN | ENERGY | 16G | MCCB / DISTR. BOARD | 23F | DISTR.BOARD/CABINETS | 1 | 1 | NR | 6840 | CCM | 2.935 | 2.642 | KG | 0 | 0 | 0 | 0
GW45263 | CVX630K/M - KIT MTX/M250 600X200 MRD H. | CVX630K/M -ZEST.MTX/M250 600X200 MRD POZ | 252 | 1 | NR | 248 | 1 | NR | 1.613% | OFFICIAL | 2DN16G23F4130YM100 | 40 | 2DN | ENERGY | 16G | MCCB / DISTR. BOARD | 23F | DISTR.BOARD/CABINETS | 1 | 1 | NR | 6840 | CCM | 3.285 | 2.957 | KG | 0 | 0 | 0 | 0
GW45264 | CVX630M - KIT MTX/E/M320 600X200 MRD H. | CVX630M - ZEST.MTX/E/M320 600X200 MRD PO | 252 | 1 | NR | 248 | 1 | NR | 1.613% | OFFICIAL | 2DN16G23F4130YM100 | 40 | 2DN | ENERGY | 16G | MCCB / DISTR. BOARD | 23F | DISTR.BOARD/CABINETS | 1 | 1 | NR | 4560 | CCM | 3 | 2.7 | KG | 0 | 0 | 0 | 0
GW45266 | CVX630K/M - KIT MTX/M160C 600X200 CM H. | CVX630K/M -ZEST.MTX/M160C 600X200 CM POZ | 252 | 1 | NR | 248 | 1 | NR | 1.613% | OFFICIAL | 2DN16G23F4130YM100 | 40 | 2DN | ENERGY | 16G | MCCB / DISTR. BOARD | 23F | DISTR.BOARD/CABINETS | 1 | 1 | NR | 2280 | CCM | 2.71 | 2.439 | KG | 0 | 0 | 0 | 0
GW45267 | CVX630K/M - KIT MTX/E160 600X200 CM H. | CVX630K/M -ZEST.MTX/E160 600X200 CM POZ | 252 | 1 | NR | 248 | 1 | NR | 1.613% | OFFICIAL | 2DN16G23F4130YM100 | 40 | 2DN | ENERGY | 16G | MCCB / DISTR. BOARD | 23F | DISTR.BOARD/CABINETS | 1 | 1 | NR | 2280 | CCM | 2.91 | 2.619 | KG | 0 | 0 | 0 | 0
GW45268 | CVX630K/M - KIT MTX/M250 600X200 CM H. | CVX630K/M -ZEST.MTX/M250 600X200 CM POZ | 252 | 1 | NR | 248 | 1 | NR | 1.613% | OFFICIAL | 2DN16G23F4130YM100 | 40 | 2DN | ENERGY | 16G | MCCB / DISTR. BOARD | 23F | DISTR.BOARD/CABINETS | 1 | 1 | NR | 2280 | CCM | 3.09 | 2.781 | KG | 0 | 0 | 0 | 0
GW45479 | CVX630M - VERT. SEPARATOR INT VAIN H2000 | CVX630M - PION. PRZEGRODA WEW. H2000 | 252 | 1 | NR | 248 | 1 | NR | 1.613% | OFFICIAL | 2DN16G23F4130YM100 | 40 | 2DN | ENERGY | 16G | MCCB / DISTR. BOARD | 23F | DISTR.BOARD/CABINETS | 1 | 1 | NR | 12000 | CCM | 2.8 | 2.52 | KG | 0 | 0 | 0 | 0
GW47172 | CVX160E MD/MCCB FRONT PANEL 600X200 24M | CVX160E PANEL FRONT.MD/MCCB 600X200 24M | 69.3 | 1 | NR | 68.2 | 1 | NR | 1.613% | OFFICIAL | 2DN16G23F4040YC100 | 30 | 2DN | ENERGY | 16G | MCCB / DISTR. BOARD | 23F | DISTR.BOARD/CABINETS | 1 | 8 | NR | 7625 | CCM | 1.108 | 0.956 | KG | 8011564096318 | 8011564096318 | 8011564513013 | 85389099
GW49792 | GWFIX100 -N°10 1P P. SUPPLY MOD. L1 100A | GWFIX100 -NR 10 1P MODUŁ ZASIL. L1 100A | 126 | 1 | NR | 124 | 1 | NR | 1.613% | OFFICIAL | 2DN16G23F4170ZM100 | 40 | 2DN | ENERGY | 16G | MCCB / DISTR. BOARD | 23F | DISTR.BOARD/CABINETS | 1 | 6 | NR | 1316 | CCM | 326.5 | 293.85 | G | 0 | 0 | 0 | 0
GW49793 | GWFIX100 -N°10 1P P. SUPPLY MOD. L2 100A | GWFIX100 -NR 10 1P MODUŁ ZASIL. L2 100A | 126 | 1 | NR | 124 | 1 | NR | 1.613% | OFFICIAL | 2DN16G23F4170ZM100 | 40 | 2DN | ENERGY | 16G | MCCB / DISTR. BOARD | 23F | DISTR.BOARD/CABINETS | 1 | 6 | NR | 1316 | CCM | 310.833 | 279.75 | G | 0 | 0 | 0 | 0
GW49794 | GWFIX100 -N°10 1P P. SUPPLY MOD. L3 100A | GWFIX100 -NR 10 1P MODUŁ ZASIL. L3 100A | 126 | 1 | NR | 124 | 1 | NR | 1.613% | OFFICIAL | 2DN16G23F4170ZM100 | 40 | 2DN | ENERGY | 16G | MCCB / DISTR. BOARD | 23F | DISTR.BOARD/CABINETS | 1 | 6 | NR | 1316 | CCM | 345.333 | 310.8 | G | 0 | 0 | 0 | 0
GW49795 | GWFIX100 -N°10 1P P. SUPPLY MOD. N 100A | GWFIX100 -NR 10 1P MODUŁ ZASIL. N 100A | 126 | 1 | NR | 124 | 1 | NR | 1.613% | OFFICIAL | 2DN16G23F4170ZM100 | 40 | 2DN | ENERGY | 16G | MCCB / DISTR. BOARD | 23F | DISTR.BOARD/CABINETS | 1 | 6 | NR | 1316 | CCM | 336.333 | 302.7 | G | 0 | 0 | 0 | 0
GWD3074 | QDX 630L F.M. BLIND DOOR 600x1600 | QDX 630L PODTYN. DRZWI LITE 600x1600 | 819 | 1 | NR | 806 | 1 | NR | 1.613% | OFFICIAL | 2DN16G23F4221QI100 | 40 | 2DN | ENERGY | 16G | MCCB / DISTR. BOARD | 23F | DISTR.BOARD/CABINETS | 1 | 1 | NR | 56002.5 | CCM | 17 | 17 | KG | 8034035046704 | 8034035046704 | 8034035046704 | 85389099
GWD3336 | QDX PIASTRA DI FONDO 600x200 | QDX PODKŁADKA 600x200 | 69.3 | 1 | NR | 68.2 | 1 | NR | 1.613% | OFFICIAL | 2DN16G23F4291QQ100 | 30 | 2DN | ENERGY | 16G | MCCB / DISTR. BOARD | 23F | DISTR.BOARD/CABINETS | 1 | 1 | NR | 1824.5 | CCM | 1.14 | 1.1 | KG | 8034035052286 | 8034035052286 | 8034035052286 | 85389099
GWD3467 | TRAVERSE ORIZ B600+200 PARETE QDX630H | LISTWY POZ. B600+200 ŚCIANA QDX630H | 44.1 | 1 | NR | 43.4 | 1 | NR | 1.613% | OFFICIAL | 2DN16G23F4291QQ100 | 30 | 2DN | ENERGY | 16G | MCCB / DISTR. BOARD | 23F | DISTR.BOARD/CABINETS | 1 | 1 | NR | 216 | CCM | 0.36 | 0.36 | KG | 8034035078095 | 8034035078095 | 8034035078095 | 85389099
GWD3709 | PORTAB VANO INT P300 QDX630L | UCHW. POM. WEW. P300 QDX630L | 252 | 1 | NR | 248 | 1 | NR | 1.613% | OFFICIAL | 2DN16G23F4171QS100 | 30 | 2DN | ENERGY | 16G | MCCB / DISTR. BOARD | 23F | DISTR.BOARD/CABINETS | 1 | 1 | NR | 3135 | CCM | 0.99 | 0.99 | KG | 8034035061110 | 8034035061110 | 8034035061110 | 85389099
GW47653 | CVX-NR.2 FLEXIBLE BAND 400A 32X5X11/5 | CVX - N2 ZAWIASY CU 400A L2MT | 694 | 1 | NR | 683 | 1 | NR | 1.611% | OFFICIAL | 2DN16G23F4170ZQ100 | 30 | 2DN | ENERGY | 16G | MCCB / DISTR. BOARD | 23F | DISTR.BOARD/CABINETS | 1 | 1 | NR | 3200 | CCM | 4.18 | 3.762 | KG | 8011564135772 | 8011564135772 | 8011564135772 | 85389099
GW45004 | CVX630K - W.M. STRUCTURE 600X1000 | CVX630K-KONSTRUKCJA NATYNKOWA 600X1000 | 505 | 1 | NR | 497 | 1 | NR | 1.61% | OFFICIAL | 2DN16G23F4090YF100 | 40 | 2DN | ENERGY | 16G | MCCB / DISTR. BOARD | 23F | DISTR.BOARD/CABINETS | 1 | 1 | NR | 57352 | CCM | 14.78 | 14 | KG | 0 | 0 | 0 | 0
GWD3519 | KIT MSX/E/M400-630 600x500 VERT FISSO | ZEST. MSX/E/M400-630 600x400 PION. STAŁY | 505 | 1 | NR | 497 | 1 | NR | 1.61% | OFFICIAL | 2DN16G23F4291QO100 | 30 | 2DN | ENERGY | 16G | MCCB / DISTR. BOARD | 23F | DISTR.BOARD/CABINETS | 1 | 1 | NR | 8250 | CCM | 5.84 | 5.3 | KG | 8034035060595 | 8034035060595 | 8034035060595 | 85389099
GWD3056 | QDX 630L F.M. SIDE PANELS 1800x300 | QDX 630L PODTYN. PANELE BOCZN 1800x300 | 442 | 1 | NR | 435 | 1 | NR | 1.609% | OFFICIAL | 2DN16G23F4221QI100 | 30 | 2DN | ENERGY | 16G | MCCB / DISTR. BOARD | 23F | DISTR.BOARD/CABINETS | 1 | 1 | NR | 28172.5 | CCM | 11 | 9.9 | KG | 8034035046520 | 8034035046520 | 8034035046520 | 85389099
GWD3172 | QDX 630H PAVIM MONTANTI 600+300x1800x250 | QDX 630H PODT. TYL.PION 600+300x1800 | 442 | 1 | NR | 435 | 1 | NR | 1.609% | OFFICIAL | 2DN16G23F4241QM100 | 30 | 2DN | ENERGY | 16G | MCCB / DISTR. BOARD | 23F | DISTR.BOARD/CABINETS | 1 | 1 | NR | 79800 | CCM | 24 | 21.6 | KG | 8034035047411 | 8034035047411 | 8034035047411 | 85389099
GWD3184 | QDX 630H F.M. SIDE PANELS 2000x400 | QDX 630H PODT. PANELE BOCZN 2000x400 | 442 | 1 | NR | 435 | 1 | NR | 1.609% | OFFICIAL | 2DN16G23F4241QM100 | 40 | 2DN | ENERGY | 16G | MCCB / DISTR. BOARD | 23F | DISTR.BOARD/CABINETS | 1 | 1 | NR | 41588.25 | CCM | 19 | 17.1 | KG | 8034035047534 | 8034035047534 | 8034035047534 | 85389099
GWD3033 | QDX 630L W.M. INT. CABLE COMP. 1200X200 | QDX 630L NATYNK. WEW. PRZED.KAB 1200X200 | 379 | 1 | NR | 373 | 1 | NR | 1.609% | OFFICIAL | 2DN16G23F4221QG100 | 30 | 2DN | ENERGY | 16G | MCCB / DISTR. BOARD | 23F | DISTR.BOARD/CABINETS | 1 | 1 | NR | 19200 | CCM | 8 | 7.5 | KG | 8034035046384 | 8034035046384 | 8034035046384 | 85389099
GW45519 | CVX630K/M - CABLE FIXING RAIL B850 | CVX630K/M -SZYNA MOCOWANIA PRZEWOD. B850 | 63.2 | 1 | NR | 62.2 | 1 | NR | 1.608% | OFFICIAL | 2DN16G23F4130YM100 | 40 | 2DN | ENERGY | 16G | MCCB / DISTR. BOARD | 23F | DISTR.BOARD/CABINETS | 1 | 1 | NR | 1887 | CCM | 540 | 500 | G | 0 | 0 | 0 | 0
GWD3163 | QDX 630H F.M. UPRIGHTS 400x1600 | QDX 630H PODT. PION. 400x1600 | 316 | 1 | NR | 311 | 1 | NR | 1.608% | OFFICIAL | 2DN16G23F4241QM100 | 30 | 2DN | ENERGY | 16G | MCCB / DISTR. BOARD | 23F | DISTR.BOARD/CABINETS | 1 | 1 | NR | 21033 | CCM | 12 | 11 | KG | 8034035047312 | 8034035047312 | 8034035047312 | 85389099
GWD3178 | QDX 630H F.M. SIDE PANELS 1600x250 | QDX 630H PODT. PANELE BOCZN 1600x250 | 316 | 1 | NR | 311 | 1 | NR | 1.608% | OFFICIAL | 2DN16G23F4241QM100 | 40 | 2DN | ENERGY | 16G | MCCB / DISTR. BOARD | 23F | DISTR.BOARD/CABINETS | 1 | 1 | NR | 20520 | CCM | 6 | 5.4 | KG | 8034035047480 | 8034035047480 | 8034035047480 | 85389099
GWD3197 | QDX 630H F.M. REAR PANELS 400x1800 | QDX 630H PODT. PANELE TYLNE 400x1800 | 316 | 1 | NR | 311 | 1 | NR | 1.608% | OFFICIAL | 2DN16G23F4241QM100 | 40 | 2DN | ENERGY | 16G | MCCB / DISTR. BOARD | 23F | DISTR.BOARD/CABINETS | 1 | 1 | NR | 31789 | CCM | 11.5 | 10.35 | KG | 8034035047640 | 8034035047640 | 8034035047640 | 85389099
GWD3722 | PORTABARRE 250-400A L850 QDX630H/1600H | UCHWYTY 250-400A L850 QDX630H/1600H | 316 | 1 | NR | 311 | 1 | NR | 1.608% | OFFICIAL | 2DN16G23F4171QS100 | 30 | 2DN | ENERGY | 16G | MCCB / DISTR. BOARD | 23F | DISTR.BOARD/CABINETS | 1 | 1 | NR | 6468 | CCM | 1.25 | 1.25 | KG | 8034035061134 | 8034035061134 | 8034035061134 | 85389099
GWD3322 | QDX PANNELLO PIENO 600x150 | QDX PEŁEN PANEL 600x150 | 82.2 | 1 | NR | 80.9 | 1 | NR | 1.607% | OFFICIAL | 2DN16G23F4291QQ100 | 30 | 2DN | ENERGY | 16G | MCCB / DISTR. BOARD | 23F | DISTR.BOARD/CABINETS | 1 | 1 | NR | 1650 | CCM | 1.22 | 1.2 | KG | 8034035052170 | 8034035052170 | 8034035052170 | 85389099
GWD3432 | SERR CHIAVE PORTE QDX630L | ZAMEK DRZWIOWY QDX630L | 253 | 1 | NR | 249 | 1 | NR | 1.606% | OFFICIAL | 2DN16G23F4291QQ100 | 40 | 2DN | ENERGY | 16G | MCCB / DISTR. BOARD | 23F | DISTR.BOARD/CABINETS | 1 | 1 | NR | 740 | CCM | 390 | 390 | G | 8034035052910 | 8034035052910 | 8034035052910 | 85389099
GW49805 | CVX1600-B.M. F. PLATE NS BRD 24M 600X200 | CVX1600-PODKŁADKA P. NS 600X200 24M | 94.9 | 1 | NR | 93.4 | 1 | NR | 1.606% | OFFICIAL | 2DN16G23F4150ZJ100 | 40 | 2DN | ENERGY | 16G | MCCB / DISTR. BOARD | 23F | DISTR.BOARD/CABINETS | 1 | 1 | NR | 2400 | CCM | 3.987 | 3.588 | KG
GWD3452 | STAFFE FISSAGGIO QDX630L PARETE | WSPORN. MOCUJ. QDX630L ŚCIANA | 94.9 | 1 | NR | 93.4 | 1 | NR | 1.606% | OFFICIAL | 2DN16G23F4291QQ100 | 30 | 2DN | ENERGY | 16G | MCCB / DISTR. BOARD | 23F | DISTR.BOARD/CABINETS | 1 | 1 | NR | 171.5 | CCM | 250 | 250 | G | 8034035053047 | 8034035053047 | 8034035053047 | 94059900
GW47132 | CVX160E IP55 GLASS DOOR 600X800 | CVX160E IP55 DRZWI SZKLANE 600X800 | 633 | 1 | NR | 623 | 1 | NR | 1.605% | OFFICIAL | 2DN16G23F4020X8100 | 40 | 2DN | ENERGY | 16G | MCCB / DISTR. BOARD | 23F | DISTR.BOARD/CABINETS | 1 | 1 | NR | 36432 | CCM | 8.6 | 7.74 | KG | 0 | 0 | 0 | 0
GW45025 | CVX630K - PAIR OF SIDE PLATES H1200 WM | CVX630K-PARA PLASTIK PŁYT BOCZN.H1200 NT | 190 | 1 | NR | 187 | 1 | NR | 1.604% | OFFICIAL | 2DN16G23F4090YF100 | 40 | 2DN | ENERGY | 16G | MCCB / DISTR. BOARD | 23F | DISTR.BOARD/CABINETS | 1 | 1 | NR | 20320 | CCM | 5.45 | 4.905 | KG | 0 | 0 | 0 | 0
GW45098 | CVX630M - EXT.CABLE COMPART.KIT 400X1800 | CVX630M - ZEW.ZEST.PŁYTEK KABL.400X1800 | 1900 | 1 | NR | 1870 | 1 | NR | 1.604% | OFFICIAL | 2DN16G23F4110Z4100 | 40 | 2DN | ENERGY | 16G | MCCB / DISTR. BOARD | 23F | DISTR.BOARD/CABINETS | 1 | 1 | NR | 247104 | CCM | 40 | 36 | KG | 0 | 0 | 0 | 0
GW47022E | CVX160E IP40 DIST. BOARD 600X800X170 SD | CVX160E ROZDZIELNICA IP40 600X800X170 SD | 760 | 1 | NR | 748 | 1 | NR | 1.604% | OFFICIAL | 2DN16G23F4040Y6100 | 30 | 2DN | ENERGY | 16G | MCCB / DISTR. BOARD | 23F | DISTR.BOARD/CABINETS | 1 | 1 | NR | 148176 | CCM | 23.741 | 21.367 | KG | 8011564251205 | 8011564251205 | 8011564251205 | 85381000
GWD3005 | QDX 630L PARETE BASE TESTATA 850x300 | QDX 630L NATYNK. PODST. STACJA 850x300 | 380 | 1 | NR | 374 | 1 | NR | 1.604% | OFFICIAL | 2DN16G23F4221QG100 | 30 | 2DN | ENERGY | 16G | MCCB / DISTR. BOARD | 23F | DISTR.BOARD/CABINETS | 1 | 1 | NR | 38184 | CCM | 10 | 9.5 | KG | 8034035059605 | 8034035059605 | 8034035059605 | 85389099
GWD3082 | QDX 630L F.M. BLIND DOOR 400x2000 | QDX 630L PODTYN. DRZWI LITE 400x2000 | 760 | 1 | NR | 748 | 1 | NR | 1.604% | OFFICIAL | 2DN16G23F4221QI100 | 40 | 2DN | ENERGY | 16G | MCCB / DISTR. BOARD | 23F | DISTR.BOARD/CABINETS | 1 | 1 | NR | 38880 | CCM | 14 | 14 | KG | 8034035046780 | 8034035046780 | 8034035046780 | 85389099
GWD3002 | QDX 630L W.M. BASE/HEAD 850x200 | QDX 630L NATYNK. PODST/STACJA 850x200 | 507 | 1 | NR | 499 | 1 | NR | 1.603% | OFFICIAL | 2DN16G23F4221QG100 | 30 | 2DN | ENERGY | 16G | MCCB / DISTR. BOARD | 23F | DISTR.BOARD/CABINETS | 1 | 1 | NR | 25950 | CCM | 7.82 | 7.82 | KG | 8034035046131 | 8034035046131 | 8034035046131 | 85389099
GW45551 | QDX - 2 CU BARS 250A 20x5 L=1000 | CVX630K - 2 SZYNY MIEDZ 250A 20x5 L=1000 | 444 | 1 | NR | 437 | 1 | NR | 1.602% | OFFICIAL | 2DN16G23F4171QS100 | 30 | 2DN | ENERGY | 16G | MCCB / DISTR. BOARD | 23F | DISTR.BOARD/CABINETS | 1 | 1 | NR | 900 | CCM | 1.7 | 1.55 | KG | 8011564283466 | 8011564283466 | 8011564283466 | 74071000
GWD3161 | QDX 630H PAVIM MONT ANT 600+300x2000x400 | QDX 630H PODT. RAM. PION 600/+300x2000 | 571 | 1 | NR | 562 | 1 | NR | 1.601% | OFFICIAL | 2DN16G23F4241QM100 | 30 | 2DN | ENERGY | 16G | MCCB / DISTR. BOARD | 23F | DISTR.BOARD/CABINETS | 1 | 1 | NR | 47481 | CCM | 16.5 | 15.5 | KG | 8034035047299 | 8034035047299 | 8034035047299 | 85389099
GWD3176 | QDX 630H PAV MONT POST 600+300x2000x400 | QDX 630H PODT. TYL.PION 600/+300x2000 | 571 | 1 | NR | 562 | 1 | NR | 1.601% | OFFICIAL | 2DN16G23F4241QM100 | 30 | 2DN | ENERGY | 16G | MCCB / DISTR. BOARD | 23F | DISTR.BOARD/CABINETS | 1 | 1 | NR | 51408 | CCM | 20.5 | 20.5 | KG | 8034035047466 | 8034035047466 | 8034035047466 | 85389099
GWD3554 | KIT MSS630 850x400 ORIZ/VERT | ZEST. MSS630 850x400 POZ./PION | 571 | 1 | NR | 562 | 1 | NR | 1.601% | OFFICIAL | 2DN16G23F4291QO100 | 30 | 2DN | ENERGY | 16G | MCCB / DISTR. BOARD | 23F | DISTR.BOARD/CABINETS | 1 | 1 | NR | 12600 | CCM | 6.22 | 6.22 | KG | 8034035060762 | 8034035060762 | 8034035060762 | 85389099
GW45459 | CVX630M - VERT. SEPARATOR EXT VAIN H2000 | CVX630M - PION. PRZEGRODA ZEW. H2000 | 254 | 1 | NR | 250 | 1 | NR | 1.6% | OFFICIAL | 2DN16G23F4130YM100 | 40 | 2DN | ENERGY | 16G | MCCB / DISTR. BOARD | 23F | DISTR.BOARD/CABINETS | 1 | 1 | NR | 12000 | CCM | 2.8 | 2.52 | KG | 0 | 0 | 0 | 0
GW47111 | CVX160I/E-38LAN IP40 GLASS DOOR 600X600 | CVX160I/E-38LAN IP40 DRZWI SZKL 600X600 | 508 | 1 | NR | 500 | 1 | NR | 1.6% | OFFICIAL | 2DN16G23F4020X8100 | 40 | 2DN | ENERGY | 16G | MCCB / DISTR. BOARD | 23F | DISTR.BOARD/CABINETS | 1 | 1 | NR | 28512 | CCM | 6.86 | 6.174 | KG | 0 | 0 | 0 | 0
GWD3059 | QDX 630L F.M. REAR FRAME 600x1600 | QDX 630L PODTYN. RAMA TYLNA 600x1600 | 572 | 1 | NR | 563 | 1 | NR | 1.599% | OFFICIAL | 2DN16G23F4221QI100 | 30 | 2DN | ENERGY | 16G | MCCB / DISTR. BOARD | 23F | DISTR.BOARD/CABINETS | 1 | 1 | NR | 45619 | CCM | 23 | 20.7 | KG | 8034035046551 | 8034035046551 | 8034035046551 | 85389099
GW47198 | CVX160E - CABLE GLAND PLATE | CVX160E - RAMKA DŁAWNICY KABLOWEJ | 44.5 | 1 | NR | 43.8 | 1 | NR | 1.598% | OFFICIAL | 2DN16G23F4020X8100 | 30 | 2DN | ENERGY | 16G | MCCB / DISTR. BOARD | 23F | DISTR.BOARD/CABINETS | 1 | 10 | NR | 3496 | CCM | 360.3 | 324.27 | G | 8011564111271 | 8011564111271 | 8011564474475 | 85389099
GWD3053 | QDX 630L F.M. SIDE PANELS 1600x200 | QDX 630L PODTYN. PANELE BOCZN 1600x200 | 318 | 1 | NR | 313 | 1 | NR | 1.597% | OFFICIAL | 2DN16G23F4221QI100 | 30 | 2DN | ENERGY | 16G | MCCB / DISTR. BOARD | 23F | DISTR.BOARD/CABINETS | 1 | 1 | NR | 15960 | CCM | 8.5 | 7.65 | KG | 8034035046490 | 8034035046490 | 8034035046490 | 85389099
GW45553 | QDX - 2 CU BARS 400A 30x5 L=1000 | CVX630K - 2 SZYNY MIEDZ 400A 30x5 L=1000 | 509 | 1 | NR | 501 | 1 | NR | 1.597% | OFFICIAL | 2DN16G23F4171QS100 | 30 | 2DN | ENERGY | 16G | MCCB / DISTR. BOARD | 23F | DISTR.BOARD/CABINETS | 1 | 1 | NR | 900 | CCM | 2.62 | 2.5 | KG | 8011564283480 | 8011564283480 | 8011564283480 | 74071000
GW49814 | CVX1600-B.M. F. PLATE NS BRD 36M 850X400 | CVX1600-PODKŁADKA P. NS 850X400 36M | 191 | 1 | NR | 188 | 1 | NR | 1.596% | OFFICIAL | 2DN16G23F4150ZJ100 | 40 | 2DN | ENERGY | 16G | MCCB / DISTR. BOARD | 23F | DISTR.BOARD/CABINETS | 1 | 1 | NR | 12288 | CCM | 7.903 | 7.113 | KG
GWD3090 | QDX 630L PAV PANNELLI LAT AERATI1800x300 | QDX 630L PODŁ PANELE STR. WENT.1800x300 | 382 | 1 | NR | 376 | 1 | NR | 1.596% | OFFICIAL | 2DN16G23F4221QI100 | 30 | 2DN | ENERGY | 16G | MCCB / DISTR. BOARD | 23F | DISTR.BOARD/CABINETS | 1 | 1 | NR | 28172.5 | CCM | 12 | 11 | KG | 8034035077951 | 8034035077951 | 8034035077951 | 85371091
GWD3517 | KIT MSX/D/M/c160-250 600x300 VERT FISSO | ZEST. MSX/D/M/c160-250 600x300 PION. STAŁY | 382 | 1 | NR | 376 | 1 | NR | 1.596% | OFFICIAL | 2DN16G23F4291QO100 | 30 | 2DN | ENERGY | 16G | MCCB / DISTR. BOARD | 23F | DISTR.BOARD/CABINETS | 1 | 1 | NR | 1 | CCM | 4.09 | 4.09 | KG | 8034035060571 | 8034035060571 | 8034035060571 | 85389099
GWD3518 | KIT MSX/E160-250 600x300 VERT FISSO | ZEST. MSX/E160-250 600x300 PION. STAŁY | 382 | 1 | NR | 376 | 1 | NR | 1.596% | OFFICIAL | 2DN16G23F4291QO100 | 30 | 2DN | ENERGY | 16G | MCCB / DISTR. BOARD | 23F | DISTR.BOARD/CABINETS | 1 | 1 | NR | 4000 | CCM | 4 | 4 | KG | 8034035060588 | 8034035060588 | 8034035060588 | 85389099
GWD3536 | KIT MSX/E/M400-630 600x300 OR FISSO MRD | ZEST. MSX/E/M400-630 600x300 PZ. ST. MRD | 382 | 1 | NR | 376 | 1 | NR | 1.596% | OFFICIAL | 2DN16G23F4291QO100 | 30 | 2DN | ENERGY | 16G | MCCB / DISTR. BOARD | 23F | DISTR.BOARD/CABINETS | 1 | 1 | NR | 12369 | CCM | 5.04 | 4.5 | KG | 8034035060687 | 8034035060687 | 8034035060687 | 85389099
GWD3544 | KIT MSX/E/M400-630 600x300 ORIZ FISSO CM | ZEST. MSX/E/M400-630 600x300 POZ. STAŁY CM | 382 | 1 | NR | 376 | 1 | NR | 1.596% | OFFICIAL | 2DN16G23F4291QO100 | 30 | 2DN | ENERGY | 16G | MCCB / DISTR. BOARD | 23F | DISTR.BOARD/CABINETS | 1 | 1 | NR | 5301 | CCM | 3.75 | 3.4 | KG | 8034035060724 | 8034035060724 | 8034035060724 | 85389099
GWD3701 | PORTABARRE VANO INT P200 QDX630L | UCHW.POM. WEW. P200 QDX630L/H ŚCIAN. | 255 | 1 | NR | 251 | 1 | NR | 1.594% | OFFICIAL | 2DN16G23F4171QS100 | 30 | 2DN | ENERGY | 16G | MCCB / DISTR. BOARD | 23F | DISTR.BOARD/CABINETS | 1 | 1 | NR | 4165 | CCM | 0.83 | 0.83 | KG | 8034035061035 | 8034035061035 | 8034035061035 | 85389099
GWD3702 | PORTAB VANO EST P200 QDX630L/H PARETE | UCHWYTY POM. ZEW. P200 QDX630L | 255 | 1 | NR | 251 | 1 | NR | 1.594% | OFFICIAL | 2DN16G23F4171QS100 | 30 | 2DN | ENERGY | 16G | MCCB / DISTR. BOARD | 23F | DISTR.BOARD/CABINETS | 1 | 1 | NR | 2448 | CCM | 0.76 | 0.76 | KG | 8034035061042 | 8034035061042 | 8034035061042 | 85389099
GWD3742 | PORTABARRE SAGOMATE L850 QDX1600H | UCHWYTY PROFILOW. L850 QDX1600H | 765 | 1 | NR | 753 | 1 | NR | 1.594% | OFFICIAL | 2DN16G23F4171QS100 | 30 | 2DN | ENERGY | 16G | MCCB / DISTR. BOARD | 23F | DISTR.BOARD/CABINETS | 1 | 1 | NR | 7020 | CCM | 4.55 | 4.55 | KG | 8034035061318 | 8034035061318 | 8034035061318 | 85389099
GW45009 | CVX630K - F.M. STRUCTURE 600X2000 | CVX630K-KONSTRUKCJA PODTYNKOWA 600X2000 | 957 | 1 | NR | 942 | 1 | NR | 1.592% | OFFICIAL | 2DN16G23F4090YG100 | 40 | 2DN | ENERGY | 16G | MCCB / DISTR. BOARD | 23F | DISTR.BOARD/CABINETS | 1 | 1 | NR | 124218 | CCM | 34 | 33 | KG | 0 | 0 | 0 | 0
GW45554 | QDX - 2 CU BARS 630A 30x10 L=1000 | CVX630K -2 SZYNY MIEDZ 630A 30x10 L=1000 | 638 | 1 | NR | 628 | 1 | NR | 1.592% | OFFICIAL | 2DN16G23F4171QS100 | 30 | 2DN | ENERGY | 16G | MCCB / DISTR. BOARD | 23F | DISTR.BOARD/CABINETS | 1 | 1 | NR | 750 | CCM | 6.2 | 6 | KG | 8011564283497 | 8011564283497 | 8011564283497 | 74071000
GW47043E | CVX160E IP55 DIST. BOARD 600X1000X170 SD | CVX160E ROZDZIELNICA IP55 600X1000X170SD | 957 | 1 | NR | 942 | 1 | NR | 1.592% | OFFICIAL | 2DN16G23F4040YA100 | 30 | 2DN | ENERGY | 16G | MCCB / DISTR. BOARD | 23F | DISTR.BOARD/CABINETS | 1 | 1 | NR | 193693.5 | CCM | 28.5 | 25.65 | KG | 8011564251298 | 8011564251298 | 8011564251298 | 85381000
GWD3107 | QDX 630H PARETE CASSA 600x1000x300 | QDX 630H ŚCIANA SKRZYN. 600x1000x300 | 957 | 1 | NR | 942 | 1 | NR | 1.592% | OFFICIAL | 2DN16G23F4241QK100 | 30 | 2DN | ENERGY | 16G | MCCB / DISTR. BOARD | 23F | DISTR.BOARD/CABINETS | 1 | 1 | NR | 228690 | CCM | 27.5 | 25.5 | KG | 8034035059674 | 8034035059674 | 8034035059674 | 85389099
GWD3150 | QDX 630H PAVIM F.M. UPR 600/850x1800x400 | QDX 630H PAVIM PDT. PIO 600/850x1800x400 | 957 | 1 | NR | 942 | 1 | NR | 1.592% | OFFICIAL | 2DN16G23F4241QM100 | 30 | 2DN | ENERGY | 16G | MCCB / DISTR. BOARD | 23F | DISTR.BOARD/CABINETS | 1 | 1 | NR | 45864 | CCM | 22 | 21 | KG | 8034035047183 | 8034035047183 | 8034035047183 | 85389099
GWD3708 | PORTABARRE VANO EST P300 QDX630L | UCHWYTY POM. ZEW. P300 QDX630L | 383 | 1 | NR | 377 | 1 | NR | 1.592% | OFFICIAL | 2DN16G23F4171QS100 | 30 | 2DN | ENERGY | 16G | MCCB / DISTR. BOARD | 23F | DISTR.BOARD/CABINETS | 1 | 1 | NR | 5760 | CCM | 1.51 | 1.51 | KG | 8034035061103 | 8034035061103 | 8034035061103 | 85389099
GWD3416 | ZOCCOLO ADDIZIONALE 600x600 QDX1600H | DODATKOWY COKÓŁ 600x600 QDX1600H | 447 | 1 | NR | 440 | 1 | NR | 1.591% | OFFICIAL | 2DN16G23F4291QQ100 | 40 | 2DN | ENERGY | 16G | MCCB / DISTR. BOARD | 23F | DISTR.BOARD/CABINETS | 1 | 1 | NR | 1 | CCM | 8.96 | 8.96 | KG | 8034035052811 | 8034035052811 | 8034035052811 | 85389099
GWD3466 | TRAVERSE LATERALI P800 QDX1600H | LISTWY BOCZNE P800 QDX1600H | 63.9 | 1 | NR | 62.9 | 1 | NR | 1.59% | OFFICIAL | 2DN16G23F4291QQ100 | 30 | 2DN | ENERGY | 16G | MCCB / DISTR. BOARD | 23F | DISTR.BOARD/CABINETS | 1 | 1 | NR | 882 | CCM | 0.61 | 0.6 | KG | 8034035053160 | 8034035053160 | 8034035053160 | 72169110
GWD3761 | PORTAB SAG AL VANO AFF/EST P800 QDX1600H | UCHW. PROF AL POM DOD/ZEW P800 QDX1600H | 703 | 1 | NR | 692 | 1 | NR | 1.59% | OFFICIAL | 2DN16G23F4171QS100 | 30 | 2DN | ENERGY | 16G | MCCB / DISTR. BOARD | 23F | DISTR.BOARD/CABINETS | 1 | 1 | NR | 6384 | CCM | 2.89 | 2.7 | KG | 8034035061493 | 8034035061493 | 8034035061493 | 85389099
GW45015 | CVX630K - W.M. STRUCTURE 850X1200 | CVX630K-KONSTRUKCJA NATYNKOWA 850X1200 | 831 | 1 | NR | 818 | 1 | NR | 1.589% | OFFICIAL | 2DN16G23F4090YF100 | 40 | 2DN | ENERGY | 16G | MCCB / DISTR. BOARD | 23F | DISTR.BOARD/CABINETS | 1 | 1 | NR | 88392 | CCM | 22.62 | 22 | KG | 0 | 0 | 0 | 0
GW47175 | CVX160I/E SOLID FRONT PANEL 600X200 | CVX160I/E PANEL FRONT LITY 600X200 | 38.4 | 1 | NR | 37.8 | 1 | NR | 1.587% | OFFICIAL | 2DN16G23F4020X8100 | 30 | 2DN | ENERGY | 16G | MCCB / DISTR. BOARD | 23F | DISTR.BOARD/CABINETS | 1 | 10 | NR | 4321.8 | CCM | 525.9 | 473.31 | G | 8011564096349 | 8011564096349 | 8011564462656 | 85389099
GW47181 | CVX160E DIN RAIL - EN 50022 DIN35 | CVX160E SZYNA DIN - EN 50022 DIN35 | 25.6 | 1 | NR | 25.2 | 1 | NR | 1.587% | OFFICIAL | 2DN16G23F4040YC100 | 30 | 2DN | ENERGY | 16G | MCCB / DISTR. BOARD | 23F | DISTR.BOARD/CABINETS | 1 | 10 | NR | 2617.388 | CCM | 578 | 520.2 | G | 8011564096370 | 8011564096370 | 8011564462717 | 85389099
GWD3444 | GOLFARI SOLLEVAMENTO P400 QDX630H | ŚRUBY OCZKOWE PODN. P400 QDX630H | 44.8 | 1 | NR | 44.1 | 1 | NR | 1.587% | OFFICIAL | 2DN16G23F4291QQ100 | 30 | 2DN | ENERGY | 16G | MCCB / DISTR. BOARD | 23F | DISTR.BOARD/CABINETS | 1 | 1 | NR | 962.5 | CCM | 1.16 | 1.1 | KG | 8034035053016 | 8034035053016 | 8034035053016 | 94059900
GW45134 | CVX630K - IP40 SOLID DOOR 850X1000 | CVX630K - IP40 DRZWI LITE 850X1000 | 384 | 1 | NR | 378 | 1 | NR | 1.587% | OFFICIAL | 2DN16G23F4090YI100 | 40 | 2DN | ENERGY | 16G | MCCB / DISTR. BOARD | 23F | DISTR.BOARD/CABINETS | 1 | 1 | NR | 73616 | CCM | 12.19 | 11.5 | KG | 0 | 0 | 0 | 0
GW45167 | CVX630M - IP55 GLASS DOOR 850X1600 | CVX630M - IP55 DRZWI SZKLANE 850X1600 | 1280 | 1 | NR | 1260 | 1 | NR | 1.587% | OFFICIAL | 2DN16G23F4110Z2100 | 40 | 2DN | ENERGY | 16G | MCCB / DISTR. BOARD | 23F | DISTR.BOARD/CABINETS | 1 | 1 | NR | 130594 | CCM | 22.5 | 20.25 | KG | 0 | 0 | 0 | 0
GW45352 | CVX630K - E. CAB. CP. I.S. DOOR 400X1600 | CVX630K -ZEW.DRZWI LIT. OBUD. 400X1600 | 192 | 1 | NR | 189 | 1 | NR | 1.587% | OFFICIAL | 2DN16G23F4090YK100 | 40 | 2DN | ENERGY | 16G | MCCB / DISTR. BOARD | 23F | DISTR.BOARD/CABINETS | 1 | 1 | NR | 21896 | CCM | 6.15 | 5.9 | KG | 0 | 0 | 0 | 0
GW47088 | CVX160I-D.BOARD 600X800X105 IP40 SOLID D | CVX160I-ROZDZIE.600X800X105 IP40 DRZ.LIT | 1280 | 1 | NR | 1260 | 1 | NR | 1.587% | OFFICIAL | 2DN16G23F4010X4100 | 30 | 2DN | ENERGY | 16G | MCCB / DISTR. BOARD | 23F | DISTR.BOARD/CABINETS | 1 | 1 | NR | 125550 | CCM | 29.5 | 26.55 | KG | 8011564111196 | 8011564111196 | 8011564111196 | 85381000
GWD3139 | QDX 630H F.M. BASE/HEAD 850x250 | QDX 630H PODT. PODST/STACJA 850x250 | 1280 | 1 | NR | 1260 | 1 | NR | 1.587% | OFFICIAL | 2DN16G23F4241QM100 | 40 | 2DN | ENERGY | 16G | MCCB / DISTR. BOARD | 23F | DISTR.BOARD/CABINETS | 1 | 1 | NR | 25950 | CCM | 14 | 14 | KG | 8034035047077 | 8034035047077 | 8034035047077 | 85389099
GWD3200 | QDX 630H F.M. GLASS DOOR 600x1800 | QDX 630H PODT. DRZWI SZKLAN 600x1800 | 1280 | 1 | NR | 1260 | 1 | NR | 1.587% | OFFICIAL | 2DN16G23F4241QM100 | 40 | 2DN | ENERGY | 16G | MCCB / DISTR. BOARD | 23F | DISTR.BOARD/CABINETS | 1 | 1 | NR | 62075 | CCM | 23 | 23 | KG | 8034035047671 | 8034035047671 | 8034035047671 | 85389099
GWD3465 | TRAVERSE LATERALI P600 QDX1600H | LISTWY BOCZNE P600 QDX1600H | 57.6 | 1 | NR | 56.7 | 1 | NR | 1.587% | OFFICIAL | 2DN16G23F4291QQ100 | 30 | 2DN | ENERGY | 16G | MCCB / DISTR. BOARD | 23F | DISTR.BOARD/CABINETS | 1 | 1 | NR | 1008 | CCM | 0.47 | 0.47 | KG | 8034035053153 | 8034035053153 | 8034035053153 | 72169110
GWD9903 | 4 STRINGS BOARD 600V DC 50A | ROZDZIELNICA Z 4 ŁAŃCUCHAMI 600V DC 50A | 1280 | 1 | NR | 1260 | 1 | NR | 1.587% | OFFICIAL | 2DN16G23F4200ZZ100 | 40 | 2DN | ENERGY | 16G | MCCB / DISTR. BOARD | 23F | DISTR.BOARD/CABINETS | 1 | 1 | NR | 27888.75 | CCM | 4.047 | 3.419 | KG | 8011564780675 | 8011564780675 | 8011564780675 | 85371098
GWD3169R8 | QDX 1600H PAV MONT RID 600/850x2000x800 | QDX 1600H PODT. TYL. PION 600/850x800 | 769 | 1 | NR | 757 | 1 | NR | 1.585% | OFFICIAL | 2DN16G23F4260YO100 | 10 | 2DN | ENERGY | 16G | MCCB / DISTR. BOARD | 23F | DISTR.BOARD/CABINETS | 1 | 1 | NR | 1 | CCM | 1 | 1 | G | 8034035047916 | 8034035047916 | 8034035047916 | 85389099
GWD3213 | QDX 630H F.M. BLIND DOOR 400x2000 | QDX 630H PODT. DRZWI LITE 400x2000 | 769 | 1 | NR | 757 | 1 | NR | 1.585% | OFFICIAL | 2DN16G23F4241QM100 | 40 | 2DN | ENERGY | 16G | MCCB / DISTR. BOARD | 23F | DISTR.BOARD/CABINETS | 1 | 1 | NR | 42930 | CCM | 15.5 | 15.5 | KG | 8034035047800 | 8034035047800 | 8034035047800 | 85389099
GW45555 | QDX - 2 CU BARS 250A 20x5 L=1750 | CVX630K - 2 SZYNY MIEDZ 250A 20x5 L=1750 | 641 | 1 | NR | 631 | 1 | NR | 1.585% | OFFICIAL | 2DN16G23F4171QS100 | 30 | 2DN | ENERGY | 16G | MCCB / DISTR. BOARD | 23F | DISTR.BOARD/CABINETS | 1 | 1 | NR | 2100 | CCM | 2.98 | 2.7 | KG | 8011564283503 | 8011564283503 | 8011564283503 | 74071000
GW45148 | CVX630K - E. CAB. CP. E.S. DOOR 400X1800 | CVX630K -ZEW.DRZWI OB. LITE 400X1800 | 577 | 1 | NR | 568 | 1 | NR | 1.585% | OFFICIAL | 2DN16G23F4090YK100 | 40 | 2DN | ENERGY | 16G | MCCB / DISTR. BOARD | 23F | DISTR.BOARD/CABINETS | 1 | 1 | NR | 62832 | CCM | 11.83 | 11 | KG | 0 | 0 | 0 | 0
GWD3768 | CROSSPIECES HORIZ BUSBARS B850 QDX1600H | #N/A | 513 | 1 | NR | 505 | 1 | NR | 1.584% | OFFICIAL | 2DN16G23F4171QS100 | 30 | 2DN | ENERGY | 16G | MCCB / DISTR. BOARD | 23F | DISTR.BOARD/CABINETS | 1 | 1 | NR | 4500 | CCM | 3.22 | 3.22 | KG | 8034035087356 | 8034035087356 | 8034035087356 | 72169110
GWD3341 | QDX PIASTRA DI FONDO 850x200 | QDX PODKŁADKA 850x200 | 89.8 | 1 | NR | 88.4 | 1 | NR | 1.584% | OFFICIAL | 2DN16G23F4291QQ100 | 30 | 2DN | ENERGY | 16G | MCCB / DISTR. BOARD | 23F | DISTR.BOARD/CABINETS | 1 | 1 | NR | 2624 | CCM | 1.68 | 1.6 | KG | 8034035052330 | 8034035052330 | 8034035052330 | 85389099
GWD3064 | QDX 630L F.M. REAR FRAME 850x2000 | QDX 630L PODTYN. RAMA TYLNA 850x2000 | 834 | 1 | NR | 821 | 1 | NR | 1.583% | OFFICIAL | 2DN16G23F4221QI100 | 30 | 2DN | ENERGY | 16G | MCCB / DISTR. BOARD | 23F | DISTR.BOARD/CABINETS | 1 | 1 | NR | 72584 | CCM | 35 | 31.5 | KG | 8034035046605 | 8034035046605 | 8034035046605 | 85389099
GWD3372 | SEGR VERT INT/EST 2000x600 QDX1600H | SEGR PION WEW/ZEW 2000x625 QDX1600H | 707 | 1 | NR | 696 | 1 | NR | 1.58% | OFFICIAL | 2DN16G23F4291QQ100 | 30 | 2DN | ENERGY | 16G | MCCB / DISTR. BOARD | 23F | DISTR.BOARD/CABINETS | 1 | 1 | NR | 18800 | CCM | 4.76 | 4.5 | KG | 8034035052590 | 8034035052590 | 8034035052590 | 85389099
GW45545 | RIPARTITORE 4P 250A B600 QDX630L/H/1600H | DYSTRYBUTOR 4P 250A B600 QDX630L/H/1600H | 579 | 1 | NR | 570 | 1 | NR | 1.579% | OFFICIAL | 2DN16G23F4170ZT100 | 30 | 2DN | ENERGY | 16G | MCCB / DISTR. BOARD | 23F | DISTR.BOARD/CABINETS | 1 | 1 | NR | 16401 | CCM | 3.692 | 3.383 | KG | 8034035061653 | 8034035061653 | 8034035061653 | 85389099
GW49121 | CVX1600-SOLID INT. DOOR IP30 300X1800 | CVX1600 - DRZWI PEŁNE INT IP30 300X1800 | 386 | 1 | NR | 380 | 1 | NR | 1.579% | OFFICIAL | 2DN16G23F4150ZC100 | 40 | 2DN | ENERGY | 16G | MCCB / DISTR. BOARD | 23F | DISTR.BOARD/CABINETS | 1 | 1 | NR | 5400 | CCM | 10.291 | 9.262 | KG
GW49123 | CVX1600-SOLID EXT. DOOR 1P55 300X1800 | CVX1600 - DRZWI PEŁNE EXT IP65 300X1800 | 386 | 1 | NR | 380 | 1 | NR | 1.579% | OFFICIAL | 2DN16G23F4150ZC100 | 40 | 2DN | ENERGY | 16G | MCCB / DISTR. BOARD | 23F | DISTR.BOARD/CABINETS | 1 | 1 | NR | 54697.5 | CCM | 12.918 | 11.626 | KG
GWD3378 | SEGR ORIZ L850xP400/600/800 QDX630/1600H | SEGR POZ L 850 x P 400/625/800 QDX630H | 193 | 1 | NR | 190 | 1 | NR | 1.579% | OFFICIAL | 2DN16G23F4291QQ100 | 30 | 2DN | ENERGY | 16G | MCCB / DISTR. BOARD | 23F | DISTR.BOARD/CABINETS | 1 | 1 | NR | 3213 | CCM | 2.13 | 2.13 | KG | 8034035052651 | 8034035052651 | 8034035052651 | 85389099
GWD3360 | SEGR VERT VANO INT/EST 2000x300 QDX630L | SEGR PION POM WEW/ZEW 2000x300 QDX630L | 322 | 1 | NR | 317 | 1 | NR | 1.577% | OFFICIAL | 2DN16G23F4291QQ100 | 30 | 2DN | ENERGY | 16G | MCCB / DISTR. BOARD | 23F | DISTR.BOARD/CABINETS | 1 | 1 | NR | 7200 | CCM | 1.12 | 1.1 | KG | 8034035052477 | 8034035052477 | 8034035052477 | 85389099
GW47021E | CVX160E IP40 DIST. BOARD 600X600X170 SD | CVX160E ROZDZIELNICA IP40 600X600X170 SD | 709 | 1 | NR | 698 | 1 | NR | 1.576% | OFFICIAL | 2DN16G23F4040Y6100 | 30 | 2DN | ENERGY | 16G | MCCB / DISTR. BOARD | 23F | DISTR.BOARD/CABINETS | 1 | 1 | NR | 132536.25 | CCM | 19.673 | 17.706 | KG | 8011564251199 | 8011564251199 | 8011564251199 | 85381000
GW49224 | CVX1600-DIN RAIL KIT 1X24M CLOSED FRAME | CVX1600-ZESTAW PROWA.DIN 1X24M SEGR. | 70.9 | 1 | NR | 69.8 | 1 | NR | 1.576% | OFFICIAL | 2DN16G23F4150ZF100 | 40 | 2DN | ENERGY | 16G | MCCB / DISTR. BOARD | 23F | DISTR.BOARD/CABINETS | 1 | 6 | NR | 4567.333 | CCM | 537.167 | 483.45 | G
GW45027 | CVX630K - PAIR OF SIDE PLATES H1600 FM | CVX630K-PARA PLASTIK PŁYT BOCZN.H1600 NT | 258 | 1 | NR | 254 | 1 | NR | 1.575% | OFFICIAL | 2DN16G23F4090YG100 | 40 | 2DN | ENERGY | 16G | MCCB / DISTR. BOARD | 23F | DISTR.BOARD/CABINETS | 1 | 1 | NR | 24108 | CCM | 7.25 | 7.15 | KG | 0 | 0 | 0 | 0
GW45159 | CVX630M - IP55 GLASS DOOR 600X2000 | CVX630M - IP55 DRZWI SZKLANE 600X2000 | 1290 | 1 | NR | 1270 | 1 | NR | 1.575% | OFFICIAL | 2DN16G23F4110Z2100 | 40 | 2DN | ENERGY | 16G | MCCB / DISTR. BOARD | 23F | DISTR.BOARD/CABINETS | 1 | 1 | NR | 143554.5 | CCM | 22 | 19.8 | KG | 0 | 0 | 0 | 0
GW45423 | CVX630K/M - BACK-MOUNTING PLATE 600X600 | CVX630K/M - TYLNA PŁYTA MONTAŻ. 600X600 | 129 | 1 | NR | 127 | 1 | NR | 1.575% | OFFICIAL | 2DN16G23F4130YM100 | 40 | 2DN | ENERGY | 16G | MCCB / DISTR. BOARD | 23F | DISTR.BOARD/CABINETS | 1 | 1 | NR | 3360 | CCM | 5.44 | 5 | KG | 0 | 0 | 0 | 0
GW49086 | CVX1600-SOLID METAL DOOR 800X2000 | CVX1600 - DRZWI PEŁNE IP65 850X2000 | 1290 | 1 | NR | 1270 | 1 | NR | 1.575% | OFFICIAL | 2DN16G23F4150ZB100 | 40 | 2DN | ENERGY | 16G | MCCB / DISTR. BOARD | 23F | DISTR.BOARD/CABINETS | 1 | 1 | NR | 128440 | CCM | 31.5 | 28.35 | KG
GWD3066 | QDX 630L F.M. REAR FRAME 400x1800 | QDX 630L PODTYN. RAMA TYLNA 400x1800 | 387 | 1 | NR | 381 | 1 | NR | 1.575% | OFFICIAL | 2DN16G23F4221QI100 | 30 | 2DN | ENERGY | 16G | MCCB / DISTR. BOARD | 23F | DISTR.BOARD/CABINETS | 1 | 1 | NR | 27742.75 | CCM | 15 | 13.5 | KG | 8034035046629 | 8034035046629 | 8034035046629 | 85389099
GWD3415 | ZOCCOLO ADDIZIONALE 400x600 QDX1600H | DODATKOWY COKÓŁ 400x600 QDX1600H | 387 | 1 | NR | 381 | 1 | NR | 1.575% | OFFICIAL | 2DN16G23F4291QQ100 | 40 | 2DN | ENERGY | 16G | MCCB / DISTR. BOARD | 23F | DISTR.BOARD/CABINETS | 1 | 1 | NR | 1 | CCM | 6.94 | 6.2 | KG | 8034035052804 | 8034035052804 | 8034035052804 | 85389099
GWD3723 | PORTAB VAN AFF 250-400A P250 QDX630H | UCHW. POM AFF 250-400A P250 QDX630H | 258 | 1 | NR | 254 | 1 | NR | 1.575% | OFFICIAL | 2DN16G23F4171QS100 | 30 | 2DN | ENERGY | 16G | MCCB / DISTR. BOARD | 23F | DISTR.BOARD/CABINETS | 1 | 1 | NR | 2700 | CCM | 0.95 | 0.95 | KG | 8034035061141 | 8034035061141 | 8034035061141 | 85389099
GW45552 | CVX630K - 2 CU BARS 400A 25x6 L=1000 | CVX630K - 2 SZYNY MIEDZ 400A 25x6 L=1000 | 452 | 1 | NR | 445 | 1 | NR | 1.573% | OFFICIAL | 2DN16G23F4170ZU100 | 40 | 2DN | ENERGY | 16G | MCCB / DISTR. BOARD | 23F | DISTR.BOARD/CABINETS | 1 | 1 | NR | 900 | CCM | 2.57 | 2.4 | KG | 0 | 0 | 0 | 0
GWD3026 | QDX 630L W.M. BLIND DOOR 600x1200 | QDX 630L NATYNK. DRZWI LITE 600x1200 | 646 | 1 | NR | 636 | 1 | NR | 1.572% | OFFICIAL | 2DN16G23F4221QG100 | 40 | 2DN | ENERGY | 16G | MCCB / DISTR. BOARD | 23F | DISTR.BOARD/CABINETS | 1 | 1 | NR | 42247.5 | CCM | 12.5 | 12.5 | KG | 8034035046322 | 8034035046322 | 8034035046322 | 85389099
GWD3138 | QDX 1600H F.M. BASE/HEAD 600+300x800 | QDX 1600H PODT. PODST/STACJA 600+300x800 | 3230 | 1 | NR | 3180 | 1 | NR | 1.572% | OFFICIAL | 2DN16G23F4260YO100 | 40 | 2DN | ENERGY | 16G | MCCB / DISTR. BOARD | 23F | DISTR.BOARD/CABINETS | 1 | 1 | NR | 117237.5 | CCM | 46 | 45 | KG | 8034035047060 | 8034035047060 | 8034035047060 | 85389099
GWD3783 | QDX 2 BARRE SAG RAME 1600A 50x30x1830 | QDX 2 UCHWYT. PROF MIEDŹ. 1600A 50x30x1830 | 3230 | 1 | NR | 3180 | 1 | NR | 1.572% | OFFICIAL | 2DN16G23F4171QS100 | 30 | 2DN | ENERGY | 16G | MCCB / DISTR. BOARD | 23F | DISTR.BOARD/CABINETS | 1 | 1 | NR | 8784 | CCM | 25.5 | 24.5 | KG | 8034035061578 | 8034035061578 | 8034035061578 | 74071000
GW45059 | CVX630M - F.M. STRUCTURE 600X2000 | CVX630M-KONSTRUKCJA PODTYNKOWA 600X2000 | 1940 | 1 | NR | 1910 | 1 | NR | 1.571% | OFFICIAL | 2DN16G23F4110Z0100 | 40 | 2DN | ENERGY | 16G | MCCB / DISTR. BOARD | 23F | DISTR.BOARD/CABINETS | 1 | 1 | NR | 390600 | CCM | 52.5 | 52.5 | KG | 0 | 0 | 0 | 0
GW45099 | CVX630M - EXT.CABLE COMPART.KIT 400X2000 | CVX630M - ZEW.ZEST.PŁYTEK KABL.400X2000 | 1940 | 1 | NR | 1910 | 1 | NR | 1.571% | OFFICIAL | 2DN16G23F4110Z4100 | 40 | 2DN | ENERGY | 16G | MCCB / DISTR. BOARD | 23F | DISTR.BOARD/CABINETS | 1 | 1 | NR | 272064 | CCM | 43.5 | 39.15 | KG | 0 | 0 | 0 | 0
GWD3728 | PORTAB VAN EST 630A P250 QDX630H | UCHW. VAN EST 630A P250 QDX630H | 388 | 1 | NR | 382 | 1 | NR | 1.571% | OFFICIAL | 2DN16G23F4171QS100 | 30 | 2DN | ENERGY | 16G | MCCB / DISTR. BOARD | 23F | DISTR.BOARD/CABINETS | 1 | 1 | NR | 5440 | CCM | 1.7 | 1.7 | KG | 8034035061196 | 8034035061196 | 8034035061196 | 85389099
GW45544 | CVX630K - 4-P DIST FRAME 400A B850 | CVX630K - 4-P RAMA ROZDZIEL 400A B850 | 841 | 1 | NR | 828 | 1 | NR | 1.57% | OFFICIAL | 2DN16G23F4170ZT100 | 40 | 2DN | ENERGY | 16G | MCCB / DISTR. BOARD | 23F | DISTR.BOARD/CABINETS | 1 | 1 | NR | 27090 | CCM | 6.285 | 5.657 | KG | 0 | 0 | 0 | 0
GWD3205 | QDX 630H F.M. BLIND DOOR 600x1600 | QDX 630H PODT. DRZWI LITE 600x1600 | 841 | 1 | NR | 828 | 1 | NR | 1.57% | OFFICIAL | 2DN16G23F4241QM100 | 40 | 2DN | ENERGY | 16G | MCCB / DISTR. BOARD | 23F | DISTR.BOARD/CABINETS | 1 | 1 | NR | 56002.5 | CCM | 25 | 25 | KG | 8034035047725 | 8034035047725 | 8034035047725 | 85389099
GWD3152 | QDX 630H PAVIM F.M. UPR 600/850x2000x250 | QDX 630H PAVIM PDT. PIO 600/850x2000x250 | 906 | 1 | NR | 892 | 1 | NR | 1.57% | OFFICIAL | 2DN16G23F4241QM100 | 30 | 2DN | ENERGY | 16G | MCCB / DISTR. BOARD | 23F | DISTR.BOARD/CABINETS | 1 | 1 | NR | 51156 | CCM | 18 | 17 | KG | 8034035047206 | 8034035047206 | 8034035047206 | 85389099
GWD3732 | PORTABARRE 800-1600A L850 QDX1600H | UCHWYTY 800-1600A L850 QDX1600H | 906 | 1 | NR | 892 | 1 | NR | 1.57% | OFFICIAL | 2DN16G23F4171QS100 | 30 | 2DN | ENERGY | 16G | MCCB / DISTR. BOARD | 23F | DISTR.BOARD/CABINETS | 1 | 1 | NR | 8580 | CCM | 5.36 | 5.36 | KG | 8034035061233 | 8034035061233 | 8034035061233 | 85389099
GWD3738 | PORTAB V AF/ES 800-1600A P800 QDX1600H | UCHW. V AF/ES 800-1600A P800 QDX1600H | 906 | 1 | NR | 892 | 1 | NR | 1.57% | OFFICIAL | 2DN16G23F4171QS100 | 30 | 2DN | ENERGY | 16G | MCCB / DISTR. BOARD | 23F | DISTR.BOARD/CABINETS | 1 | 1 | NR | 6688 | CCM | 5.22 | 5.2 | KG | 8034035061295 | 8034035061295 | 8034035061295 | 85389099
GW49469 | CVX1600-FRONT AERATION PANEL 600X200 | CVX1600 - PANEL Z OTW. WENT. 600X200 24M | 259 | 1 | NR | 255 | 1 | NR | 1.569% | OFFICIAL | 2DN16G23F4150ZI100 | 40 | 2DN | ENERGY | 16G | MCCB / DISTR. BOARD | 23F | DISTR.BOARD/CABINETS | 1 | 1 | NR | 1800 | CCM | 1.336 | 1.202 | KG
GW47142 | CVX160E IP55 SOLID DOOR 600X800 | CVX160E IP55 DRZWI LITE 600X800 | 324 | 1 | NR | 319 | 1 | NR | 1.567% | OFFICIAL | 2DN16G23F4020X8100 | 30 | 2DN | ENERGY | 16G | MCCB / DISTR. BOARD | 23F | DISTR.BOARD/CABINETS | 1 | 1 | NR | 36432 | CCM | 7.913 | 7.122 | KG | 8011564096240 | 8011564096240 | 8011564096240 | 85389099
GW47261 | CVX160E ICP SPAN.STD FRONT PANEL 600X300 | CVX160E PANEL FRONT ST.ROZST.ICP 600X300 | 324 | 1 | NR | 319 | 1 | NR | 1.567% | OFFICIAL | 2DN16G23F4020X8100 | 40 | 2DN | ENERGY | 16G | MCCB / DISTR. BOARD | 23F | DISTR.BOARD/CABINETS | 1 | 5 | NR | 28228.5 | CCM | 5.003 | 4.503 | KG | 8011564111301 | 8011564111301 | 8011564474505 | 85389099
GWD3022 | QDX 630L W.M. GLASS DOOR 600x1200 | QDX 630L NATYNK. DRZWI SZKLAN 600x1200 | 713 | 1 | NR | 702 | 1 | NR | 1.567% | OFFICIAL | 2DN16G23F4221QG100 | 40 | 2DN | ENERGY | 16G | MCCB / DISTR. BOARD | 23F | DISTR.BOARD/CABINETS | 1 | 1 | NR | 45760 | CCM | 12.5 | 12.5 | KG | 8034035046285 | 8034035046285 | 8034035046285 | 85389099
GW49784 | GWFIX100-CAB P. SUPPLY L=350MM 4P 100A | GWFIX100-PRZEWÓD ZASIL.L=350MM 4P 100A | 45.4 | 1 | NR | 44.7 | 1 | NR | 1.566% | OFFICIAL | 2DN16G23F4170ZM100 | 40 | 2DN | ENERGY | 16G | MCCB / DISTR. BOARD | 23F | DISTR.BOARD/CABINETS | 1 | 6 | NR | 753.667 | CCM | 285.833 | 257.25 | G | 0 | 0 | 0 | 0
GWD3192 | QDX 630H F.M. REAR PANELS 600+300x2000 | QDX 630H PODT. PANELE TYLNE 600+300x2000 | 454 | 1 | NR | 447 | 1 | NR | 1.566% | OFFICIAL | 2DN16G23F4241QM100 | 40 | 2DN | ENERGY | 16G | MCCB / DISTR. BOARD | 23F | DISTR.BOARD/CABINETS | 1 | 1 | NR | 80180 | CCM | 28 | 25.2 | KG | 8034035047596 | 8034035047596 | 8034035047596 | 85389099
GWD3193 | QDX 630H F.M. REAR PANELS 850x1600 | QDX 630H PODT. PANELE TYLNE 850x1600 | 454 | 1 | NR | 447 | 1 | NR | 1.566% | OFFICIAL | 2DN16G23F4241QM100 | 40 | 2DN | ENERGY | 16G | MCCB / DISTR. BOARD | 23F | DISTR.BOARD/CABINETS | 1 | 1 | NR | 59339 | CCM | 20.5 | 18.45 | KG | 8034035047602 | 8034035047602 | 8034035047602 | 85389099
GW47133 | CVX160E IP55 GLASS DOOR 600X1000 | CVX160E IP55 DRZWI SZKLANE 600X1000 | 714 | 1 | NR | 703 | 1 | NR | 1.565% | OFFICIAL | 2DN16G23F4020X8100 | 40 | 2DN | ENERGY | 16G | MCCB / DISTR. BOARD | 23F | DISTR.BOARD/CABINETS | 1 | 1 | NR | 44352 | CCM | 10.193 | 9.174 | KG | 0 | 0 | 0 | 0
GWD3042 | QDX 630L F.M. BASE/HEAD 600x300 | QDX 630L PODTYN. PODST/STACJA 600x300 | 714 | 1 | NR | 703 | 1 | NR | 1.565% | OFFICIAL | 2DN16G23F4221QI100 | 40 | 2DN | ENERGY | 16G | MCCB / DISTR. BOARD | 23F | DISTR.BOARD/CABINETS | 1 | 1 | NR | 29925 | CCM | 11.76 | 11.76 | KG | 8034035046407 | 8034035046407 | 8034035046407 | 85389099
GW47134 | CVX160E IP55 GLASS DOOR 600X1200 | CVX160E IP55 DRZWI SZKLANE 600X1200 | 779 | 1 | NR | 767 | 1 | NR | 1.565% | OFFICIAL | 2DN16G23F4020X8100 | 40 | 2DN | ENERGY | 16G | MCCB / DISTR. BOARD | 23F | DISTR.BOARD/CABINETS | 1 | 1 | NR | 52272 | CCM | 11.6 | 10.44 | KG | 0 | 0 | 0 | 0
GW45034 | CVX630K - INT. CABLE COMP. KIT H1000 | CVX630K - WEW. ZEST.PŁYTEK KABL.H1000 | 260 | 1 | NR | 256 | 1 | NR | 1.562% | OFFICIAL | 2DN16G23F4090YF100 | 40 | 2DN | ENERGY | 16G | MCCB / DISTR. BOARD | 23F | DISTR.BOARD/CABINETS | 1 | 1 | NR | 14729 | CCM | 3.83 | 3.5 | KG | 8011564286276 | 8011564286276 | 8011564286276 | 85389099
GW45154 | CVX630M - IP55 GLASS DOOR 600X1000 | CVX630M - IP55 DRZWI SZKLANE 600X1000 | 780 | 1 | NR | 768 | 1 | NR | 1.562% | OFFICIAL | 2DN16G23F4110Z2100 | 40 | 2DN | ENERGY | 16G | MCCB / DISTR. BOARD | 23F | DISTR.BOARD/CABINETS | 1 | 1 | NR | 58424 | CCM | 14.173 | 14.162 | KG | 0 | 0 | 0 | 0
GW45374 | CVX630K/M - 96X96 I. FRONT PANEL 600X200 | CVX630K/M - PANEL FRONT INSTR. 96X96 600X200 | 130 | 1 | NR | 128 | 1 | NR | 1.562% | OFFICIAL | 2DN16G23F4130YM100 | 40 | 2DN | ENERGY | 16G | MCCB / DISTR. BOARD | 23F | DISTR.BOARD/CABINETS | 1 | 1 | NR | 3420 | CCM | 1.24 | 1.24 | KG | 0 | 0 | 0 | 0
GW49678 | QDX 2 CU BARS 800A 60X5 L=1750 | CVX1600 - 2 SZYNY CU 800A 63X5 L=1750 | 1300 | 1 | NR | 1280 | 1 | NR | 1.562% | OFFICIAL | 2DN16G23F4171QS100 | 30 | 2DN | ENERGY | 16G | MCCB / DISTR. BOARD | 23F | DISTR.BOARD/CABINETS | 1 | 1 | NR | 1102.5 | CCM | 8.747 | 7.872 | KG | 8011564148871 | 8011564148871 | 8011564148871 | 85389099
GWD3020 | QDX 630L W.M. REAR FRAME 300x1200 | QDX 630L NATYNK. RAMA TYLNA 300x1200 | 260 | 1 | NR | 256 | 1 | NR | 1.562% | OFFICIAL | 2DN16G23F4221QG100 | 30 | 2DN | ENERGY | 16G | MCCB / DISTR. BOARD | 23F | DISTR.BOARD/CABINETS | 1 | 1 | NR | 15860 | CCM | 8 | 7.2 | KG | 8034035046261 | 8034035046261 | 8034035046261 | 85389099
GWD3458 | KIT CERNIERE PER PORTE QDX630H PARETE | ZEST. ZAWIASÓW DO DRZWI QDX630H ŚC. | 195 | 1 | NR | 192 | 1 | NR | 1.562% | OFFICIAL | 2DN16G23F4291QQ100 | 30 | 2DN | ENERGY | 16G | MCCB / DISTR. BOARD | 23F | DISTR.BOARD/CABINETS | 1 | 1 | NR | 396 | CCM | 80 | 80 | G | 8034035053108 | 8034035053108 | 8034035053108 | 85389099
GWD3217 | QDX 630-1600H PAVIM KIT AFFIANCAMENTO | QDX 630-1600H PODŁOGA ZESTAW POMOCN. | 78.1 | 1 | NR | 76.9 | 1 | NR | 1.56% | OFFICIAL | 2DN16G23F4241QM100 | 30 | 2DN | ENERGY | 16G | MCCB / DISTR. BOARD | 23F | DISTR.BOARD/CABINETS | 1 | 1 | NR | 720.75 | CCM | 0.33 | 0.33 | KG | 8034035059797 | 8034035059797 | 8034035059797 | 85389099
GWD3162 | QDX 1600H F.M. FR. UPRIGHTS 600+300x2000 | QDX 1600H PODT. RAM. PION 600+300x2000 | 651 | 1 | NR | 641 | 1 | NR | 1.56% | OFFICIAL | 2DN16G23F4260YO100 | 30 | 2DN | ENERGY | 16G | MCCB / DISTR. BOARD | 23F | DISTR.BOARD/CABINETS | 1 | 1 | NR | 37989 | CCM | 20 | 19 | KG | 8034035047305 | 8034035047305 | 8034035047305 | 85389099
GWD3168 | QDX 1600H PAVIM MONT POST 600/850x1800 | QDX 1600H PODT. TYL.PION 600/850x1800 | 651 | 1 | NR | 641 | 1 | NR | 1.56% | OFFICIAL | 2DN16G23F4260YO100 | 30 | 2DN | ENERGY | 16G | MCCB / DISTR. BOARD | 23F | DISTR.BOARD/CABINETS | 1 | 1 | NR | 103170 | CCM | 32.5 | 32.5 | KG | 8034035047367 | 8034035047367 | 8034035047367 | 85389099
GWD3168R | QDX 1600H PAV MONT RID 600/850x1800x600 | QDX 1600H PODTYN.R.PION 600/850x1800 | 651 | 1 | NR | 641 | 1 | NR | 1.56% | OFFICIAL | 2DN16G23F4260YO100 | 30 | 2DN | ENERGY | 16G | MCCB / DISTR. BOARD | 23F | DISTR.BOARD/CABINETS | 1 | 1 | NR | 54120 | CCM | 33 | 33 | KG | 8034035047374 | 8034035047374 | 8034035047374 | 85389099
GWD3177 | QDX 1600H F.M. R. UPRIGHTS 600+300x2000 | QDX 1600H PODT. TYL.PION 600+300x2000 | 651 | 1 | NR | 641 | 1 | NR | 1.56% | OFFICIAL | 2DN16G23F4260YO100 | 30 | 2DN | ENERGY | 16G | MCCB / DISTR. BOARD | 23F | DISTR.BOARD/CABINETS | 1 | 1 | NR | 60900 | CCM | 28.5 | 27.5 | KG | 8034035047473 | 8034035047473 | 8034035047473 | 85389099
GWD3177R6 | QDX 1600H PAV MONT RID 600+300x2000x600 | QDX 1600H PODT. TYL. PION 600+300x600 | 651 | 1 | NR | 641 | 1 | NR | 1.56% | OFFICIAL | 2DN16G23F4260YO100 | 30 | 2DN | ENERGY | 16G | MCCB / DISTR. BOARD | 23F | DISTR.BOARD/CABINETS | 1 | 1 | NR | 60600 | CCM | 28 | 28 | KG | 8034035047923 | 8034035047923 | 8034035047923 | 85389099
GW45149 | CVX630K - E. CAB. CP. E.S. DOOR 400X2000 | CVX630K -ZEW.DRZWI OB. LITE 400X2000 | 586 | 1 | NR | 577 | 1 | NR | 1.56% | OFFICIAL | 2DN16G23F4090YK100 | 40 | 2DN | ENERGY | 16G | MCCB / DISTR. BOARD | 23F | DISTR.BOARD/CABINETS | 1 | 1 | NR | 68224 | CCM | 15.4 | 15 | KG | 0 | 0 | 0 | 0
GWD3084 | QDX 630L F.M. INT. CABLE COMP. 1600x300 | QDX 630L PODT. WEW. PRZED.KAB 1600x300 | 586 | 1 | NR | 577 | 1 | NR | 1.56% | OFFICIAL | 2DN16G23F4221QI100 | 30 | 2DN | ENERGY | 16G | MCCB / DISTR. BOARD | 23F | DISTR.BOARD/CABINETS | 1 | 1 | NR | 25500 | CCM | 11.5 | 11 | KG | 8034035046803 | 8034035046803 | 8034035046803 | 85389099
GW45531 | CVX630K - IP43 GASKET | CVX630K - USZCZELKA IP43 | 58.6 | 1 | NR | 57.7 | 1 | NR | 1.56% | OFFICIAL | 2DN16G23F4130YM100 | 40 | 2DN | ENERGY | 16G | MCCB / DISTR. BOARD | 23F | DISTR.BOARD/CABINETS | 1 | 1 | NR | 10106.25 | CCM | 0.057 | 0.056 | G | 0 | 0 | 0 | 0
GWD3032 | QDX 630L PARETE VANO CAVI INT 1000X300 | QDX 630L NATYNK POM. KAB. WEWN. 1000X300 | 261 | 1 | NR | 257 | 1 | NR | 1.556% | OFFICIAL | 2DN16G23F4221QG100 | 30 | 2DN | ENERGY | 16G | MCCB / DISTR. BOARD | 23F | DISTR.BOARD/CABINETS | 1 | 1 | NR | 19050 | CCM | 7 | 6.5 | KG | 8034035059643 | 8034035059643 | 8034035059643 | 85389099
GW47291 | MODULE MASK 24M | MODUŁ MASKUJĄCY 24M | 19.6 | 1 | NR | 19.3 | 1 | NR | 1.554% | OFFICIAL | 2DN16G23F4020X8100 | 30 | 2DN | ENERGY | 16G | MCCB / DISTR. BOARD | 23F | DISTR.BOARD/CABINETS | 1 | 10 | NR | 582.75 | CCM | 106.3 | 96.12 | G | 8011564111295 | 8011564474499 | 8011564474499 | 85389099
GW49082 | CVX1600-SOLID METAL DOOR 400X2000 | CVX1600 - DRZWI PEŁNE IP65 400X2000 | 784 | 1 | NR | 772 | 1 | NR | 1.554% | OFFICIAL | 2DN16G23F4150ZB100 | 40 | 2DN | ENERGY | 16G | MCCB / DISTR. BOARD | 23F | DISTR.BOARD/CABINETS | 1 | 1 | NR | 72000.5 | CCM | 17.5 | 15.75 | KG
GW45125 | CVX630K - IP40 SOLID DOOR 600X1200 | CVX630K - IP40 DRZWI LITE 600X1200 | 327 | 1 | NR | 322 | 1 | NR | 1.553% | OFFICIAL | 2DN16G23F4090YI100 | 40 | 2DN | ENERGY | 16G | MCCB / DISTR. BOARD | 23F | DISTR.BOARD/CABINETS | 1 | 1 | NR | 68072 | CCM | 11.5 | 10.5 | KG | 0 | 0 | 0 | 0
GWD3346 | PIASTRA FONDO 600x1800 QDX630H/1600H | PODKŁADKA 600x1800 QDX630H/1600H | 327 | 1 | NR | 322 | 1 | NR | 1.553% | OFFICIAL | 2DN16G23F4291QQ100 | 30 | 2DN | ENERGY | 16G | MCCB / DISTR. BOARD | 23F | DISTR.BOARD/CABINETS | 1 | 1 | NR | 51188 | CCM | 24.5 | 24 | KG | 8034035078057 | 8034035078057 | 8034035078057 | 85389099
GW45118 | CVX630K - IP40 GLASS DOOR 850X1800 | CVX630K - IP40 DRZWI SZKLANE 850X1800 | 1310 | 1 | NR | 1290 | 1 | NR | 1.55% | OFFICIAL | 2DN16G23F4090YI100 | 40 | 2DN | ENERGY | 16G | MCCB / DISTR. BOARD | 23F | DISTR.BOARD/CABINETS | 1 | 1 | NR | 123975 | CCM | 24.46 | 22 | KG | 0 | 0 | 0 | 0
GW45418 | GUIDA DIN35 B850 QDX630L/H/1600H | PROFIL DIN35 B850 QDX630L/H/1600H | 78.6 | 1 | NR | 77.4 | 1 | NR | 1.55% | OFFICIAL | 2DN16G23F4291QQ100 | 30 | 2DN | ENERGY | 16G | MCCB / DISTR. BOARD | 23F | DISTR.BOARD/CABINETS | 1 | 1 | NR | 342 | CCM | 462.7 | 440.447 | G | 8034035060793 | 8034035060793 | 8034035060793 | 85389099
GW49459 | CVX1600-SOLID FRONT PANEL 24M 600X400 | CVX1600 - PEŁEN PANEL 600X400 24M | 131 | 1 | NR | 129 | 1 | NR | 1.55% | OFFICIAL | 2DN16G23F4150ZI100 | 40 | 2DN | ENERGY | 16G | MCCB / DISTR. BOARD | 23F | DISTR.BOARD/CABINETS | 1 | 1 | NR | 7200 | CCM | 2.848 | 2.563 | KG
GW49472 | CVX1600-SOLID FRONT PANEL 36M 850X300 | CVX1600 - PEŁEN PANEL 850X300 36M | 131 | 1 | NR | 129 | 1 | NR | 1.55% | OFFICIAL | 2DN16G23F4150ZI100 | 40 | 2DN | ENERGY | 16G | MCCB / DISTR. BOARD | 23F | DISTR.BOARD/CABINETS | 1 | 1 | NR | 2400 | CCM | 3.423 | 3.081 | KG
GWD3049 | QDX 630L F.M. VERT UPRIG. B600/850 H2000 | QDX 630L PODTYN. PION RAM B600/850 H200O | 459 | 1 | NR | 452 | 1 | NR | 1.549% | OFFICIAL | 2DN16G23F4221QI100 | 30 | 2DN | ENERGY | 16G | MCCB / DISTR. BOARD | 23F | DISTR.BOARD/CABINETS | 1 | 1 | NR | 33748.75 | CCM | 12 | 11 | KG | 8034035047855 | 8034035047855 | 8034035047855 | 85389099
GW47177 | CVX160I/E 96X96 I. FRONT PANEL 600X200 | CVX160I/E 96X96 PANEL FRONT INST 600X200 | 39.4 | 1 | NR | 38.8 | 1 | NR | 1.546% | OFFICIAL | 2DN16G23F4020X8100 | 40 | 2DN | ENERGY | 16G | MCCB / DISTR. BOARD | 23F | DISTR.BOARD/CABINETS | 1 | 10 | NR | 4321.8 | CCM | 496.8 | 447.12 | G | 8011564096363 | 8011564096363 | 8011564462670 | 85389099
GW45475 | CVX630M - VERT. SEPARATOR INT VAIN H1200 | CVX630M - PION. PRZEGRODA WEW. H1200 | 197 | 1 | NR | 194 | 1 | NR | 1.546% | OFFICIAL | 2DN16G23F4130YM100 | 40 | 2DN | ENERGY | 16G | MCCB / DISTR. BOARD | 23F | DISTR.BOARD/CABINETS | 1 | 1 | NR | 14400 | CCM | 1.8 | 1.62 | KG | 0 | 0 | 0 | 0
GWD3087 | QDX 630L F.M. INT. CABLE COMP. 2000x200 | QDX 630L PODT. WEW. PRZED.KAB 2000x200 | 591 | 1 | NR | 582 | 1 | NR | 1.546% | OFFICIAL | 2DN16G23F4221QI100 | 30 | 2DN | ENERGY | 16G | MCCB / DISTR. BOARD | 23F | DISTR.BOARD/CABINETS | 1 | 1 | NR | 31500 | CCM | 12.5 | 12 | KG | 8034035046834 | 8034035046834 | 8034035046834 | 85389099
GWD3117 | QDX 630H W.M. BLIND DOOR 600x1000 | QDX 630H NATYNK. DRZWI LITE 600x2000 | 591 | 1 | NR | 582 | 1 | NR | 1.546% | OFFICIAL | 2DN16G23F4241QK100 | 40 | 2DN | ENERGY | 16G | MCCB / DISTR. BOARD | 23F | DISTR.BOARD/CABINETS | 1 | 1 | NR | 20088 | CCM | 10 | 10 | KG | 8034035046957 | 8034035046957 | 8034035046957 | 85389099
GWD3186 | QDX 630H F.M. SIDE PANELS 2000x800 | QDX 630H PODT. PANELE BOCZN 2000x800 | 591 | 1 | NR | 582 | 1 | NR | 1.546% | OFFICIAL | 2DN16G23F4241QM100 | 40 | 2DN | ENERGY | 16G | MCCB / DISTR. BOARD | 23F | DISTR.BOARD/CABINETS | 1 | 1 | NR | 1 | CCM | 45.4 | 43 | KG | 8034035047893 | 8034035047893 | 8034035047893 | 85389099
GW45128 | CVX630K - IP40 SOLID DOOR 600X1800 | CVX630K - IP40 DRZWI LITE 600X1800 | 657 | 1 | NR | 647 | 1 | NR | 1.546% | OFFICIAL | 2DN16G23F4090YI100 | 40 | 2DN | ENERGY | 16G | MCCB / DISTR. BOARD | 23F | DISTR.BOARD/CABINETS | 1 | 1 | NR | 87703 | CCM | 17.36 | 16 | KG | 0 | 0 | 0 | 0
GWD3745 | PORTAB LINEARE PIATTE RAME QDX1600H | UCHW. LIN. PŁASKIE MIEDŹ QDX1600H | 657 | 1 | NR | 647 | 1 | NR | 1.546% | OFFICIAL | 2DN16G23F4171QS100 | 30 | 2DN | ENERGY | 16G | MCCB / DISTR. BOARD | 23F | DISTR.BOARD/CABINETS | 1 | 1 | NR | 38400 | CCM | 3.556 | 3.2 | KG | 8034035061349 | 8034035061349 | 8034035061349 | 85389099
GW45401 | CVX630K/M - DIN RAIL 2XEN50022 DIN35 24M | CVX630K/M -SZYNA DIN 2XEN50022 DIN35 24M | 26.3 | 1 | NR | 25.9 | 1 | NR | 1.544% | OFFICIAL | 2DN16G23F4130YM100 | 40 | 2DN | ENERGY | 16G | MCCB / DISTR. BOARD | 23F | DISTR.BOARD/CABINETS | 1 | 1 | NR | 10106.25 | CCM | 450 | 430 | G | 0 | 0 | 0 | 0
GWD3134 | QDX 1600H F.M. BASE/HEAD 600x800 | QDX 1600H PODT. PODST/STACJA 600x800 | 2630 | 1 | NR | 2590 | 1 | NR | 1.544% | OFFICIAL | 2DN16G23F4260YO100 | 40 | 2DN | ENERGY | 16G | MCCB / DISTR. BOARD | 23F | DISTR.BOARD/CABINETS | 1 | 1 | NR | 86112.5 | CCM | 33 | 32 | KG | 8034035047022 | 8034035047022 | 8034035047022 | 85389099
GW49764 | GWFIX100 - BUSBARS 100A 2P 24 MOD. | GWFIX100 - MAGISTRALE 100A 2P 24 MOD. | 46.1 | 1 | NR | 45.4 | 1 | NR | 1.542% | OFFICIAL | 2DN16G23F4170ZM100 | 40 | 2DN | ENERGY | 16G | MCCB / DISTR. BOARD | 23F | DISTR.BOARD/CABINETS | 1 | 6 | NR | 1100 | CCM | 501.667 | 451.5 | G | 0 | 0 | 0 | 0
GWD3471 | QDX STAFFE MORSETTIERA ORIZZONTALE | QDX WSPORN. SKRZ. ZAC. POZ. | 65.9 | 1 | NR | 64.9 | 1 | NR | 1.541% | OFFICIAL | 2DN16G23F4291QQ100 | 30 | 2DN | ENERGY | 16G | MCCB / DISTR. BOARD | 23F | DISTR.BOARD/CABINETS | 1 | 1 | NR | 320 | CCM | 1.99 | 1.9 | KG | 8034035053177 | 8034035053177 | 8034035053177 | 85389099
GW45243 | CVX630K/M - KIT MTX/M160C 400x200 VERT. | CVX630K/M - ZEST. MTX/M160C 400x200 PION | 264 | 1 | NR | 260 | 1 | NR | 1.538% | OFFICIAL | 2DN16G23F4130YM100 | 40 | 2DN | ENERGY | 16G | MCCB / DISTR. BOARD | 23F | DISTR.BOARD/CABINETS | 1 | 1 | NR | 5400 | CCM | 1.9 | 1.71 | KG | 0 | 0 | 0 | 0
GW45244 | CVX630K/M - KIT MTX/E160 400x200 VERT. | CVX630K/M - ZEST. MTX/E160 400x200 PION | 264 | 1 | NR | 260 | 1 | NR | 1.538% | OFFICIAL | 2DN16G23F4130YM100 | 40 | 2DN | ENERGY | 16G | MCCB / DISTR. BOARD | 23F | DISTR.BOARD/CABINETS | 1 | 1 | NR | 5400 | CCM | 1.9 | 1.71 | KG | 0 | 0 | 0 | 0
GW45265 | CVX630M - KIT MTX/E/M630 600X300 MRD H. | CVX630M - ZEST.MTX/E/M630 600X300 MRD PO | 264 | 1 | NR | 260 | 1 | NR | 1.538% | OFFICIAL | 2DN16G23F4130YM100 | 40 | 2DN | ENERGY | 16G | MCCB / DISTR. BOARD | 23F | DISTR.BOARD/CABINETS | 1 | 1 | NR | 6840 | CCM | 3.7 | 3.33 | KG | 0 | 0 | 0 | 0
GW45504 | CVX630K - SIDE-BY-SIDE MOUNT KIT H1000 | CVX630K-ZESTAW MONTAŻ. BOK DO BOKU H1000 | 132 | 1 | NR | 130 | 1 | NR | 1.538% | OFFICIAL | 2DN16G23F4130YM100 | 40 | 2DN | ENERGY | 16G | MCCB / DISTR. BOARD | 23F | DISTR.BOARD/CABINETS | 1 | 1 | NR | 5712 | CCM | 1.8 | 1.7 | KG | 0 | 0 | 0 | 0
GWD3103 | QDX 630H W.M. STRUCTURE 600+200x1000x200 | QDX 630H NATYNK. KONST. 600+200x1000x200 | 1980 | 1 | NR | 1950 | 1 | NR | 1.538% | OFFICIAL | 2DN16G23F4241QK100 | 30 | 2DN | ENERGY | 16G | MCCB / DISTR. BOARD | 23F | DISTR.BOARD/CABINETS | 1 | 1 | NR | 1 | CCM | 34.5 | 34.5 | KG | 8034035046872 | 8034035046872 | 8034035046872 | 85389099
GWD3330 | QDX PANNELLO PIENO 850x300 | QDX PEŁEN PANEL 850x300 | 132 | 1 | NR | 130 | 1 | NR | 1.538% | OFFICIAL | 2DN16G23F4291QQ100 | 30 | 2DN | ENERGY | 16G | MCCB / DISTR. BOARD | 23F | DISTR.BOARD/CABINETS | 1 | 1 | NR | 4500 | CCM | 3.1 | 3 | KG | 8034035052255 | 8034035052255 | 8034035052255 | 85389099
GWD3502 | KIT MSX/D125 600x200 ORIZ FISSO | ZEST. MSX/D125 600x200 POZ. STAŁY | 330 | 1 | NR | 325 | 1 | NR | 1.538% | OFFICIAL | 2DN16G23F4291QO100 | 30 | 2DN | ENERGY | 16G | MCCB / DISTR. BOARD | 23F | DISTR.BOARD/CABINETS | 1 | 1 | NR | 5500 | CCM | 3.06 | 3.06 | KG | 8034035059988 | 8034035059988 | 8034035059988 | 85389099
GWD3503 | KIT MSX/D/M/c160-250 600x200 ORIZ FISSO | ZEST. MSX/D/M/c160-250 600x200 POZ. STAŁY | 330 | 1 | NR | 325 | 1 | NR | 1.538% | OFFICIAL | 2DN16G23F4291QO100 | 30 | 2DN | ENERGY | 16G | MCCB / DISTR. BOARD | 23F | DISTR.BOARD/CABINETS | 1 | 1 | NR | 5500 | CCM | 3.08 | 3.08 | KG | 8034035059995 | 8034035059995 | 8034035059995 | 85389099
GWD3504 | KIT MSX/E160-250 600x200 ORIZ FISSO | ZEST. MSX/E160-250 600x200 POZ. STAŁY | 330 | 1 | NR | 325 | 1 | NR | 1.538% | OFFICIAL | 2DN16G23F4291QO100 | 30 | 2DN | ENERGY | 16G | MCCB / DISTR. BOARD | 23F | DISTR.BOARD/CABINETS | 1 | 1 | NR | 4400 | CCM | 2.95 | 2.95 | KG | 8034035060502 | 8034035060502 | 8034035060502 | 85389099
GWD3417 | ZOCCOLO ADDIZIONALE 850x600 QDX1600H | DODATKOWY COKÓŁ 850x600 QDX1600H | 463 | 1 | NR | 456 | 1 | NR | 1.535% | OFFICIAL | 2DN16G23F4291QQ100 | 40 | 2DN | ENERGY | 16G | MCCB / DISTR. BOARD | 23F | DISTR.BOARD/CABINETS | 1 | 1 | NR | 1 | CCM | 10.462 | 9.416 | KG | 8034035052828 | 8034035052828 | 8034035052828 | 85389099
GWD3531 | KIT MSX/M160c 600x200 ORIZ FISSO MRD | ZEST. MSX/M160c 600x200 POZ. STAŁY MRD | 331 | 1 | NR | 326 | 1 | NR | 1.534% | OFFICIAL | 2DN16G23F4291QO100 | 30 | 2DN | ENERGY | 16G | MCCB / DISTR. BOARD | 23F | DISTR.BOARD/CABINETS | 1 | 1 | NR | 1 | CCM | 2.92 | 2.7 | KG | 8034035060632 | 8034035060632 | 8034035060632 | 85389099
GWD3532 | KIT MSX/M250c 600x200 OR FISSO MRD | ZEST. MSX/M250c 600x200 POZ. ST. MRD | 331 | 1 | NR | 326 | 1 | NR | 1.534% | OFFICIAL | 2DN16G23F4291QO100 | 30 | 2DN | ENERGY | 16G | MCCB / DISTR. BOARD | 23F | DISTR.BOARD/CABINETS | 1 | 1 | NR | 1 | CCM | 2.9 | 2.9 | KG | 8034035060649 | 8034035060649 | 8034035060649 | 85389099
GWD3533 | KIT MSX/D125 600x200 ORIZ FISSO MRD | ZEST. MSX/D125 600x200 POZ. STAŁY MRD | 331 | 1 | NR | 326 | 1 | NR | 1.534% | OFFICIAL | 2DN16G23F4291QO100 | 30 | 2DN | ENERGY | 16G | MCCB / DISTR. BOARD | 23F | DISTR.BOARD/CABINETS | 1 | 1 | NR | 1 | CCM | 3.38 | 3.2 | KG | 8034035060656 | 8034035060656 | 8034035060656 | 85389099
GWD3534 | KIT MSX/D160-250 600x200 ORIZ FISSO MRD | ZEST. MSX/D160-250 600x200 POZ. STAŁY MRD | 331 | 1 | NR | 326 | 1 | NR | 1.534% | OFFICIAL | 2DN16G23F4291QO100 | 30 | 2DN | ENERGY | 16G | MCCB / DISTR. BOARD | 23F | DISTR.BOARD/CABINETS | 1 | 1 | NR | 1 | CCM | 3.36 | 3.2 | KG | 8034035060663 | 8034035060663 | 8034035060663 | 85389099
GWD3535 | KIT MSXE160-250 600x200 ORIZ FISSO MRD | ZEST. MSXE160-250 600x200 POZ. STAŁY MRD | 331 | 1 | NR | 326 | 1 | NR | 1.534% | OFFICIAL | 2DN16G23F4291QO100 | 30 | 2DN | ENERGY | 16G | MCCB / DISTR. BOARD | 23F | DISTR.BOARD/CABINETS | 1 | 1 | NR | 1 | CCM | 3.46 | 3.3 | KG | 8034035060670 | 8034035060670 | 8034035060670 | 85389099
GWD3541 | KIT MSX/D125 600x200 ORIZ FISSO CM | ZEST. MSX/D125 600x200 POZ. STAŁY CM | 331 | 1 | NR | 326 | 1 | NR | 1.534% | OFFICIAL | 2DN16G23F4291QO100 | 30 | 2DN | ENERGY | 16G | MCCB / DISTR. BOARD | 23F | DISTR.BOARD/CABINETS | 1 | 1 | NR | 5500 | CCM | 3 | 3 | KG | 8034035060694 | 8034035060694 | 8034035060694 | 85389099
GWD3542 | KIT MSX/D/M/c160-250 600x200 OR FISSO CM | ZEST. MSX/D/M/c160-250 600x200 PZ. ST.CM | 331 | 1 | NR | 326 | 1 | NR | 1.534% | OFFICIAL | 2DN16G23F4291QO100 | 30 | 2DN | ENERGY | 16G | MCCB / DISTR. BOARD | 23F | DISTR.BOARD/CABINETS | 1 | 1 | NR | 5500 | CCM | 3 | 3 | KG | 8034035060700 | 8034035060700 | 8034035060700 | 85389099
GWD3543 | KIT MSX/E160-250 600x200 ORIZ FISSO CM | ZEST. MSX/E160-250 600x200 POZ. STAŁY CM | 331 | 1 | NR | 326 | 1 | NR | 1.534% | OFFICIAL | 2DN16G23F4291QO100 | 30 | 2DN | ENERGY | 16G | MCCB / DISTR. BOARD | 23F | DISTR.BOARD/CABINETS | 1 | 1 | NR | 4788 | CCM | 2.55 | 2.2 | KG | 8034035060717 | 8034035060717 | 8034035060717 | 85389099
GW45147 | CVX630K - E. CAB. CP. E.S. DOOR 400X1600 | CVX630K -ZEW.DRZWI OB. LITE 400X1600 | 530 | 1 | NR | 522 | 1 | NR | 1.533% | OFFICIAL | 2DN16G23F4090YK100 | 40 | 2DN | ENERGY | 16G | MCCB / DISTR. BOARD | 23F | DISTR.BOARD/CABINETS | 1 | 1 | NR | 56448 | CCM | 10.69 | 9.621 | KG | 0 | 0 | 0 | 0
GW47182 | CVX160E DIN RAIL - EN 50035 G32 | CVX160E SZYNA DIN - EN 50035 G32 | 26.5 | 1 | NR | 26.1 | 1 | NR | 1.533% | OFFICIAL | 2DN16G23F4040YC100 | 30 | 2DN | ENERGY | 16G | MCCB / DISTR. BOARD | 23F | DISTR.BOARD/CABINETS | 1 | 10 | NR | 2617.388 | CCM | 597.9 | 538.11 | G | 8011564096387 | 8011564096387 | 8011564462724 | 85389099
GW47192 | CVX KEY-OPERATED SECURITY LOCK | CVX ZAMEK ZABEZPIECZAJĄCY Z KLUCZEM | 26.5 | 1 | NR | 26.1 | 1 | NR | 1.533% | OFFICIAL | 2DN16G23F4020X8100 | 30 | 2DN | ENERGY | 16G | MCCB / DISTR. BOARD | 23F | DISTR.BOARD/CABINETS | 1 | 10 | NR | 162 | CCM | 47 | 42.3 | G | 8011564096431 | 8011564096431 | 8011564462328 | 85389099
GWD3420 | ZOCCOLO ADDIZIONALE 600x800 QDX1600H | DODATKOWY COKÓŁ 600x800 QDX1600H | 530 | 1 | NR | 522 | 1 | NR | 1.533% | OFFICIAL | 2DN16G23F4291QQ100 | 40 | 2DN | ENERGY | 16G | MCCB / DISTR. BOARD | 23F | DISTR.BOARD/CABINETS | 1 | 1 | NR | 12000 | CCM | 10.78 | 9.702 | KG | 8034035052859 | 8034035052859 | 8034035052859 | 85389099
GWD3553 | KIT MSS630 600x400 ORIZ/VERT | ZEST. MSS630 600x400 POZ./PION | 530 | 1 | NR | 522 | 1 | NR | 1.533% | OFFICIAL | 2DN16G23F4291QO100 | 30 | 2DN | ENERGY | 16G | MCCB / DISTR. BOARD | 23F | DISTR.BOARD/CABINETS | 1 | 1 | NR | 8960 | CCM | 4.9 | 4.9 | KG | 8034035060748 | 8034035060748 | 8034035060748 | 85389099
GWD3707 | PORTABARRE VANO EST P200-300 QDX630L | UCHWYTY POM. ZEW. P200-300 QDX630L | 265 | 1 | NR | 261 | 1 | NR | 1.533% | OFFICIAL | 2DN16G23F4171QS100 | 30 | 2DN | ENERGY | 16G | MCCB / DISTR. BOARD | 23F | DISTR.BOARD/CABINETS | 1 | 1 | NR | 2584 | CCM | 0.81 | 0.81 | KG | 8034035061097 | 8034035061097 | 8034035061097 | 85389099
GWD3058 | QDX 630L F.M. SIDE PANELS 2000x300 | QDX 630L PODTYN. PANELE BOCZN 2000x300 | 464 | 1 | NR | 457 | 1 | NR | 1.532% | OFFICIAL | 2DN16G23F4221QI100 | 30 | 2DN | ENERGY | 16G | MCCB / DISTR. BOARD | 23F | DISTR.BOARD/CABINETS | 1 | 1 | NR | 19950 | CCM | 13 | 11.7 | KG | 8034035046544 | 8034035046544 | 8034035046544 | 85389099
GW45511 | CVX630K - ADDIT. PLINTH FOR BOARD B400 | CVX630K - DODATK. COKÓŁ DO ROZDZIEL.B400 | 199 | 1 | NR | 196 | 1 | NR | 1.531% | OFFICIAL | 2DN16G23F4130YM100 | 40 | 2DN | ENERGY | 16G | MCCB / DISTR. BOARD | 23F | DISTR.BOARD/CABINETS | 1 | 1 | NR | 4620 | CCM | 2.92 | 2.842 | KG | 0 | 0 | 0 | 0
GW45533 | CVX630M - KIT SIDE-BY-SIDE W.M. BOARDS | CVX630M - ZEST.DO MONTAŻ.NAT. BOK DO BOK | 19.9 | 1 | NR | 19.6 | 1 | NR | 1.531% | OFFICIAL | 2DN16G23F4070XU100 | 40 | 2DN | ENERGY | 16G | MCCB / DISTR. BOARD | 23F | DISTR.BOARD/CABINETS | 1 | 10 | NR | 423.225 | CCM | 287.956 | 270.798 | G | 0 | 0 | 0 | 0
GWD3060 | QDX 630L F.M. REAR FRAME 600x1800 | QDX 630L PODTYN. RAMA TYLNA 600x1800 | 597 | 1 | NR | 588 | 1 | NR | 1.531% | OFFICIAL | 2DN16G23F4221QI100 | 30 | 2DN | ENERGY | 16G | MCCB / DISTR. BOARD | 23F | DISTR.BOARD/CABINETS | 1 | 1 | NR | 50424 | CCM | 25 | 22.5 | KG | 8034035046568 | 8034035046568 | 8034035046568 | 85389099
GWD3123 | QDX 630H PARETE KIT SOVRAP 850x200 | QDX 630H ŚCIANA ZESTAW NAKŁAD. 850x200 | 199 | 1 | NR | 196 | 1 | NR | 1.531% | OFFICIAL | 2DN16G23F4241QK100 | 30 | 2DN | ENERGY | 16G | MCCB / DISTR. BOARD | 23F | DISTR.BOARD/CABINETS | 1 | 1 | NR | 4674 | CCM | 1.28 | 1.28 | KG | 8034035059759 | 8034035059759 | 8034035059759 | 85389099
GWD3748 | TRAVERSA PORTAB RAME L850 QDX1600H | LISTWA UCHW. MIEDŹ L850 QDX1600H | 199 | 1 | NR | 196 | 1 | NR | 1.531% | OFFICIAL | 2DN16G23F4171QS100 | 30 | 2DN | ENERGY | 16G | MCCB / DISTR. BOARD | 23F | DISTR.BOARD/CABINETS | 1 | 1 | NR | 2352 | CCM | 3.3 | 3 | KG | 8034035061370 | 8034035061370 | 8034035061370 | 74072190
GWD3757 | PORTABARRE SAG AL L850 QDX1600H | UCHWYTY PROF AL L850 QDX1600H | 597 | 1 | NR | 588 | 1 | NR | 1.531% | OFFICIAL | 2DN16G23F4171QS100 | 30 | 2DN | ENERGY | 16G | MCCB / DISTR. BOARD | 23F | DISTR.BOARD/CABINETS | 1 | 1 | NR | 6240 | CCM | 3.26 | 3.26 | KG | 8034035061455 | 8034035061455 | 8034035061455 | 85389099
GW49788 | GWFIX100-PAR. P. SUPPLY L=400MM 4P 100A | GWFIX100-RÓWN. ZASILANIE L=400MM 4P 100A | 73 | 1 | NR | 71.9 | 1 | NR | 1.53% | OFFICIAL | 2DN16G23F4170ZM100 | 40 | 2DN | ENERGY | 16G | MCCB / DISTR. BOARD | 23F | DISTR.BOARD/CABINETS | 1 | 6 | NR | 976.5 | CCM | 363.333 | 327 | G | 0 | 0 | 0 | 0
GW45302 | CVX630K/M - SOLID PANEL 600X100 | CVX630K/M - LITY PANEL 600X100 | 53.1 | 1 | NR | 52.3 | 1 | NR | 1.53% | OFFICIAL | 2DN16G23F4130YM100 | 40 | 2DN | ENERGY | 16G | MCCB / DISTR. BOARD | 23F | DISTR.BOARD/CABINETS | 1 | 1 | NR | 1740 | CCM | 810 | 729 | G | 8011564286757 | 8011564286757 | 8011564286757 | 85389099
GW45323 | CVX630K/M - SOLID PANEL 850X150 | CVX630K/M - LITY PANEL 850X150 | 66.4 | 1 | NR | 65.4 | 1 | NR | 1.529% | OFFICIAL | 2DN16G23F4130YM100 | 40 | 2DN | ENERGY | 16G | MCCB / DISTR. BOARD | 23F | DISTR.BOARD/CABINETS | 1 | 1 | NR | 3080 | CCM | 1.55 | 1.45 | KG | 8011564286832 | 8011564286832 | 8011564286832 | 85389099
GW49767 | GWFIX100 - BUSBARS 100A 4P 18 MOD. | GWFIX100 - MAGISTRALE 100A 4P 18 MOD. | 59.8 | 1 | NR | 58.9 | 1 | NR | 1.528% | OFFICIAL | 2DN16G23F4170ZM100 | 40 | 2DN | ENERGY | 16G | MCCB / DISTR. BOARD | 23F | DISTR.BOARD/CABINETS | 1 | 6 | NR | 1316 | CCM | 534.167 | 480.75 | G | 0 | 0 | 0 | 0
GW45085 | CVX630M - INT.CABLE COMPART.KIT H1200 | CVX630M - WEW.ZEST.PŁYTEK KABL. H1200 | 399 | 1 | NR | 393 | 1 | NR | 1.527% | OFFICIAL | 2DN16G23F4110Z4100 | 40 | 2DN | ENERGY | 16G | MCCB / DISTR. BOARD | 23F | DISTR.BOARD/CABINETS | 1 | 1 | NR | 22661 | CCM | 8.5 | 7.65 | KG | 8011564448797 | 8011564448797 | 8011564448797 | 85389099
GW47233 | GWFIX250-CONDUCTOR 63A 500MM BLACK | GWFIX250-PRZEWÓD 63A 500MM CZARNY | 13.3 | 1 | NR | 13.1 | 1 | NR | 1.527% | OFFICIAL | 2DN16G23F4170ZN100 | 40 | 2DN | ENERGY | 16G | MCCB / DISTR. BOARD | 23F | DISTR.BOARD/CABINETS | 10 | 100 | NR | 107.494 | CCM | 61.91 | 55.719 | G | 0 | 0 | 0 | 0
GW47248 | GWFIX250-CONDUCTOR 63A 500MM BLUE | GWFIX250-PRZEWÓD 63A 500MM NIEBIESKI | 13.3 | 1 | NR | 13.1 | 1 | NR | 1.527% | OFFICIAL | 2DN16G23F4170ZN100 | 40 | 2DN | ENERGY | 16G | MCCB / DISTR. BOARD | 23F | DISTR.BOARD/CABINETS | 10 | 100 | NR | 107.494 | CCM | 62.36 | 56.124 | G | 0 | 0 | 0 | 0
GWD3073 | QDX 630L F.M. GLASS DOOR 850x2000 | QDX 630L PODTYN. DRZWI SZKLAN 850x2000 | 1330 | 1 | NR | 1310 | 1 | NR | 1.527% | OFFICIAL | 2DN16G23F4221QI100 | 40 | 2DN | ENERGY | 16G | MCCB / DISTR. BOARD | 23F | DISTR.BOARD/CABINETS | 1 | 1 | NR | 88400 | CCM | 25 | 25 | KG | 8034035046698 | 8034035046698 | 8034035046698 | 85389099
GWD3304 | QDX PANNELLO FIN E GUIDA DIN 850x150 | QDX PANEL FIN I PROW. DIN 850x150 | 133 | 1 | NR | 131 | 1 | NR | 1.527% | OFFICIAL | 2DN16G23F4291QQ100 | 30 | 2DN | ENERGY | 16G | MCCB / DISTR. BOARD | 23F | DISTR.BOARD/CABINETS | 1 | 1 | NR | 2250 | CCM | 1.59 | 1.5 | KG | 8034035051760 | 8034035051760 | 8034035051760 | 85389099
GWD3724 | PORTAB VAN EST 250-400A P250 QDX630H | UCHW. VAN EST 250-400A P250 QDX630H | 266 | 1 | NR | 262 | 1 | NR | 1.527% | OFFICIAL | 2DN16G23F4171QS100 | 30 | 2DN | ENERGY | 16G | MCCB / DISTR. BOARD | 23F | DISTR.BOARD/CABINETS | 1 | 1 | NR | 4320 | CCM | 1.17 | 1.17 | KG | 8034035061158 | 8034035061158 | 8034035061158 | 85389099
GW49780 | GWFIX100 - N°10 CONNECTIONS L1 63A | GWFIX100 - PRZYŁĄCZA NR 10 L1 63A | 40 | 1 | NR | 39.4 | 1 | NR | 1.523% | OFFICIAL | 2DN16G23F4170ZM100 | 40 | 2DN | ENERGY | 16G | MCCB / DISTR. BOARD | 23F | DISTR.BOARD/CABINETS | 1 | 6 | NR | 119.209 | CCM | 80.833 | 72.75 | G | 0 | 0 | 0 | 0
GW49781 | GWFIX100 - N°10 CONNECTIONS L2 63A | GWFIX100 - PRZYŁĄCZA NR 10 L2 63A | 40 | 1 | NR | 39.4 | 1 | NR | 1.523% | OFFICIAL | 2DN16G23F4170ZM100 | 40 | 2DN | ENERGY | 16G | MCCB / DISTR. BOARD | 23F | DISTR.BOARD/CABINETS | 1 | 6 | NR | 117.53 | CCM | 74 | 66.6 | G | 0 | 0 | 0 | 0
GW49782 | GWFIX100 - N°10 CONNECTIONS L3 63A | GWFIX100 - PRZYŁĄCZA NR 10 L3 63A | 40 | 1 | NR | 39.4 | 1 | NR | 1.523% | OFFICIAL | 2DN16G23F4170ZM100 | 40 | 2DN | ENERGY | 16G | MCCB / DISTR. BOARD | 23F | DISTR.BOARD/CABINETS | 1 | 6 | NR | 119.209 | CCM | 68.333 | 61.5 | G | 0 | 0 | 0 | 0
GW49783 | GWFIX100 - N°10 CONNECTIONS N 63A | GWFIX100 - PRZYŁĄCZA NR 10 N 63A | 40 | 1 | NR | 39.4 | 1 | NR | 1.523% | OFFICIAL | 2DN16G23F4170ZM100 | 40 | 2DN | ENERGY | 16G | MCCB / DISTR. BOARD | 23F | DISTR.BOARD/CABINETS | 1 | 6 | NR | 117.53 | CCM | 89.667 | 80.7 | G | 0 | 0 | 0 | 0
GWD3461 | TRAVERSE ORIZZONTALI B600+300 QDX1600H | LISTWY POZIOME L300 QDX1600H | 26.7 | 1 | NR | 26.3 | 1 | NR | 1.521% | OFFICIAL | 2DN16G23F4291QQ100 | 30 | 2DN | ENERGY | 16G | MCCB / DISTR. BOARD | 23F | DISTR.BOARD/CABINETS | 1 | 1 | NR | 425.25 | CCM | 0.31 | 0.31 | KG | 8034035053115 | 8034035053115 | 8034035053115 | 72169110
GW47472 | CVX630M - KIT SIDE-BY-SIDE F.M. BOARDS | CVX630M - ZESTAW NAT. BOK DO BOKU | 33.4 | 1 | NR | 32.9 | 1 | NR | 1.52% | OFFICIAL | 2DN16G23F4070XU100 | 40 | 2DN | ENERGY | 16G | MCCB / DISTR. BOARD | 23F | DISTR.BOARD/CABINETS | 1 | 10 | NR | 423.225 | CCM | 544 | 489.6 | G | 0 | 0 | 0 | 0
GWD3751 | PORTABARRE SAG AL L600 P400 QDX630H | UCHWYTY PROF AL L600 P400 QDX630H | 535 | 1 | NR | 527 | 1 | NR | 1.518% | OFFICIAL | 2DN16G23F4171QS100 | 30 | 2DN | ENERGY | 16G | MCCB / DISTR. BOARD | 23F | DISTR.BOARD/CABINETS | 1 | 1 | NR | 5600 | CCM | 2.01 | 2.01 | KG | 8034035061394 | 8034035061394 | 8034035061394 | 85389099
GW49456 | CVX1600-SOLID FRONT PANEL 24M 600X100 | CVX1600 - PEŁEN PANEL 600X100 24M | 66.9 | 1 | NR | 65.9 | 1 | NR | 1.517% | OFFICIAL | 2DN16G23F4150ZI100 | 40 | 2DN | ENERGY | 16G | MCCB / DISTR. BOARD | 23F | DISTR.BOARD/CABINETS | 1 | 1 | NR | 1200 | CCM | 830 | 747 | G
GWD3375 | SEGREGAZIONE ORIZ 600x250 QDX630H | SEGREGACJA PION 600x250 QDX630H | 66.9 | 1 | NR | 65.9 | 1 | NR | 1.517% | OFFICIAL | 2DN16G23F4291QQ100 | 30 | 2DN | ENERGY | 16G | MCCB / DISTR. BOARD | 23F | DISTR.BOARD/CABINETS | 1 | 1 | NR | 1221 | CCM | 910 | 910 | G | 8034035052620 | 8034035052620 | 8034035052620 | 85389099
GW45447 | CVX630K - VERT SEP. INNER COMPART H1600 | CVX630K - PIONOWA PRZEGRODA WEW. H1600 | 201 | 1 | NR | 198 | 1 | NR | 1.515% | OFFICIAL | 2DN16G23F4130YM100 | 40 | 2DN | ENERGY | 16G | MCCB / DISTR. BOARD | 23F | DISTR.BOARD/CABINETS | 1 | 1 | NR | 2480 | CCM | 2.33 | 2.1 | KG | 0 | 0 | 0 | 0
GW47171 | CVX160E MOD DEV FRONT PANEL 600X150 24M | CVX160E PANEL FRONT.URZ.MOD 600X150 24M | 60.3 | 1 | NR | 59.4 | 1 | NR | 1.515% | OFFICIAL | 2DN16G23F4040YC100 | 30 | 2DN | ENERGY | 16G | MCCB / DISTR. BOARD | 23F | DISTR.BOARD/CABINETS | 1 | 10 | NR | 6100 | CCM | 1 | 0.9 | KG | 8011564096301 | 8011564096301 | 8011564462625 | 85389099
GWD3179 | QDX 630H F.M. SIDE PANELS 1600x400 | QDX 630H PODT. PANELE BOCZN 1600x400 | 335 | 1 | NR | 330 | 1 | NR | 1.515% | OFFICIAL | 2DN16G23F4241QM100 | 40 | 2DN | ENERGY | 16G | MCCB / DISTR. BOARD | 23F | DISTR.BOARD/CABINETS | 1 | 1 | NR | 33192.5 | CCM | 19.5 | 17.55 | KG | 8034035047497 | 8034035047497 | 8034035047497 | 85389099
GWD3187 | QDX 630H F.M. REAR PANELS 600x1600 | QDX 630H PODT. PANELE TYLNE 600x1600 | 335 | 1 | NR | 330 | 1 | NR | 1.515% | OFFICIAL | 2DN16G23F4241QM100 | 40 | 2DN | ENERGY | 16G | MCCB / DISTR. BOARD | 23F | DISTR.BOARD/CABINETS | 1 | 1 | NR | 45752 | CCM | 15 | 13.5 | KG | 8034035047541 | 8034035047541 | 8034035047541 | 85389099
GWD3220 | QDX 630H PAV PANNELLI LAT AERATI2000x400 | QDX 630H PODŁ PANELE STR. WENT.2000x400 | 402 | 1 | NR | 396 | 1 | NR | 1.515% | OFFICIAL | 2DN16G23F4241QM100 | 40 | 2DN | ENERGY | 16G | MCCB / DISTR. BOARD | 23F | DISTR.BOARD/CABINETS | 1 | 1 | NR | 41588.25 | CCM | 21.5 | 20.5 | KG | 8034035077999 | 8034035077999 | 8034035077999 | 85371091
GWD3325 | QDX PANNELLO PIENO 600x400 | QDX PEŁEN PANEL 600x400 | 134 | 1 | NR | 132 | 1 | NR | 1.515% | OFFICIAL | 2DN16G23F4291QQ100 | 30 | 2DN | ENERGY | 16G | MCCB / DISTR. BOARD | 23F | DISTR.BOARD/CABINETS | 1 | 1 | NR | 4500 | CCM | 2.9 | 2.8 | KG | 8034035052200 | 8034035052200 | 8034035052200 | 85389099
GWD3339 | QDX PIASTRA DI FONDO 600x800 | QDX PODKŁADKA 600x800 | 201 | 1 | NR | 198 | 1 | NR | 1.515% | OFFICIAL | 2DN16G23F4291QQ100 | 30 | 2DN | ENERGY | 16G | MCCB / DISTR. BOARD | 23F | DISTR.BOARD/CABINETS | 1 | 1 | NR | 7040 | CCM | 4.19 | 4.1 | KG | 8034035052316 | 8034035052316 | 8034035052316 | 85389099
GWD3473 | STAFFE MORSETTIERA VERT P800 QDX1600H | WSPORN. SKRZ. ZAC. PION. P800 QDX1600H | 53.6 | 1 | NR | 52.8 | 1 | NR | 1.515% | OFFICIAL | 2DN16G23F4291QQ100 | 30 | 2DN | ENERGY | 16G | MCCB / DISTR. BOARD | 23F | DISTR.BOARD/CABINETS | 1 | 1 | NR | 787.5 | CCM | 0.4 | 0.4 | KG | 8034035053191 | 8034035053191 | 8034035053191 | 94059900
GWD3513 | KIT MSX/E/M400-630 850x300 ORIZ FISSO | ZEST. MSX/E/M400-630 850x300 POZ. STAŁY | 402 | 1 | NR | 396 | 1 | NR | 1.515% | OFFICIAL | 2DN16G23F4291QO100 | 30 | 2DN | ENERGY | 16G | MCCB / DISTR. BOARD | 23F | DISTR.BOARD/CABINETS | 1 | 1 | NR | 9300 | CCM | 5.27 | 5.27 | KG | 8034035060564 | 8034035060564 | 8034035060564 | 85389099
GWD3737 | PORTAB V AFF/EST 630A P800 QDX1600H | UCHW. V AFF/EST 630A P800 QDX1600H | 469 | 1 | NR | 462 | 1 | NR | 1.515% | OFFICIAL | 2DN16G23F4171QS100 | 30 | 2DN | ENERGY | 16G | MCCB / DISTR. BOARD | 23F | DISTR.BOARD/CABINETS | 1 | 1 | NR | 4180 | CCM | 2.65 | 2.6 | KG | 8034035061288 | 8034035061288 | 8034035061288 | 85389099
GWD3349 | PIASTRA FONDO 850x2000 QDX630H/1600H | PODKŁADKA 850x2000 QDX630H/1600H | 470 | 1 | NR | 463 | 1 | NR | 1.512% | OFFICIAL | 2DN16G23F4291QQ100 | 30 | 2DN | ENERGY | 16G | MCCB / DISTR. BOARD | 23F | DISTR.BOARD/CABINETS | 1 | 1 | NR | 103200 | CCM | 35.5 | 33.5 | KG | 8034035078088 | 8034035078088 | 8034035078088 | 85389099
GWD3030 | QDX 630L W.M. BLIND DOOR 300x1200 | QDX 630L NATYNK. DRZWI LITE 300x1200 | 403 | 1 | NR | 397 | 1 | NR | 1.511% | OFFICIAL | 2DN16G23F4221QG100 | 40 | 2DN | ENERGY | 16G | MCCB / DISTR. BOARD | 23F | DISTR.BOARD/CABINETS | 1 | 1 | NR | 19200 | CCM | 7 | 7 | KG | 8034035046360 | 8034035046360 | 8034035046360 | 85389099
GW47121 | CVX160I/E IP40 SOLID DOOR 600X600 | CVX160I/E IP40 DRZWI LITE 600X600 | 269 | 1 | NR | 265 | 1 | NR | 1.509% | OFFICIAL | 2DN16G23F4020X8100 | 30 | 2DN | ENERGY | 16G | MCCB / DISTR. BOARD | 23F | DISTR.BOARD/CABINETS | 1 | 1 | NR | 28512 | CCM | 6.207 | 5.586 | KG | 8011564096158 | 8011564096158 | 8011564096158 | 85389099
GW45353 | CVX630K - E. CAB. CP. I.S. DOOR 400X1800 | CVX630K -ZEW.DRZWI LIT. OBUD. 400X1800 | 202 | 1 | NR | 199 | 1 | NR | 1.508% | OFFICIAL | 2DN16G23F4090YK100 | 40 | 2DN | ENERGY | 16G | MCCB / DISTR. BOARD | 23F | DISTR.BOARD/CABINETS | 1 | 1 | NR | 24752 | CCM | 6.92 | 6 | KG | 0 | 0 | 0 | 0
GWD3091 | QDX 630L PAV PANNELLI LAT AERATI2000x300 | QDX 630L PODŁ PANELE STR. WENT.2000x300 | 404 | 1 | NR | 398 | 1 | NR | 1.508% | OFFICIAL | 2DN16G23F4221QI100 | 30 | 2DN | ENERGY | 16G | MCCB / DISTR. BOARD | 23F | DISTR.BOARD/CABINETS | 1 | 1 | NR | 19950 | CCM | 13 | 12 | KG | 8034035077968 | 8034035077968 | 8034035077968 | 85371091
GW47123 | CVX160I/E IP40 SOLID DOOR 600X1000 | CVX160I/E IP40 DRZWI LITE 600X1000 | 337 | 1 | NR | 332 | 1 | NR | 1.506% | OFFICIAL | 2DN16G23F4020X8100 | 30 | 2DN | ENERGY | 16G | MCCB / DISTR. BOARD | 23F | DISTR.BOARD/CABINETS | 1 | 1 | NR | 44352 | CCM | 10.052 | 9.047 | KG | 8011564096172 | 8011564096172 | 8011564096172 | 85389099
GWD3404 | ZOCCOLO ADDIZIONALE 400x300 QDX630L | DODATKOWY COKÓŁ 400x300 QDX630L | 337 | 1 | NR | 332 | 1 | NR | 1.506% | OFFICIAL | 2DN16G23F4291QQ100 | 40 | 2DN | ENERGY | 16G | MCCB / DISTR. BOARD | 23F | DISTR.BOARD/CABINETS | 1 | 1 | NR | 4071.375 | CCM | 3.3 | 3.3 | KG | 8034035052699 | 8034035052699 | 8034035052699 | 85389099
GW45035 | CVX630K - INT. CABLE COMP. KIT H1200 | CVX630K - WEW. ZEST.PŁYTEK KABL.H1200 | 270 | 1 | NR | 266 | 1 | NR | 1.504% | OFFICIAL | 2DN16G23F4090YF100 | 40 | 2DN | ENERGY | 16G | MCCB / DISTR. BOARD | 23F | DISTR.BOARD/CABINETS | 1 | 1 | NR | 15372 | CCM | 4.58 | 4.4 | KG | 0 | 0 | 0 | 0
GW45168 | CVX630M - IP55 GLASS DOOR 850X1800 | CVX630M - IP55 DRZWI SZKLANE 850X1800 | 1350 | 1 | NR | 1330 | 1 | NR | 1.504% | OFFICIAL | 2DN16G23F4110Z2100 | 40 | 2DN | ENERGY | 16G | MCCB / DISTR. BOARD | 23F | DISTR.BOARD/CABINETS | 1 | 1 | NR | 154836 | CCM | 24.5 | 24.5 | KG | 0 | 0 | 0 | 0
GW49063 | CVX1600-GLASS DOOR 600X1800 | CVX1600 - DRZWI SZKŁO IP65 600X1800 | 1350 | 1 | NR | 1330 | 1 | NR | 1.504% | OFFICIAL | 2DN16G23F4150ZB100 | 40 | 2DN | ENERGY | 16G | MCCB / DISTR. BOARD | 23F | DISTR.BOARD/CABINETS | 1 | 1 | NR | 112480 | CCM | 19 | 17.1 | KG
GWD3135 | QDX 630H F.M. BASE/HEAD 600+300x250 | QDX 630H PODT. PODST/STACJA 600+300x250 | 1350 | 1 | NR | 1330 | 1 | NR | 1.504% | OFFICIAL | 2DN16G23F4241QM100 | 40 | 2DN | ENERGY | 16G | MCCB / DISTR. BOARD | 23F | DISTR.BOARD/CABINETS | 1 | 1 | NR | 28077 | CCM | 18 | 18 | KG | 8034035047039 | 8034035047039 | 8034035047039 | 85389099
GWD3201 | QDX 630H F.M. GLASS DOOR 600x2000 | QDX 630H PODT. DRZWI SZKLAN 600x2000 | 1350 | 1 | NR | 1330 | 1 | NR | 1.504% | OFFICIAL | 2DN16G23F4241QM100 | 40 | 2DN | ENERGY | 16G | MCCB / DISTR. BOARD | 23F | DISTR.BOARD/CABINETS | 1 | 1 | NR | 74910 | CCM | 25 | 25 | KG | 8034035047688 | 8034035047688 | 8034035047688 | 85389099
GWD3358 | SEGR VERT VANO INT/EST 1600x300 QDX630L | SEGR PION POM WEW/ZEW 1600x300 QDX630L | 270 | 1 | NR | 266 | 1 | NR | 1.504% | OFFICIAL | 2DN16G23F4291QQ100 | 30 | 2DN | ENERGY | 16G | MCCB / DISTR. BOARD | 23F | DISTR.BOARD/CABINETS | 1 | 1 | NR | 5760 | CCM | 1.05 | 1 | KG | 8034035052453 | 8034035052453 | 8034035052453 | 85389099
GWD3045 | QDX 630L F.M. BASE/HEAD 400X200 | QDX 630L PODTYN. PODST/STACJA 400x200 | 338 | 1 | NR | 333 | 1 | NR | 1.502% | OFFICIAL | 2DN16G23F4221QI100 | 40 | 2DN | ENERGY | 16G | MCCB / DISTR. BOARD | 23F | DISTR.BOARD/CABINETS | 1 | 1 | NR | 6500 | CCM | 4.12 | 4.12 | KG | 8034035046438 | 8034035046438 | 8034035046438 | 85389099
GWD3055 | QDX 630L F.M. SIDE PANELS 1800x200 | QDX 630L PODTYN. PANELE BOCZN 1800x200 | 338 | 1 | NR | 333 | 1 | NR | 1.502% | OFFICIAL | 2DN16G23F4221QI100 | 30 | 2DN | ENERGY | 16G | MCCB / DISTR. BOARD | 23F | DISTR.BOARD/CABINETS | 1 | 1 | NR | 18050 | CCM | 8.5 | 7.65 | KG | 8034035046513 | 8034035046513 | 8034035046513 | 85389099
GWD3218 | QDX 630H PAV PANNELLI LAT AERATI1600x400 | QDX 630H PODŁ PANELE STR. WENT.1600x400 | 338 | 1 | NR | 333 | 1 | NR | 1.502% | OFFICIAL | 2DN16G23F4241QM100 | 40 | 2DN | ENERGY | 16G | MCCB / DISTR. BOARD | 23F | DISTR.BOARD/CABINETS | 1 | 1 | NR | 33192.5 | CCM | 17.5 | 17.5 | KG | 8034035077975 | 8034035077975 | 8034035077975 | 85371091
GWD3018 | QDX 630L W.M. REAR FRAME 850x1200 | QDX 630L NATYNK. RAMA TYLNA 850x1200 | 541 | 1 | NR | 533 | 1 | NR | 1.501% | OFFICIAL | 2DN16G23F4221QG100 | 30 | 2DN | ENERGY | 16G | MCCB / DISTR. BOARD | 23F | DISTR.BOARD/CABINETS | 1 | 1 | NR | 44634 | CCM | 20.5 | 18.45 | KG | 8034035046247 | 8034035046247 | 8034035046247 | 85389099
GW49826 | CVX1600-B.M. F. PLATE S. BRD 24M 600X600 | CVX1600-PODKŁADKA P. S 600X600 24M | 203 | 1 | NR | 200 | 1 | NR | 1.5% | OFFICIAL | 2DN16G23F4150ZJ100 | 40 | 2DN | ENERGY | 16G | MCCB / DISTR. BOARD | 23F | DISTR.BOARD/CABINETS | 1 | 1 | NR | 6891.2 | CCM | 6.195 | 5.576 | KG
GW45416 | CVX630K/M - PROFILE DIN35 B850 | CVX630K/M - PROFIL DIN35 B850 | 54.2 | 1 | NR | 53.4 | 1 | NR | 1.498% | OFFICIAL | 2DN16G23F4130YM100 | 40 | 2DN | ENERGY | 16G | MCCB / DISTR. BOARD | 23F | DISTR.BOARD/CABINETS | 1 | 1 | NR | 342 | CCM | 545 | 490.5 | G | 0 | 0 | 0 | 0
GWD3004 | QDX 630L PARETE BASE TESTATA 600x300 | QDX 630L NATYNK. PODST. STACJA 600x300 | 271 | 1 | NR | 267 | 1 | NR | 1.498% | OFFICIAL | 2DN16G23F4221QG100 | 30 | 2DN | ENERGY | 16G | MCCB / DISTR. BOARD | 23F | DISTR.BOARD/CABINETS | 1 | 1 | NR | 29925 | CCM | 8.08 | 7.9 | KG | 8034035059292 | 8034035059292 | 8034035059292 | 85389099
GW49757 | QDX KIT GUIDA DIN GWFIX100 B600 PROF.220 | QDX ZES.PROW. DIN GWFIX100 B600 PROF.220 | 33.9 | 1 | NR | 33.4 | 1 | NR | 1.497% | OFFICIAL | 2DN16G23F4170ZO100 | 40 | 2DN | ENERGY | 16G | MCCB / DISTR. BOARD | 23F | DISTR.BOARD/CABINETS | 1 | 1 | NR | 576 | CCM | 0.51 | 0.5 | KG | 8034035077920 | 8034035077920 | 8034035077920 | 85389099
GW45252 | CVX630K/M - MSS630 600x500 VERT KIT | CVX630K/M - MSS630 600x500 ZESTAW PION | 272 | 1 | NR | 268 | 1 | NR | 1.493% | OFFICIAL | 2DN16G23F4130YM100 | 40 | 2DN | ENERGY | 16G | MCCB / DISTR. BOARD | 23F | DISTR.BOARD/CABINETS | 1 | 1 | NR | 17100 | CCM | 6.13 | 6.13 | KG | 0 | 0 | 0 | 0
GW45601 | CVX630K/M-KIT MTX160/C/250 600X300 INT | CVX630K/M-ZEST MTX160/C/250 600X300 WEW | 272 | 1 | NR | 268 | 1 | NR | 1.493% | OFFICIAL | 2DN16G23F4130YM100 | 40 | 2DN | ENERGY | 16G | MCCB / DISTR. BOARD | 23F | DISTR.BOARD/CABINETS | 1 | 1 | NR | 13680 | CCM | 4.095 | 3.686 | KG | 0 | 0 | 0 | 0
GW45526 | CVX630K/M - 2 45º HOR TERM. BLOCK SUPP | CVX630K/M-2 45º WSPORNIKI LISTWY PRZYŁ. | 34.1 | 1 | NR | 33.6 | 1 | NR | 1.488% | OFFICIAL | 2DN16G23F4130YM100 | 40 | 2DN | ENERGY | 16G | MCCB / DISTR. BOARD | 23F | DISTR.BOARD/CABINETS | 1 | 1 | NR | 4998 | CCM | 200 | 190 | G | 0 | 0 | 0 | 0
GW49755 | QDX KIT GUIDA DIN GWFIX100 B600 PROF.125 | QDX ZES.PROW. GWFIX100 B600 PROF.125 | 27.3 | 1 | NR | 26.9 | 1 | NR | 1.487% | OFFICIAL | 2DN16G23F4170ZO100 | 40 | 2DN | ENERGY | 16G | MCCB / DISTR. BOARD | 23F | DISTR.BOARD/CABINETS | 1 | 1 | NR | 1290 | CCM | 0.37 | 0.35 | KG | 8034035077906 | 8034035077906 | 8034035077906 | 85389099
GWD3313 | QDX STAFFE DIN INT MOD PROF UTILE 220 | QDX WSPORN. DIN WEW MOD PROF UŻ 220 | 41 | 1 | NR | 40.4 | 1 | NR | 1.485% | OFFICIAL | 2DN16G23F4291QQ100 | 30 | 2DN | ENERGY | 16G | MCCB / DISTR. BOARD | 23F | DISTR.BOARD/CABINETS | 1 | 1 | NR | 1615 | CCM | 0.23 | 0.23 | KG | 8034035052118 | 8034035052118 | 8034035052118 | 85389099
GWD3109 | QDX 630H PARETE CASSA 600+200x1000x300 | QDX 630H ŚCIANA SKRZYN. 600+200x1000x300 | 1370 | 1 | NR | 1350 | 1 | NR | 1.481% | OFFICIAL | 2DN16G23F4241QK100 | 30 | 2DN | ENERGY | 16G | MCCB / DISTR. BOARD | 23F | DISTR.BOARD/CABINETS | 1 | 1 | NR | 293760 | CCM | 33 | 32 | KG | 8034035059698 | 8034035059698 | 8034035059698 | 85389099
GWD3141 | QDX 1600H F.M. BASE/HEAD 850x600 | QDX 1600H PODT. PODST/STACJA 850x600 | 2740 | 1 | NR | 2700 | 1 | NR | 1.481% | OFFICIAL | 2DN16G23F4260YO100 | 40 | 2DN | ENERGY | 16G | MCCB / DISTR. BOARD | 23F | DISTR.BOARD/CABINETS | 1 | 1 | NR | 88704 | CCM | 33 | 33 | KG | 8034035047091 | 8034035047091 | 8034035047091 | 85389099
GWD3316 | QDX UTENSILE AGGANCIO GUIDA DIN | QDX NARZ. POŁĄCZ. PROW. DIN | 20.6 | 1 | NR | 20.3 | 1 | NR | 1.478% | OFFICIAL | 2DN16G23F4291QQ100 | 40 | 2DN | ENERGY | 16G | MCCB / DISTR. BOARD | 23F | DISTR.BOARD/CABINETS | 1 | 1 | NR | 517.5 | CCM | 0.1 | 0.1 | KG | 8034035052132 | 8034035052132 | 8034035052132 | 85389099
GW47650 | QDX BANDELLE RAME 160A 2PZ L=2M | QDX - N°2 ZAWIASY CU 160A L=2MT | 275 | 1 | NR | 271 | 1 | NR | 1.476% | OFFICIAL | 2DN16G23F4170ZQ100 | 30 | 2DN | ENERGY | 16G | MCCB / DISTR. BOARD | 23F | DISTR.BOARD/CABINETS | 1 | 1 | NR | 2000 | CCM | 1.4 | 1.4 | KG | 8034035061622 | 8034035061622 | 8034035061622 | 85389099
GWD3736 | PORTAB V AFF/EST 250-400A P800 QDX1600H | UCHW. V AFF/EST 250-400A P800 QDX1600H | 275 | 1 | NR | 271 | 1 | NR | 1.476% | OFFICIAL | 2DN16G23F4171QS100 | 30 | 2DN | ENERGY | 16G | MCCB / DISTR. BOARD | 23F | DISTR.BOARD/CABINETS | 1 | 1 | NR | 1764 | CCM | 1.3 | 1.3 | KG | 8034035061271 | 8034035061271 | 8034035061271 | 85389099
GWD3779 | SOSTEGNO INF BAR SAG RAME P800 QDX1600H | WSP. INF OCH. PROF MIEDŹ. P800 QDX1600H | 275 | 1 | NR | 271 | 1 | NR | 1.476% | OFFICIAL | 2DN16G23F4171QS100 | 30 | 2DN | ENERGY | 16G | MCCB / DISTR. BOARD | 23F | DISTR.BOARD/CABINETS | 1 | 1 | NR | 1 | CCM | 1.43 | 1.43 | KG | 8034035061776 | 8034035061776 | 8034035061776 | 85389099
GW45119 | CVX630K - IP40 GLASS DOOR 850X2000 | CVX630K - IP40 DRZWI SZKLANE 850X2000 | 1380 | 1 | NR | 1360 | 1 | NR | 1.471% | OFFICIAL | 2DN16G23F4090YI100 | 40 | 2DN | ENERGY | 16G | MCCB / DISTR. BOARD | 23F | DISTR.BOARD/CABINETS | 1 | 1 | NR | 181792 | CCM | 26.88 | 26 | KG | 0 | 0 | 0 | 0
GW49807 | CVX1600-B.M. F. PLATE NS BRD 24M 600X400 | CVX1600-PODKŁADKA P. NS 600X400 24M | 138 | 1 | NR | 136 | 1 | NR | 1.471% | OFFICIAL | 2DN16G23F4150ZJ100 | 40 | 2DN | ENERGY | 16G | MCCB / DISTR. BOARD | 23F | DISTR.BOARD/CABINETS | 1 | 1 | NR | 6000 | CCM | 5.776 | 5.198 | KG
GWD3101 | QDX 630H W.M. STRUCTURE 600x1000x200 | QDX 630H NATYNK. KONSTRUK. 600x1000x200 | 1380 | 1 | NR | 1360 | 1 | NR | 1.471% | OFFICIAL | 2DN16G23F4241QK100 | 30 | 2DN | ENERGY | 16G | MCCB / DISTR. BOARD | 23F | DISTR.BOARD/CABINETS | 1 | 1 | NR | 154880 | CCM | 23.5 | 23.5 | KG | 8034035046858 | 8034035046858 | 8034035046858 | 85389099
GWD3132 | QDX 630H F.M. BASE/HEAD 600x400 | QDX 630H PODTYN. PODST/STACJA 600x400 | 1380 | 1 | NR | 1360 | 1 | NR | 1.471% | OFFICIAL | 2DN16G23F4241QM100 | 40 | 2DN | ENERGY | 16G | MCCB / DISTR. BOARD | 23F | DISTR.BOARD/CABINETS | 1 | 1 | NR | 29304 | CCM | 18.8 | 16.92 | KG | 8034035047008 | 8034035047008 | 8034035047008 | 85389099
GWD3355 | SEGR VERT VANO INT/EST 1600x200 QDX630L | SEGR PION POM WEW/ZEW 1600x200 QDX630L | 208 | 1 | NR | 205 | 1 | NR | 1.463% | OFFICIAL | 2DN16G23F4291QQ100 | 30 | 2DN | ENERGY | 16G | MCCB / DISTR. BOARD | 23F | DISTR.BOARD/CABINETS | 1 | 1 | NR | 5760 | CCM | 780 | 780 | G | 8034035052422 | 8034035052422 | 8034035052422 | 85389099
GW45075 | CVX630M - PAIR OF SIDE PLATES H1200 | CVX630M-PARA PLASTIK.PŁYT BOCZN.H1200 | 347 | 1 | NR | 342 | 1 | NR | 1.462% | OFFICIAL | 2DN16G23F4110Z4100 | 40 | 2DN | ENERGY | 16G | MCCB / DISTR. BOARD | 23F | DISTR.BOARD/CABINETS | 1 | 1 | NR | 15750 | CCM | 6.5 | 6.5 | KG | 0 | 0 | 0 | 0
GW45124 | CVX630K - IP40 SOLID DOOR 600X1000 | CVX630K - IP40 DRZWI LITE 600X1000 | 280 | 1 | NR | 276 | 1 | NR | 1.449% | OFFICIAL | 2DN16G23F4090YI100 | 40 | 2DN | ENERGY | 16G | MCCB / DISTR. BOARD | 23F | DISTR.BOARD/CABINETS | 1 | 1 | NR | 59296 | CCM | 9.8 | 9 | KG | 0 | 0 | 0 | 0
GW45246 | CVX630K/M - KIT MTX/E/M320 400x400 VERT. | CVX630K/M - ZEST.MTX/E/M320 400x400 PION | 280 | 1 | NR | 276 | 1 | NR | 1.449% | OFFICIAL | 2DN16G23F4130YM100 | 40 | 2DN | ENERGY | 16G | MCCB / DISTR. BOARD | 23F | DISTR.BOARD/CABINETS | 1 | 1 | NR | 7200 | CCM | 3 | 2.7 | KG | 0 | 0 | 0 | 0
GW45247 | CVX630K/M - KIT MTX/E/M630 400x400 VERT. | CVX630K/M - ZEST.MTX/E/M630 400x400 PION | 280 | 1 | NR | 276 | 1 | NR | 1.449% | OFFICIAL | 2DN16G23F4130YM100 | 40 | 2DN | ENERGY | 16G | MCCB / DISTR. BOARD | 23F | DISTR.BOARD/CABINETS | 1 | 1 | NR | 7200 | CCM | 2.9 | 2.61 | KG | 0 | 0 | 0 | 0
GW47034E | CVX160E IP55 DIST. BOARD 600X1200X180 GD | CVX160E ROZDZIELNICA IP55 600X1200X170GD | 1400 | 1 | NR | 1380 | 1 | NR | 1.449% | OFFICIAL | 2DN16G23F4040YA100 | 30 | 2DN | ENERGY | 16G | MCCB / DISTR. BOARD | 23F | DISTR.BOARD/CABINETS | 1 | 1 | NR | 237496.875 | CCM | 33.6 | 30.24 | KG | 8011564251267 | 8011564251267 | 8011564251267 | 85381000
GW49507 | CVX1600-FRONT PANEL 1ROW DIN 36M 850X300 | CVX1600 - PANEL DIN 36M 850X300 | 140 | 1 | NR | 138 | 1 | NR | 1.449% | OFFICIAL | 2DN16G23F4150ZF100 | 40 | 2DN | ENERGY | 16G | MCCB / DISTR. BOARD | 23F | DISTR.BOARD/CABINETS | 1 | 1 | NR | 3600 | CCM | 2.87 | 2.583 | KG
GWD3202 | QDX 630H F.M. GLASS DOOR 850x1600 | QDX 630H PODT. DRZWI SZKLAN 850x1600 | 1400 | 1 | NR | 1380 | 1 | NR | 1.449% | OFFICIAL | 2DN16G23F4241QM100 | 40 | 2DN | ENERGY | 16G | MCCB / DISTR. BOARD | 23F | DISTR.BOARD/CABINETS | 1 | 1 | NR | 73525 | CCM | 25 | 25 | KG | 8034035047695 | 8034035047695 | 8034035047695 | 85389099
GWD9908 | 4 STRINGS BOARD 1000V DC 32A | ROZDZIELNICA Z 4 ŁAŃCUCHAMI 1000V DC 32A | 1400 | 1 | NR | 1380 | 1 | NR | 1.449% | OFFICIAL | 2DN16G23F4200ZZ100 | 40 | 2DN | ENERGY | 16G | MCCB / DISTR. BOARD | 23F | DISTR.BOARD/CABINETS | 1 | 1 | NR | 27888.75 | CCM | 4.046 | 3.418 | KG | 8011564780705 | 8011564780705 | 8011564780705 | 85371098
GWD3501 | KIT MSX/M160c 600x200 ORIZ FISSO | ZEST. MSX/M160c 600x200 POZ. STAŁY | 281 | 1 | NR | 277 | 1 | NR | 1.444% | OFFICIAL | 2DN16G23F4291QO100 | 30 | 2DN | ENERGY | 16G | MCCB / DISTR. BOARD | 23F | DISTR.BOARD/CABINETS | 1 | 1 | NR | 5600 | CCM | 3.05 | 3.05 | KG | 8034035059971 | 8034035059971 | 8034035059971 | 85389099
GWD3777 | SOSTEGNO INF.BAR.SAGRAME B850 QDX1600H | WSP. INF.UCHW.PROF MIEDŹ. B850 QDX1600H | 281 | 1 | NR | 277 | 1 | NR | 1.444% | OFFICIAL | 2DN16G23F4171QS100 | 30 | 2DN | ENERGY | 16G | MCCB / DISTR. BOARD | 23F | DISTR.BOARD/CABINETS | 1 | 1 | NR | 1 | CCM | 1.56 | 1.56 | KG | 8034035061752 | 8034035061752 | 8034035061752 | 76041090
GW45507 | CVX630K - SIDE-BY-SIDE MOUNT KIT H1600 | CVX630K-ZESTAW MONTAŻ. BOK DO BOKU H1600 | 211 | 1 | NR | 208 | 1 | NR | 1.442% | OFFICIAL | 2DN16G23F4130YM100 | 40 | 2DN | ENERGY | 16G | MCCB / DISTR. BOARD | 23F | DISTR.BOARD/CABINETS | 1 | 1 | NR | 11410 | CCM | 2.77 | 2.5 | KG | 0 | 0 | 0 | 0
GW49762 | GWFIX100 - BUSBARS 100A 2P 12 MOD. | GWFIX100 - MAGISTRALE 100A 2P 12 MOD. | 21.1 | 1 | NR | 20.8 | 1 | NR | 1.442% | OFFICIAL | 2DN16G23F4170ZM100 | 40 | 2DN | ENERGY | 16G | MCCB / DISTR. BOARD | 23F | DISTR.BOARD/CABINETS | 1 | 6 | NR | 753.667 | CCM | 275 | 247.5 | G | 0 | 0 | 0 | 0
GWD3368 | SEGR VERT INT/EST 1600x400 QDX630H | SEGR PION WEW/ZEW 1600x400 QDX630H | 352 | 1 | NR | 347 | 1 | NR | 1.441% | OFFICIAL | 2DN16G23F4291QQ100 | 30 | 2DN | ENERGY | 16G | MCCB / DISTR. BOARD | 23F | DISTR.BOARD/CABINETS | 1 | 1 | NR | 8000 | CCM | 1.58 | 1.58 | KG | 8034035052552 | 8034035052552 | 8034035052552 | 85389099
GW49680 | QDX - 2 CU BARS 1600A 100X10 L=1750 | CVX1600 - 2 SZYNY CU 1600A 100X10 L=1750 | 4240 | 1 | NR | 4180 | 1 | NR | 1.435% | OFFICIAL | 2DN16G23F4171QS100 | 30 | 2DN | ENERGY | 16G | MCCB / DISTR. BOARD | 23F | DISTR.BOARD/CABINETS | 1 | 1 | NR | 3460 | CCM | 29.089 | 26.18 | KG | 8011564148895 | 8011564148895 | 8011564148895 | 85389099
GW45067 | CVX630M - F.M. STRUCTURE 850X1850 | CVX630M-KONSTRUKCJA PODTYNKOWA 850X1850 | 2130 | 1 | NR | 2100 | 1 | NR | 1.429% | OFFICIAL | 2DN16G23F4110Z0100 | 40 | 2DN | ENERGY | 16G | MCCB / DISTR. BOARD | 23F | DISTR.BOARD/CABINETS | 1 | 1 | NR | 404800 | CCM | 50.5 | 50.5 | KG | 0 | 0 | 0 | 0
GW45379 | CVX630K/M - 96X96 I. FRONT PANEL 850X200 | CVX630K/M - PANEL FRONT INSTR. 96X96 850X200 | 142 | 1 | NR | 140 | 1 | NR | 1.429% | OFFICIAL | 2DN16G23F4130YM100 | 40 | 2DN | ENERGY | 16G | MCCB / DISTR. BOARD | 23F | DISTR.BOARD/CABINETS | 1 | 1 | NR | 4620 | CCM | 1.78 | 1.6 | KG | 0 | 0 | 0 | 0
GWD3303 | QDX PANNELLO FIN E GUIDA DIN 600x300 | QDX PANEL FIN I PROW. DIN 600x300 | 142 | 1 | NR | 140 | 1 | NR | 1.429% | OFFICIAL | 2DN16G23F4291QQ100 | 30 | 2DN | ENERGY | 16G | MCCB / DISTR. BOARD | 23F | DISTR.BOARD/CABINETS | 1 | 1 | NR | 3300 | CCM | 2.23 | 2.2 | KG | 8034035051753 | 8034035051753 | 8034035051753 | 85389099
GW49770 | GWFIX100 - CONN. W. CABLE L1/N 16A | GWFIX100 - ZŁĄCZ. Z PRZEWODEM L1/N 16A | 14.3 | 1 | NR | 14.1 | 1 | NR | 1.418% | OFFICIAL | 2DN16G23F4170ZM100 | 40 | 2DN | ENERGY | 16G | MCCB / DISTR. BOARD | 23F | DISTR.BOARD/CABINETS | 1 | 6 | NR | 753.667 | CCM | 62.5 | 56.25 | G | 0 | 0 | 0 | 0
GWD3305 | QDX PANNELLO FIN E GUIDA DIN 850x200 | QDX PANEL FIN I PROW. DIN 850x200 | 143 | 1 | NR | 141 | 1 | NR | 1.418% | OFFICIAL | 2DN16G23F4291QQ100 | 30 | 2DN | ENERGY | 16G | MCCB / DISTR. BOARD | 23F | DISTR.BOARD/CABINETS | 1 | 1 | NR | 2767.5 | CCM | 1.5 | 1.4 | KG | 8034035051777 | 8034035051777 | 8034035051777 | 85389099
GWD3333 | QDX PANNELLO AERATO 600x200 | QDX PANEL Z OTW. WENT. 600x200 | 143 | 1 | NR | 141 | 1 | NR | 1.418% | OFFICIAL | 2DN16G23F4291QQ100 | 30 | 2DN | ENERGY | 16G | MCCB / DISTR. BOARD | 23F | DISTR.BOARD/CABINETS | 1 | 1 | NR | 2750 | CCM | 1.45 | 1.4 | KG | 8034035078033 | 8034035078033 | 8034035078033 | 85389099
GWD3057 | QDX 630L F.M. SIDE PANELS 2000x200 | QDX 630L PODTYN. PANELE BOCZN 2000x200 | 358 | 1 | NR | 353 | 1 | NR | 1.416% | OFFICIAL | 2DN16G23F4221QI100 | 30 | 2DN | ENERGY | 16G | MCCB / DISTR. BOARD | 23F | DISTR.BOARD/CABINETS | 1 | 1 | NR | 19950 | CCM | 8.5 | 7.65 | KG | 8034035046537 | 8034035046537 | 8034035046537 | 85389099
GWD3122 | QDX 630H PARETE KIT SOVRAP 600+200x200 | QDX 630H ŚCIANA ZESTAW NAKŁAD. 600+200x200 | 215 | 1 | NR | 212 | 1 | NR | 1.415% | OFFICIAL | 2DN16G23F4241QK100 | 30 | 2DN | ENERGY | 16G | MCCB / DISTR. BOARD | 23F | DISTR.BOARD/CABINETS | 1 | 1 | NR | 4788 | CCM | 1.3 | 1.3 | KG | 8034035059742 | 8034035059742 | 8034035059742 | 85389099
GW49758 | QDX KIT GUIDA DIN GWFIX100 B850 PROF.220 | QDX ZES.PROW. DIN GWFIX100 B850 PROF.220 | 35.9 | 1 | NR | 35.4 | 1 | NR | 1.412% | OFFICIAL | 2DN16G23F4170ZO100 | 40 | 2DN | ENERGY | 16G | MCCB / DISTR. BOARD | 23F | DISTR.BOARD/CABINETS | 1 | 1 | NR | 768 | CCM | 0.6 | 0.58 | KG | 8034035077937 | 8034035077937 | 8034035077937 | 85389099
GW45169 | CVX630M - IP55 GLASS DOOR 850X2000 | CVX630M - IP55 DRZWI SZKLANE 850X2000 | 1440 | 1 | NR | 1420 | 1 | NR | 1.408% | OFFICIAL | 2DN16G23F4110Z2100 | 40 | 2DN | ENERGY | 16G | MCCB / DISTR. BOARD | 23F | DISTR.BOARD/CABINETS | 1 | 1 | NR | 181792 | CCM | 27 | 25 | KG | 0 | 0 | 0 | 0
GW45236 | CVX630K/M - KIT MTX/M250 600x300 VERT | CVX630K/M - ZESTAW MTX/M250 600x300 PION | 216 | 1 | NR | 213 | 1 | NR | 1.408% | OFFICIAL | 2DN16G23F4130YM100 | 40 | 2DN | ENERGY | 16G | MCCB / DISTR. BOARD | 23F | DISTR.BOARD/CABINETS | 1 | 1 | NR | 15390 | CCM | 4.1 | 3.69 | KG | 0 | 0 | 0 | 0
GW45275 | CVX630K/M - KIT MTX/E/M630 600X300 H. | CVX630K/M - ZEST.MTX/E/M630 600x300 POZ. | 216 | 1 | NR | 213 | 1 | NR | 1.408% | OFFICIAL | 2DN16G23F4130YM100 | 40 | 2DN | ENERGY | 16G | MCCB / DISTR. BOARD | 23F | DISTR.BOARD/CABINETS | 1 | 1 | NR | 10260 | CCM | 4.2 | 3.78 | KG | 0 | 0 | 0 | 0
GW45285 | CVX630K/M-KIT MTX/E/M630+BD500 600X300 H | CVX630K/M-ZES.MTX/E/M630+R500 600x300 PO | 216 | 1 | NR | 213 | 1 | NR | 1.408% | OFFICIAL | 2DN16G23F4130YM100 | 40 | 2DN | ENERGY | 16G | MCCB / DISTR. BOARD | 23F | DISTR.BOARD/CABINETS | 1 | 1 | NR | 8550 | CCM | 4.2 | 3.78 | KG | 0 | 0 | 0 | 0
GW45354 | CVX630K - E. CAB. CP. I.S. DOOR 400X2000 | CVX630K -ZEW.DRZWI LIT. OBUD. 400X2000 | 216 | 1 | NR | 213 | 1 | NR | 1.408% | OFFICIAL | 2DN16G23F4090YK100 | 40 | 2DN | ENERGY | 16G | MCCB / DISTR. BOARD | 23F | DISTR.BOARD/CABINETS | 1 | 1 | NR | 20655 | CCM | 7.7 | 7 | KG | 0 | 0 | 0 | 0
GW45367 | CVX630K/M - AERATION FRONT PANEL 850X200 | CVX630K/M - PANEL FRONT WENTYLAC 850X200 | 144 | 1 | NR | 142 | 1 | NR | 1.408% | OFFICIAL | 2DN16G23F4130YM100 | 40 | 2DN | ENERGY | 16G | MCCB / DISTR. BOARD | 23F | DISTR.BOARD/CABINETS | 1 | 1 | NR | 3850 | CCM | 1.4 | 1.3 | KG | 0 | 0 | 0 | 0
GWD3454 | QDX KIT VITI AUTOFORMANTI M6x10 | QDX ZESTAW ŚRUB SAMOFORM. M6x10 | 21.6 | 1 | NR | 21.3 | 1 | NR | 1.408% | OFFICIAL | 2DN16G23F4291QQ100 | 30 | 2DN | ENERGY | 16G | MCCB / DISTR. BOARD | 23F | DISTR.BOARD/CABINETS | 1 | 1 | NR | 150 | CCM | 110 | 110 | G | 8034035053061 | 8034035053061 | 8034035053061 | 85389099
GW47491 | CVX630M - W.M. BOARDS FIXING BRACKETS | CVX630M-UCHWYTY DO MOC. ŚCIENNEGO PŁYT | 14.5 | 1 | NR | 14.3 | 1 | NR | 1.399% | OFFICIAL | 2DN16G23F4070XU100 | 40 | 2DN | ENERGY | 16G | MCCB / DISTR. BOARD | 23F | DISTR.BOARD/CABINETS | 1 | 10 | NR | 162 | CCM | 130.1 | 117.09 | G | 8011564135543 | 8011564135543 | 8011564520691 | 85389099
GWD3331 | QDX PANNELLO PIENO 850x400 | QDX PEŁEN PANEL 850x400 | 145 | 1 | NR | 143 | 1 | NR | 1.399% | OFFICIAL | 2DN16G23F4291QQ100 | 30 | 2DN | ENERGY | 16G | MCCB / DISTR. BOARD | 23F | DISTR.BOARD/CABINETS | 1 | 1 | NR | 4440 | CCM | 4.04 | 4 | KG | 8034035052262 | 8034035052262 | 8034035052262 | 85389099
GWD3364 | SEGREGAZIONE ORIZZONTALE 850x300 QDX630L | SEGREGACJA POZIOMA 850x300 QDX630L | 145 | 1 | NR | 143 | 1 | NR | 1.399% | OFFICIAL | 2DN16G23F4291QQ100 | 30 | 2DN | ENERGY | 16G | MCCB / DISTR. BOARD | 23F | DISTR.BOARD/CABINETS | 1 | 1 | NR | 3120 | CCM | 2.01 | 2 | KG | 8034035052514 | 8034035052514 | 8034035052514 | 85389099
GW47655 | CVX-NR.2 FLEXIBLE BAND 1000A 8X50X1 | CVX - N°2 ZAWIASY CU 1000A L=2MT | 2190 | 1 | NR | 2160 | 1 | NR | 1.389% | OFFICIAL | 2DN16G23F4170ZQ100 | 30 | 2DN | ENERGY | 16G | MCCB / DISTR. BOARD | 23F | DISTR.BOARD/CABINETS | 1 | 1 | NR | 13440 | CCM | 16.162 | 14.546 | KG | 8011564135819 | 8011564135819 | 8011564135819 | 85389099
GW49461 | CVX1600-SOLID FRONT PANEL 24M 600X800 | CVX1600 - PEŁEN PANEL 600X800 24M | 292 | 1 | NR | 288 | 1 | NR | 1.389% | OFFICIAL | 2DN16G23F4150ZI100 | 40 | 2DN | ENERGY | 16G | MCCB / DISTR. BOARD | 23F | DISTR.BOARD/CABINETS | 1 | 1 | NR | 9028 | CCM | 5.465 | 4.919 | KG
GWD3011 | QDX 630L W.M. SIDE PANELS 1000x200 | QDX 630L NATYNK. PANELE BOCZN 1000x200 | 219 | 1 | NR | 216 | 1 | NR | 1.389% | OFFICIAL | 2DN16G23F4221QG100 | 30 | 2DN | ENERGY | 16G | MCCB / DISTR. BOARD | 23F | DISTR.BOARD/CABINETS | 1 | 1 | NR | 10260 | CCM | 5 | 4.5 | KG | 8034035046193 | 8034035046193 | 8034035046193 | 85389099
GWD3102 | QDX 630H W.M. STRUCTURE 600x1200x200 | QDX 630H NATYNK. KONSTRUK. 600x1200x200 | 1470 | 1 | NR | 1450 | 1 | NR | 1.379% | OFFICIAL | 2DN16G23F4241QK100 | 30 | 2DN | ENERGY | 16G | MCCB / DISTR. BOARD | 23F | DISTR.BOARD/CABINETS | 1 | 1 | NR | 180180 | CCM | 27 | 27 | KG | 8034035046865 | 8034035046865 | 8034035046865 | 85389099
GWD3203 | QDX 630H F.M. GLASS DOOR 850x1800 | QDX 630H PODT. DRZWI SZKLAN 850x1800 | 1470 | 1 | NR | 1450 | 1 | NR | 1.379% | OFFICIAL | 2DN16G23F4241QM100 | 40 | 2DN | ENERGY | 16G | MCCB / DISTR. BOARD | 23F | DISTR.BOARD/CABINETS | 1 | 1 | NR | 81600 | CCM | 28 | 28 | KG | 8034035047701 | 8034035047701 | 8034035047701 | 85389099
GW49228 | CVX1600-DIN RAIL KIT 2X36M OPEN FRAME | CVX1600-ZESTAW PROW.DIN 2X36M N.SEGR. | 221 | 1 | NR | 218 | 1 | NR | 1.376% | OFFICIAL | 2DN16G23F4150ZF100 | 40 | 2DN | ENERGY | 16G | MCCB / DISTR. BOARD | 23F | DISTR.BOARD/CABINETS | 1 | 6 | NR | 1540 | CCM | 366.666 | 366.666 | G
GW45444 | CVX630K - VERT SEP. INNER COMPART H1000 | CVX630K - PIONOWA PRZEGRODA WEW. H1000 | 148 | 1 | NR | 146 | 1 | NR | 1.37% | OFFICIAL | 2DN16G23F4130YM100 | 40 | 2DN | ENERGY | 16G | MCCB / DISTR. BOARD | 23F | DISTR.BOARD/CABINETS | 1 | 1 | NR | 2080 | CCM | 1.6 | 1.5 | KG | 0 | 0 | 0 | 0
GW47083 | CVX160I-D.BOARD 600X800X105 IP40 GLASS D | CVX160I-ROZDZIE.600X800X105 IP40 DRZ.SZK | 1480 | 1 | NR | 1460 | 1 | NR | 1.37% | OFFICIAL | 2DN16G23F4010X2100 | 30 | 2DN | ENERGY | 16G | MCCB / DISTR. BOARD | 23F | DISTR.BOARD/CABINETS | 1 | 1 | NR | 125550 | CCM | 29 | 26.1 | KG | 8011564111158 | 8011564111158 | 8011564111158 | 85381000
GW49065 | CVX1600-GLASS DOOR 800X1800 | CVX1600 - DRZWI SZKŁO IP65 850X1800 | 1480 | 1 | NR | 1460 | 1 | NR | 1.37% | OFFICIAL | 2DN16G23F4150ZB100 | 40 | 2DN | ENERGY | 16G | MCCB / DISTR. BOARD | 23F | DISTR.BOARD/CABINETS | 1 | 1 | NR | 144400 | CCM | 26 | 23.4 | KG
GW49812 | CVX1600-B.M. F. PLATE NS BRD 36M 850X200 | CVX1600-PODKŁADKA P. NS 850X200 36M | 148 | 1 | NR | 146 | 1 | NR | 1.37% | OFFICIAL | 2DN16G23F4150ZJ100 | 40 | 2DN | ENERGY | 16G | MCCB / DISTR. BOARD | 23F | DISTR.BOARD/CABINETS | 1 | 1 | NR | 19250 | CCM | 5.186 | 4.667 | KG
GW47277 | CVX160E MTX/M160C FRONT PANEL 600X200 H | CVX160E PANEL FRONT MTX/M160C 600X200 H | 149 | 1 | NR | 147 | 1 | NR | 1.361% | OFFICIAL | 2DN16G23F4040YC100 | 40 | 2DN | ENERGY | 16G | MCCB / DISTR. BOARD | 23F | DISTR.BOARD/CABINETS | 1 | 5 | NR | 13061.25 | CCM | 1 | 1 | KG | 0 | 0 | 0 | 0
GW47278 | CVX160E MTX/E160 FRONT PANEL 600X200 H | CVX160E PANEL FRONT MTX/E160 600X200 H | 149 | 1 | NR | 147 | 1 | NR | 1.361% | OFFICIAL | 2DN16G23F4040YC100 | 40 | 2DN | ENERGY | 16G | MCCB / DISTR. BOARD | 23F | DISTR.BOARD/CABINETS | 1 | 5 | NR | 13061.25 | CCM | 1 | 1 | KG | 0 | 0 | 0 | 0
GW49825 | CVX1600-B.M. F. PLATE S. BRD 24M 600X400 | CVX1600-PODKŁADKA P. S 600X400 24M | 149 | 1 | NR | 147 | 1 | NR | 1.361% | OFFICIAL | 2DN16G23F4150ZJ100 | 40 | 2DN | ENERGY | 16G | MCCB / DISTR. BOARD | 23F | DISTR.BOARD/CABINETS | 1 | 1 | NR | 4555.2 | CCM | 4.377 | 3.939 | KG
GW47263 | CVX160I EDF FRENCH STD FRONT PANEL | CVX160I EDF PANEL FRONT ST.FRANCUSKI | 302 | 1 | NR | 298 | 1 | NR | 1.342% | OFFICIAL | 2DN16G23F4020X8100 | 40 | 2DN | ENERGY | 16G | MCCB / DISTR. BOARD | 23F | DISTR.BOARD/CABINETS | 1 | 5 | NR | 28228.5 | CCM | 4.403 | 3.962 | KG | 8011564111325 | 8011564111325 | 8011564474529 | 85389099
GW47194E | CVX160I/E PAIR OF SUPPORTS FOR TRUNKING | CVX160I/E PARA WSPORNIKÓW DO KORYTEK | 7.6 | 1 | NR | 7.5 | 1 | NR | 1.333% | OFFICIAL | 2DN16G23F4020X8100 | 30 | 2DN | ENERGY | 16G | MCCB / DISTR. BOARD | 23F | DISTR.BOARD/CABINETS | 1 | 20 | NR | 740.35 | CCM | 101.1 | 90.99 | G | 8011564251311 | 8011564251311 | 8011564595316 | 85389099
GWD3204 | QDX 630H F.M. GLASS DOOR 850x2000 | QDX 630H PODT. DRZWI SZKLAN 850x2000 | 1530 | 1 | NR | 1510 | 1 | NR | 1.325% | OFFICIAL | 2DN16G23F4241QM100 | 40 | 2DN | ENERGY | 16G | MCCB / DISTR. BOARD | 23F | DISTR.BOARD/CABINETS | 1 | 1 | NR | 90100 | CCM | 33 | 33 | KG | 8034035047718 | 8034035047718 | 8034035047718 | 85389099
GWD3407 | ZOCCOLO ADDIZIONALE 400x250 QDX630H | DODATKOWY COKÓŁ 400x250 QDX630H | 230 | 1 | NR | 227 | 1 | NR | 1.322% | OFFICIAL | 2DN16G23F4291QQ100 | 40 | 2DN | ENERGY | 16G | MCCB / DISTR. BOARD | 23F | DISTR.BOARD/CABINETS | 1 | 1 | NR | 4400 | CCM | 3.28 | 3.28 | KG | 8034035052729 | 8034035052729 | 8034035052729 | 85389099
GW47089 | CVX160I-D.BOARD 600X1000X105 IP40 SOL. D | CVX160I-ROZDZI.600X1000X105 IP40 DRZ.LIT | 1540 | 1 | NR | 1520 | 1 | NR | 1.316% | OFFICIAL | 2DN16G23F4010X4100 | 30 | 2DN | ENERGY | 16G | MCCB / DISTR. BOARD | 23F | DISTR.BOARD/CABINETS | 1 | 1 | NR | 152550 | CCM | 34 | 30.6 | KG | 8011564111202 | 8011564111202 | 8011564111202 | 85381000
GW49064 | CVX1600-GLASS DOOR 600X2000 | CVX1600 - DRZWI SZKŁO IP65 600X2000 | 1580 | 1 | NR | 1560 | 1 | NR | 1.282% | OFFICIAL | 2DN16G23F4150ZB100 | 40 | 2DN | ENERGY | 16G | MCCB / DISTR. BOARD | 23F | DISTR.BOARD/CABINETS | 1 | 1 | NR | 125756 | CCM | 21.822 | 19.64 | KG
GW49808 | CVX1600-B.M. F. PLATE NS BRD 24M 600X600 | CVX1600-PODKŁADKA P. NS 600X600 24M | 158 | 1 | NR | 156 | 1 | NR | 1.282% | OFFICIAL | 2DN16G23F4150ZJ100 | 40 | 2DN | ENERGY | 16G | MCCB / DISTR. BOARD | 23F | DISTR.BOARD/CABINETS | 1 | 1 | NR | 5400 | CCM | 9.693 | 8.724 | KG
GWD3338 | QDX PIASTRA DI FONDO 600x600 | QDX PODKŁADKA 600x600 | 158 | 1 | NR | 156 | 1 | NR | 1.282% | OFFICIAL | 2DN16G23F4291QQ100 | 30 | 2DN | ENERGY | 16G | MCCB / DISTR. BOARD | 23F | DISTR.BOARD/CABINETS | 1 | 1 | NR | 5340 | CCM | 3.15 | 3.1 | KG | 8034035052309 | 8034035052309 | 8034035052309 | 85389099
GWD3342 | QDX PIASTRA DI FONDO 850x400 | QDX PODKŁADKA 850x400 | 158 | 1 | NR | 156 | 1 | NR | 1.282% | OFFICIAL | 2DN16G23F4291QQ100 | 30 | 2DN | ENERGY | 16G | MCCB / DISTR. BOARD | 23F | DISTR.BOARD/CABINETS | 1 | 1 | NR | 5040 | CCM | 3.17 | 3.1 | KG | 8034035052347 | 8034035052347 | 8034035052347 | 85389099
GW45566 | BARRA DI TERRA 25x4 B850 QDX630L/H/1600H | SZYNY 20x5 B850 QDX630L/H/1600H | 159 | 1 | NR | 157 | 1 | NR | 1.274% | OFFICIAL | 2DN16G23F4291QQ100 | 30 | 2DN | ENERGY | 16G | MCCB / DISTR. BOARD | 23F | DISTR.BOARD/CABINETS | 1 | 1 | NR | 476 | CCM | 0.55 | 0.55 | KG | 8034035060823 | 8034035060823 | 8034035060823 | 85389099
GW45433 | CVX630K/M - BACK-MOUNTING PLATE 850X600 | CVX630K/M - TYLNA PŁYTA MONTAŻ. 850X600 | 160 | 1 | NR | 158 | 1 | NR | 1.266% | OFFICIAL | 2DN16G23F4130YM100 | 40 | 2DN | ENERGY | 16G | MCCB / DISTR. BOARD | 23F | DISTR.BOARD/CABINETS | 1 | 1 | NR | 4560 | CCM | 7.46 | 7.1 | KG | 0 | 0 | 0 | 0
GW47211 | GWFIX250-CONDUCTOR 40A 120MM BLACK | GWFIX250-PRZEWÓD 40A 120MM CZARNY | 8.2 | 1 | NR | 8.1 | 1 | NR | 1.235% | OFFICIAL | 2DN16G23F4170ZN100 | 40 | 2DN | ENERGY | 16G | MCCB / DISTR. BOARD | 23F | DISTR.BOARD/CABINETS | 10 | 100 | NR | 42.323 | CCM | 13.1 | 11.79 | G | 0 | 0 | 0 | 0
GW47226 | GWFIX250-CONDUCTOR 40A 120MM BLUE | GWFIX250-PRZEWÓD 40A 120MM NIEBIESKI | 8.2 | 1 | NR | 8.1 | 1 | NR | 1.235% | OFFICIAL | 2DN16G23F4170ZN100 | 40 | 2DN | ENERGY | 16G | MCCB / DISTR. BOARD | 23F | DISTR.BOARD/CABINETS | 10 | 100 | NR | 42.323 | CCM | 13.54 | 12.186 | G | 0 | 0 | 0 | 0
GWD3747 | TRAVERSA PORTAB RAME L600 QDX1600H | LISTWA UCHW. MIEDŹ L600 QDX1600H | 165 | 1 | NR | 163 | 1 | NR | 1.227% | OFFICIAL | 2DN16G23F4171QS100 | 30 | 2DN | ENERGY | 16G | MCCB / DISTR. BOARD | 23F | DISTR.BOARD/CABINETS | 1 | 1 | NR | 1152 | CCM | 2.4 | 2.4 | KG | 8034035061363 | 8034035061363 | 8034035061363 | 74072190
GW49813 | CVX1600-B.M. F. PLATE NS BRD 36M 850X300 | CVX1600-PODKŁADKA P. NS 850X300 36M | 169 | 1 | NR | 167 | 1 | NR | 1.198% | OFFICIAL | 2DN16G23F4150ZJ100 | 40 | 2DN | ENERGY | 16G | MCCB / DISTR. BOARD | 23F | DISTR.BOARD/CABINETS | 1 | 1 | NR | 12288 | CCM | 6.587 | 5.928 | KG
GWD3136 | QDX 630H F.M. BASE/HEAD 600+300x400 | QDX 630H PODT. PODST/STACJA 600+300x400 | 1690 | 1 | NR | 1670 | 1 | NR | 1.198% | OFFICIAL | 2DN16G23F4241QM100 | 40 | 2DN | ENERGY | 16G | MCCB / DISTR. BOARD | 23F | DISTR.BOARD/CABINETS | 1 | 1 | NR | 42402 | CCM | 26 | 26 | KG | 8034035047046 | 8034035047046 | 8034035047046 | 85389099
GWD3377 | SEGR ORIZ L600xP400/600/800 QDX630/1600H | SEGR POZ L 600 x P 400/625/800 QDX630H | 169 | 1 | NR | 167 | 1 | NR | 1.198% | OFFICIAL | 2DN16G23F4291QQ100 | 30 | 2DN | ENERGY | 16G | MCCB / DISTR. BOARD | 23F | DISTR.BOARD/CABINETS | 1 | 1 | NR | 1585.5 | CCM | 1.59 | 1.59 | KG | 8034035052644 | 8034035052644 | 8034035052644 | 85389099
GW45024 | CVX630K - PAIR OF SIDE PLATES H1000 WM | CVX630K-PARA PLASTIK PŁYT BOCZN.H1000 NT | 170 | 1 | NR | 168 | 1 | NR | 1.19% | OFFICIAL | 2DN16G23F4090YF100 | 40 | 2DN | ENERGY | 16G | MCCB / DISTR. BOARD | 23F | DISTR.BOARD/CABINETS | 1 | 1 | NR | 17120 | CCM | 4.61 | 4.5 | KG | 0 | 0 | 0 | 0
GWD3455 | QDX KIT VITI AUTOFORMANTI M6x12 | QDX ZESTAW ŚRUB SAMOFORM. M6x12 | 17.6 | 1 | NR | 17.4 | 1 | NR | 1.149% | OFFICIAL | 2DN16G23F4291QQ100 | 30 | 2DN | ENERGY | 16G | MCCB / DISTR. BOARD | 23F | DISTR.BOARD/CABINETS | 1 | 1 | NR | 150 | CCM | 100 | 100 | G | 8034035053078 | 8034035053078 | 8034035053078 | 85389099
GWD3311 | QDX STAFFE DIN INT MOD PROF UTILE 125 | QDX WSPORN. DIN WEW MOD PROF UŻ 125 | 18.4 | 1 | NR | 18.2 | 1 | NR | 1.099% | OFFICIAL | 2DN16G23F4291QQ100 | 30 | 2DN | ENERGY | 16G | MCCB / DISTR. BOARD | 23F | DISTR.BOARD/CABINETS | 1 | 1 | NR | 434 | CCM | 0.09 | 0.09 | KG | 8034035051791 | 8034035051791 | 8034035051791 | 85389099
GWD3312 | QDX STAFFE GUIDA DIN MSX PROF UTILE 125 | QDX WSPORN. GUIDA DIN MSX PROF UŻ 125 | 18.4 | 1 | NR | 18.2 | 1 | NR | 1.099% | OFFICIAL | 2DN16G23F4291QQ100 | 30 | 2DN | ENERGY | 16G | MCCB / DISTR. BOARD | 23F | DISTR.BOARD/CABINETS | 1 | 1 | NR | 180 | CCM | 40 | 39 | G | 8034035052101 | 8034035052101 | 8034035052101 | 85389099
GW45452 | CVX630K - HOR. SEPARATOR B850 | CVX630K - POZ. PRZEGRODA B850 | 103 | 1 | NR | 102 | 1 | NR | 0.9804% | OFFICIAL | 2DN16G23F4130YM100 | 40 | 2DN | ENERGY | 16G | MCCB / DISTR. BOARD | 23F | DISTR.BOARD/CABINETS | 1 | 1 | NR | 3192 | CCM | 1.13 | 1.03 | KG | 0 | 0 | 0 | 0
GW49823 | CVX1600-B.M. F. PLATE S. BRD 24M 600X200 | CVX1600-PODKŁADKA P. S 600X200 24M | 103 | 1 | NR | 102 | 1 | NR | 0.9804% | OFFICIAL | 2DN16G23F4150ZJ100 | 40 | 2DN | ENERGY | 16G | MCCB / DISTR. BOARD | 23F | DISTR.BOARD/CABINETS | 1 | 1 | NR | 2600 | CCM | 2.041 | 1.837 | KG
GW45187 | CVX630M - IP55 SOLID DOOR 850X1600 | CVX630M - IP55 DRZWI LITE 850X1600 | 1040 | 1 | NR | 1030 | 1 | NR | 0.9709% | OFFICIAL | 2DN16G23F4110Z2100 | 40 | 2DN | ENERGY | 16G | MCCB / DISTR. BOARD | 23F | DISTR.BOARD/CABINETS | 1 | 1 | NR | 123648 | CCM | 22.5 | 20.5 | KG | 0 | 0 | 0 | 0
GW45326 | CVX630K/M - SOLID PANEL 850X400 | CVX630K/M - LITY PANEL 850X400 | 104 | 1 | NR | 103 | 1 | NR | 0.9709% | OFFICIAL | 2DN16G23F4130YM100 | 40 | 2DN | ENERGY | 16G | MCCB / DISTR. BOARD | 23F | DISTR.BOARD/CABINETS | 1 | 1 | NR | 7700 | CCM | 3.75 | 3.45 | KG | 0 | 0 | 0 | 0
GW47031E | CVX160E IP55 DIST. BOARD 600X600X180 GD | CVX160E ROZDZIELNICA IP55 600X600X170 GD | 1040 | 1 | NR | 1030 | 1 | NR | 0.9709% | OFFICIAL | 2DN16G23F4040YA100 | 30 | 2DN | ENERGY | 16G | MCCB / DISTR. BOARD | 23F | DISTR.BOARD/CABINETS | 1 | 1 | NR | 140507.5 | CCM | 21.304 | 19.174 | KG | 8011564251236 | 8011564251236 | 8011564251236 | 85381000
GW45179 | CVX630M - IP55 SOLID DOOR 600X2000 | CVX630M - IP55 DRZWI LITE 600X2000 | 1080 | 1 | NR | 1070 | 1 | NR | 0.9346% | OFFICIAL | 2DN16G23F4110Z2100 | 40 | 2DN | ENERGY | 16G | MCCB / DISTR. BOARD | 23F | DISTR.BOARD/CABINETS | 1 | 1 | NR | 119232 | CCM | 23.5 | 21.15 | KG | 0 | 0 | 0 | 0
GW47187 | CVX160E BACK-MOUNTING PLATE 600X400 | CVX160E TYLNA PŁYTA MONTAŻ. 600X400 | 108 | 1 | NR | 107 | 1 | NR | 0.9346% | OFFICIAL | 2DN16G23F4020X8100 | 30 | 2DN | ENERGY | 16G | MCCB / DISTR. BOARD | 23F | DISTR.BOARD/CABINETS | 1 | 5 | NR | 15190 | CCM | 2.976 | 2.678 | KG | 8011564096417 | 8011564096417 | 8011564462755 | 85389099
GW45107 | CVX630K - IP40 GLASS DOOR 600X1600 | CVX630K - IP40 DRZWI SZKLANE 600X1600 | 1090 | 1 | NR | 1080 | 1 | NR | 0.9259% | OFFICIAL | 2DN16G23F4090YI100 | 40 | 2DN | ENERGY | 16G | MCCB / DISTR. BOARD | 23F | DISTR.BOARD/CABINETS | 1 | 1 | NR | 95106.5 | CCM | 18 | 16.2 | KG | 0 | 0 | 0 | 0
GW45406 | CVX630K/M - BACK-MOUNTING PLATE 400X300 | CVX630K/M - TYLNA PŁYTA MONTAŻ. 400X300 | 109 | 1 | NR | 108 | 1 | NR | 0.9259% | OFFICIAL | 2DN16G23F4130YM100 | 40 | 2DN | ENERGY | 16G | MCCB / DISTR. BOARD | 23F | DISTR.BOARD/CABINETS | 1 | 1 | NR | 900 | CCM | 1.435 | 1.4 | KG | 0 | 0 | 0 | 0
GW47044E | CVX160E IP55 DIST. BOARD 600X1200X170 SD | CVX160E ROZDZIELNICA IP55 600X1200X170SD | 1090 | 1 | NR | 1080 | 1 | NR | 0.9259% | OFFICIAL | 2DN16G23F4040YA100 | 30 | 2DN | ENERGY | 16G | MCCB / DISTR. BOARD | 23F | DISTR.BOARD/CABINETS | 1 | 1 | NR | 244717.2 | CCM | 32.5 | 29.25 | KG | 8011564251304 | 8011564251304 | 8011564251304 | 85381000
GWD3079 | QDX 630L F.M. BLIND DOOR 850x2000 | QDX 630L PODTYN. DRZWI LITE 850x2000 | 1090 | 1 | NR | 1080 | 1 | NR | 0.9259% | OFFICIAL | 2DN16G23F4221QI100 | 40 | 2DN | ENERGY | 16G | MCCB / DISTR. BOARD | 23F | DISTR.BOARD/CABINETS | 1 | 1 | NR | 99693 | CCM | 25.5 | 25.5 | KG | 8034035046759 | 8034035046759 | 8034035046759 | 85389099
GWD3153 | QDX 630H PAVIM F.M. UPR 600/850x2000x400 | QDX 630H PAVIM PDT. PIO 600/850x2000x400 | 1090 | 1 | NR | 1080 | 1 | NR | 0.9259% | OFFICIAL | 2DN16G23F4241QM100 | 30 | 2DN | ENERGY | 16G | MCCB / DISTR. BOARD | 23F | DISTR.BOARD/CABINETS | 1 | 1 | NR | 51156 | CCM | 24 | 23 | KG | 8034035047213 | 8034035047213 | 8034035047213 | 85389099
GWD3324 | QDX PANNELLO PIENO 600x300 | QDX PEŁEN PANEL 600x300 | 109 | 1 | NR | 108 | 1 | NR | 0.9259% | OFFICIAL | 2DN16G23F4291QQ100 | 30 | 2DN | ENERGY | 16G | MCCB / DISTR. BOARD | 23F | DISTR.BOARD/CABINETS | 1 | 1 | NR | 3300 | CCM | 2.2 | 2.1 | KG | 8034035052194 | 8034035052194 | 8034035052194 | 85389099
GWD3457 | QDX KIT CERNIERE PER PANNELLI | QDX ZEST. ZAWIASÓW DO PANELI | 109 | 1 | NR | 108 | 1 | NR | 0.9259% | OFFICIAL | 2DN16G23F4291QQ100 | 30 | 2DN | ENERGY | 16G | MCCB / DISTR. BOARD | 23F | DISTR.BOARD/CABINETS | 1 | 1 | NR | 540 | CCM | 180 | 180 | G | 8034035053092 | 8034035053092 | 8034035053092 | 85389099
GW45157 | CVX630M - IP55 GLASS DOOR 600X1600 | CVX630M - IP55 DRZWI SZKLANE 600X1600 | 1140 | 1 | NR | 1130 | 1 | NR | 0.885% | OFFICIAL | 2DN16G23F4110Z2100 | 40 | 2DN | ENERGY | 16G | MCCB / DISTR. BOARD | 23F | DISTR.BOARD/CABINETS | 1 | 1 | NR | 110376 | CCM | 18.5 | 16.65 | KG | 0 | 0 | 0 | 0
GWD3070 | QDX 630L F.M. GLASS DOOR 600x2000 | QDX 630L PODTYN. DRZWI SZKLAN 600x2000 | 1140 | 1 | NR | 1130 | 1 | NR | 0.885% | OFFICIAL | 2DN16G23F4221QI100 | 40 | 2DN | ENERGY | 16G | MCCB / DISTR. BOARD | 23F | DISTR.BOARD/CABINETS | 1 | 1 | NR | 68775 | CCM | 20 | 20 | KG | 8034035046667 | 8034035046667 | 8034035046667 | 85389099
GWD3112 | QDX 630H PARETE CASSA 850x1200x300 | QDX 630H ŚCIANA SKRZYN. 850x1200x300 | 1140 | 1 | NR | 1130 | 1 | NR | 0.885% | OFFICIAL | 2DN16G23F4241QK100 | 30 | 2DN | ENERGY | 16G | MCCB / DISTR. BOARD | 23F | DISTR.BOARD/CABINETS | 1 | 1 | NR | 375700 | CCM | 36 | 36 | KG | 8034035059728 | 8034035059728 | 8034035059728 | 85389099
GW45419 | GUIDA G32 B850 QDX630L/H/1600H | PROFIL G32 B850 QDX630L/H/1600H | 119 | 1 | NR | 118 | 1 | NR | 0.8475% | OFFICIAL | 2DN16G23F4291QQ100 | 30 | 2DN | ENERGY | 16G | MCCB / DISTR. BOARD | 23F | DISTR.BOARD/CABINETS | 1 | 1 | NR | 342 | CCM | 496.16 | 473.907 | G | 8034035060809 | 8034035060809 | 8034035060809 | 85389099
GW49084 | CVX1600-SOLID METAL DOOR 600X2000 | CVX1600 - DRZWI PEŁNE IP65 600X2000 | 1190 | 1 | NR | 1180 | 1 | NR | 0.8475% | OFFICIAL | 2DN16G23F4150ZB100 | 40 | 2DN | ENERGY | 16G | MCCB / DISTR. BOARD | 23F | DISTR.BOARD/CABINETS | 1 | 1 | NR | 94224 | CCM | 27 | 24.3 | KG
GWD3362 | SEGREGAZIONE ORIZZONTALE 850x200 QDX630L | SEGREGACJA POZIOMA 850x200 QDX630L | 119 | 1 | NR | 118 | 1 | NR | 0.8475% | OFFICIAL | 2DN16G23F4291QQ100 | 30 | 2DN | ENERGY | 16G | MCCB / DISTR. BOARD | 23F | DISTR.BOARD/CABINETS | 1 | 1 | NR | 1395 | CCM | 1.18 | 1.15 | KG | 8034035052491 | 8034035052491 | 8034035052491 | 85389099
GW95929 | PROTECTION COVER FOR S2 |  | 1.45 | 1 | NR | 1.4 | 1 | NR | 3.571% | INTERNAL USE | 2DN31G81F2890UV100 | 40 | 2DN | ENERGY | 31G | ENERGY MANAG. OTHERS | 81F | SOCKETS WITH RCCB | 1 | 2000 | NR | 5.836 | CCM | 2.02 | 1.818 | G
GW95922 | RCD 16A 30mA SAFETY SOCKET IP21 | WY.RÓŻ.16A 30mA GNIAZDO BEZP. IP21 | 147 | 1 | NR | 144 | 1 | NR | 2.083% | OFFICIAL | 2DN31G81F2890UV100 | 40 | 2DN | ENERGY | 31G | ENERGY MANAG. OTHERS | 81F | SOCKETS WITH RCCB | 1 | 2 | NR | 970.97 | CCM | 237.5 | 213.75 | G | 8011564226555 | 8011564226555 | 8011564581586 | 85362010
GW95924 | RCD 16A 30mA SAFETY SOCKET IP44 | WY.RÓŻ.16A 30mA GNIAZDO BEZP. IP44 | 161 | 1 | NR | 158 | 1 | NR | 1.899% | OFFICIAL | 2DN31G81F2890UV100 | 40 | 2DN | ENERGY | 31G | ENERGY MANAG. OTHERS | 81F | SOCKETS WITH RCCB | 1 | 2 | NR | 970.97 | CCM | 237.5 | 213.75 | G | 8011564226579 | 8011564226579 | 8011564581609 | 85362010
GW95925 | RCD 16A 10mA SAFETY UNIT IP41 | WY.RÓŻ.16A 10mA ZESPÓŁ BEZP. IP41 | 174 | 1 | NR | 171 | 1 | NR | 1.754% | OFFICIAL | 2DN31G81F2890UV100 | 40 | 2DN | ENERGY | 31G | ENERGY MANAG. OTHERS | 81F | SOCKETS WITH RCCB | 1 | 2 | NR | 970.97 | CCM | 217.7 | 154.425 | G | 8011564226586 | 8011564226586 | 8011564581616 | 85362010
GW95921 | RCD 16A 10mA SAFETY SOCKET IP21 | WY.RÓŻ.16A 10mA GNIAZDO BEZP. IP21 | 182 | 1 | NR | 179 | 1 | NR | 1.676% | OFFICIAL | 2DN31G81F2890UV100 | 40 | 2DN | ENERGY | 31G | ENERGY MANAG. OTHERS | 81F | SOCKETS WITH RCCB | 1 | 2 | NR | 970.97 | CCM | 239 | 175.725 | G | 8011564226548 | 8011564226548 | 8011564581579 | 85362010
GW95923 | RCD 16A 10mA SAFETY SOCKET IP44 | WY.RÓŻ.16A 10mA GNIAZDO BEZP. IP44 | 201 | 1 | NR | 198 | 1 | NR | 1.515% | OFFICIAL | 2DN31G81F2890UV100 | 40 | 2DN | ENERGY | 31G | ENERGY MANAG. OTHERS | 81F | SOCKETS WITH RCCB | 1 | 2 | NR | 970.97 | CCM | 234.6 | 171.325 | G | 8011564226562 | 8011564226562 | 8011564581593 | 85362010
GW95926 | RCD 16A 30mA SAFETY UNIT IP41 | WY.RÓŻ.16A 30mA ZESPÓŁ BEZP. IP41 | 138 | 1 | NR | 136 | 1 | NR | 1.471% | OFFICIAL | 2DN31G81F2890UV100 | 40 | 2DN | ENERGY | 31G | ENERGY MANAG. OTHERS | 81F | SOCKETS WITH RCCB | 1 | 2 | NR | 970.97 | CCM | 215 | 193.5 | G | 8011564226593 | 8011564226593 | 8011564581623 | 85362010
GW95928 | SUR.MOU. IP44 HOUSING F. RCD SAF. SOCK. | NATYNK. OBUDOWA IP44 DO GN.BEZP. WY.RÓŻ. | 7.4 | 1 | NR | 7.3 | 1 | NR | 1.37% | OFFICIAL | 2DN31G81F2890UV100 | 40 | 2DN | ENERGY | 31G | ENERGY MANAG. OTHERS | 81F | SOCKETS WITH RCCB | 5 | 100 | NR | 678.6 | CCM | 69.05 | 62.145 | G | 8011564226616 | 8011564581661 | 8011564581661 | 85381000
GW60070 | IP44 STD.PLUG 2P 16A 24/42V 11H | WTYCZKA IP44 STD. 2P 16A 24/42V 11H | 11.3 | 1 | NR | 11 | 1 | NR | 2.727% | OFFICIAL | 3BL24G26F6311C8100 | 30 | 3BL | INSTALLATION BLOC | 24G | IEC309 RANGE | 26F | IEC309 PLUGS/SOCK.O. | 10 | 20 | NR | 740.35 | CCM | 139.42 | 112.37 | G | 8011564011069 | 8011564319936 | 8011564319943 | 85366990
GW60074 | IP44 STD.PLUG 3P 32A 24V N.R. | WTYCZKA IP44 STD. 3P 32A 24V N.R. | 11.3 | 1 | NR | 11 | 1 | NR | 2.727% | OFFICIAL | 3BL24G26F6311CA100 | 30 | 3BL | INSTALLATION BLOC | 24G | IEC309 RANGE | 26F | IEC309 PLUGS/SOCK.O. | 10 | 20 | NR | 740.35 | CCM | 159.5 | 143.55 | G | 8011564011090 | 8011564319998 | 8011564320000 | 85366990
GW60076 | IP44 STD.PLUG 3P 32A 42V 12H | WTYCZKA IP44 STD. 3P 32A 42V 12H | 11.3 | 1 | NR | 11 | 1 | NR | 2.727% | OFFICIAL | 3BL24G26F6311CA100 | 30 | 3BL | INSTALLATION BLOC | 24G | IEC309 RANGE | 26F | IEC309 PLUGS/SOCK.O. | 10 | 20 | NR | 740.35 | CCM | 157.75 | 141.975 | G | 8011564011113 | 8011564320031 | 8011564320048 | 85366990
GW60077 | IP44 STD.PLUG 2P 32A 24/42V4H | WTYCZKA IP44 STD. 2P 32A 24/42V4H | 11.3 | 1 | NR | 11 | 1 | NR | 2.727% | OFFICIAL | 3BL24G26F6311CA100 | 30 | 3BL | INSTALLATION BLOC | 24G | IEC309 RANGE | 26F | IEC309 PLUGS/SOCK.O. | 10 | 20 | NR | 740.35 | CCM | 139.77 | 112.72 | G | 8011564011137 | 8011564320079 | 8011564320086 | 85366990
GW60079 | IP44 STD.PLUG 2P 32A 24/42V 11H | WTYCZKA IP44 STD. 2P 32A 24/42V 11H | 11.3 | 1 | NR | 11 | 1 | NR | 2.727% | OFFICIAL | 3BL24G26F6311CA100 | 30 | 3BL | INSTALLATION BLOC | 24G | IEC309 RANGE | 26F | IEC309 PLUGS/SOCK.O. | 10 | 20 | NR | 740.35 | CCM | 140.25 | 112.72 | G | 8011564011151 | 8011564320116 | 8011564320123 | 85366990
GW60405 | IP44 90°APPL.INLET 3P+E 16A 230V 9H | WTYCZKA PR.POD.90° IP44 3P+E 16A 230V 9H | 11.3 | 1 | NR | 11 | 1 | NR | 2.727% | OFFICIAL | 3BL24G26F6371D2100 | 30 | 3BL | INSTALLATION BLOC | 24G | IEC309 RANGE | 26F | IEC309 PLUGS/SOCK.O. | 10 | 20 | NR | 1068.75 | CCM | 197.3 | 160.35 | G | 8011564010383 | 8011564318656 | 8011564318663 | 85366990
GW62019FH | CONNECTOR HP IP44 3P+E 32A 400V 6H FW | ZŁĄCZE HP IP44 3P+E 32A 400V 6H FW | 11.3 | 1 | NR | 11 | 1 | NR | 2.727% | OFFICIAL | 3BL24G26F6391DK100 | 30 | 3BL | INSTALLATION BLOC | 24G | IEC309 RANGE | 26F | IEC309 PLUGS/SOCK.O. | 1 | 15 | NR | 1441.15 | CCM | 306.797 | 276.505 | G | 8011564798335 | 8011564938021 | 8011564938021 | 85366990
GW62210FH | 10°FL.S.O. HP IP44 3P+N+E 16A 400V 6H FW | 10°PODT.GN HP IP44 3P+N+E 16A 400V 6H FW | 11.3 | 1 | NR | 11 | 1 | NR | 2.727% | OFFICIAL | 3BL24G26F6431E6100 | 30 | 3BL | INSTALLATION BLOC | 24G | IEC309 RANGE | 26F | IEC309 PLUGS/SOCK.O. | 1 | 15 | NR | 1441.15 | CCM | 183.469 | 153.18 | G | 8011564798960 | 8011564938656 | 8011564938656 | 85366990
GW62806H | 10°FLUSH.S.O. HP IP44 3P+N+E 16A >50V10H | 10°PODT.GNIA HP IP44 3P+N+E 16A >50V10H | 11.3 | 1 | NR | 11 | 1 | NR | 2.727% | OFFICIAL | 3BL24G26F6431E6100 | 30 | 3BL | INSTALLATION BLOC | 24G | IEC309 RANGE | 26F | IEC309 PLUGS/SOCK.O. | 1 | 15 | NR | 1441.15 | CCM | 180.846 | 150.56 | G | 8011564800335 | 8011564940024 | 8011564940024 | 85366990
GW62809H | 10°FLUSH.S.O. HP IP44 3P+N+E 16A >50V2H | 10°PODT.GNIA HP IP44 3P+N+E 16A >50V2H | 11.3 | 1 | NR | 11 | 1 | NR | 2.727% | OFFICIAL | 3BL24G26F6431E6100 | 30 | 3BL | INSTALLATION BLOC | 24G | IEC309 RANGE | 26F | IEC309 PLUGS/SOCK.O. | 1 | 15 | NR | 1441.15 | CCM | 180.846 | 150.56 | G | 8011564800366 | 8011564940055 | 8011564940055 | 85366990
GW60004H | PLUG HP IP44 2P+E 16A 230V 6H | WTYCZKA HP IP44 2P+E 16A 230V 6H | 3.85 | 1 | NR | 3.75 | 1 | NR | 2.667% | OFFICIAL | 3BL24G26F6311BW100 | 30 | 3BL | INSTALLATION BLOC | 24G | IEC309 RANGE | 26F | IEC309 PLUGS/SOCK.O. | 1 | 50 | NR | 904.704 | CCM | 139.54 | 123.958 | G | 8011564796584 | 8034035465611 | 8034035465611 | 85366990
GW60004FH | PLUG HP IP44 2P+E 16A 230V 6H FW | WTYCZKA HP IP44 2P+E 16A 230V 6H FW | 5.95 | 1 | NR | 5.8 | 1 | NR | 2.586% | OFFICIAL | 3BL24G26F6321BX100 | 30 | 3BL | INSTALLATION BLOC | 24G | IEC309 RANGE | 26F | IEC309 PLUGS/SOCK.O. | 1 | 50 | NR | 924.42 | CCM | 193.517 | 139.406 | G | 8011564796577 | 8011564936263 | 8011564936263 | 85366990
GW60029H | PLUG HP IP67 2P+E 16A 400V 9H | WTYCZKA HP IP67 2P+E 16A 400V 9H | 12.1 | 1 | NR | 11.8 | 1 | NR | 2.542% | OFFICIAL | 3BL24G26F6311C0100 | 30 | 3BL | INSTALLATION BLOC | 24G | IEC309 RANGE | 26F | IEC309 PLUGS/SOCK.O. | 1 | 15 | NR | 1441.15 | CCM | 188.427 | 158.135 | G | 8011564797048 | 8011564936737 | 8011564936737 | 85366990
GW60415 | IP44 90°APPL.INLET 2P+E 32A 230V 6H | WTYCZKA PR.POD.90° IP44 2P+E 32A 230V 6H | 12.1 | 1 | NR | 11.8 | 1 | NR | 2.542% | OFFICIAL | 3BL24G26F6371D4100 | 30 | 3BL | INSTALLATION BLOC | 24G | IEC309 RANGE | 26F | IEC309 PLUGS/SOCK.O. | 8 | 16 | NR | 1335.938 | CCM | 261.75 | 235.575 | G | 8011564010413 | 8011564318717 | 8011564318724 | 85366990
GW62005FH | CONNECTOR HP IP44 3P+E 16A 230V 9H FW | ZŁĄCZE HP IP44 3P+E 16A 230V 9H FW | 12.1 | 1 | NR | 11.8 | 1 | NR | 2.542% | OFFICIAL | 3BL24G26F6401DJ100 | 30 | 3BL | INSTALLATION BLOC | 24G | IEC309 RANGE | 26F | IEC309 PLUGS/SOCK.O. | 1 | 15 | NR | 1441.15 | CCM | 211.044 | 180.755 | G | 8011564798076 | 8011564937765 | 8011564937765 | 85366990
GW60012FH | PLUG HP IP44 2P+E 32A 110V 4H FW | WTYCZKA HP IP44 2P+E 32A 110V 4H FW | 12.2 | 1 | NR | 11.9 | 1 | NR | 2.521% | OFFICIAL | 3BL24G26F6311BY100 | 30 | 3BL | INSTALLATION BLOC | 24G | IEC309 RANGE | 26F | IEC309 PLUGS/SOCK.O. | 1 | 15 | NR | 1441.15 | CCM | 265.619 | 235.327 | G | 8011564796713 | 8011564936409 | 8011564936409 | 85366990
GW60402 | IP44 90°APPL.INLET 3P+E 16A 110V 4H | WTYCZKA PR.POD.90° IP44 3P+E 16A 110V 4H | 12.2 | 1 | NR | 11.9 | 1 | NR | 2.521% | OFFICIAL | 3BL24G26F6371D2100 | 30 | 3BL | INSTALLATION BLOC | 24G | IEC309 RANGE | 26F | IEC309 PLUGS/SOCK.O. | 10 | 20 | NR | 1068.75 | CCM | 196.89 | 155.53 | G | 8011564010352 | 8011564318595 | 8011564318601 | 85366990
GW62477 | IP44 90°W.RECEPTACLE 2P+E 16A 230V 6H | 90°GNIAZ NATYN.IP44 2P+E 16A 230V 6H | 12.2 | 1 | NR | 11.9 | 1 | NR | 2.521% | OFFICIAL | 3BL24G26F6471F0100 | 30 | 3BL | INSTALLATION BLOC | 24G | IEC309 RANGE | 26F | IEC309 PLUGS/SOCK.O. | 1 | 20 | NR | 1915.2 | CCM | 319.85 | 287.865 | G | 8011564004610 | 8011564513310 | 8011564513310 | 85366990
GW62835H | 10°FLUSH.S.O. HP IP67 2P+E 16A 500V 7H | 10°PODT.GNIA HP IP67 2P+E 16A 500V 7H | 12.2 | 1 | NR | 11.9 | 1 | NR | 2.521% | OFFICIAL | 3BL24G26F6431EA100 | 30 | 3BL | INSTALLATION BLOC | 24G | IEC309 RANGE | 26F | IEC309 PLUGS/SOCK.O. | 1 | 15 | NR | 1441.15 | CCM | 174.047 | 143.761 | G | 8011564800625 | 8011564940314 | 8011564940314 | 85366990
GW62838H | 10°FLUSH.S.O. HP IP67 2P+E 16A >50V 10H | 10°PODT.GNIA HP IP67 2P+E 16A >50V 10H | 12.2 | 1 | NR | 11.9 | 1 | NR | 2.521% | OFFICIAL | 3BL24G26F6431EA100 | 30 | 3BL | INSTALLATION BLOC | 24G | IEC309 RANGE | 26F | IEC309 PLUGS/SOCK.O. | 1 | 15 | NR | 1441.15 | CCM | 173.767 | 143.481 | G | 8011564800656 | 8011564940345 | 8011564940345 | 85366990
GW62850H | 10°FL.S.O. HP IP67 2P+E 16A >50÷250Vcc3H | 10°PODT.GN HP IP67 2P+E 16A >50÷250Vcc3H | 12.2 | 1 | NR | 11.9 | 1 | NR | 2.521% | OFFICIAL | 3BL24G26F6431EA100 | 30 | 3BL | INSTALLATION BLOC | 24G | IEC309 RANGE | 26F | IEC309 PLUGS/SOCK.O. | 1 | 15 | NR | 1441.15 | CCM | 173.777 | 143.491 | G | 8011564800779 | 8011564940468 | 8011564940468 | 85366990
GW62851H | 10°FLUSH.S.O. HP IP67 2P+E 16A >250Vcc8H | 10°PODT.GNIA HP IP67 2P+E 16A >250Vcc8H | 12.2 | 1 | NR | 11.9 | 1 | NR | 2.521% | OFFICIAL | 3BL24G26F6431EA100 | 30 | 3BL | INSTALLATION BLOC | 24G | IEC309 RANGE | 26F | IEC309 PLUGS/SOCK.O. | 1 | 15 | NR | 1441.15 | CCM | 173.777 | 143.491 | G | 8011564800786 | 8011564940475 | 8011564940475 | 85366990
GW60073 | IP44 STD.PLUG 2P 32A 24V N.R. | WTYCZKA IP44 STD. 2P 32A 24V N.R. | 10.2 | 1 | NR | 9.95 | 1 | NR | 2.513% | OFFICIAL | 3BL24G26F6311CA100 | 30 | 3BL | INSTALLATION BLOC | 24G | IEC309 RANGE | 26F | IEC309 PLUGS/SOCK.O. | 10 | 20 | NR | 740.35 | CCM | 140.95 | 126.855 | G | 8011564011083 | 8011564319974 | 8011564319981 | 85366990
GW60081 | IP44 STD.PLUG 2P 32A 24/42 CC 10H | WTYCZKA IP44 STD. 2P 32A 24/42 CC 10H | 10.2 | 1 | NR | 9.95 | 1 | NR | 2.513% | OFFICIAL | 3BL24G26F6311CA100 | 30 | 3BL | INSTALLATION BLOC | 24G | IEC309 RANGE | 26F | IEC309 PLUGS/SOCK.O. | 10 | 20 | NR | 740.35 | CCM | 139.3 | 111.84 | G | 8011564011120 | 8011564320055 | 8011564320062 | 85366990
GW60204 | IP44 APPL.INLET 2P+E 16A 230V 6H | WTYCZKA PR.POD.IP44 2P+E 16A 230V 6H | 10.2 | 1 | NR | 9.95 | 1 | NR | 2.513% | OFFICIAL | 3BL24G26F6351CO100 | 30 | 3BL | INSTALLATION BLOC | 24G | IEC309 RANGE | 26F | IEC309 PLUGS/SOCK.O. | 10 | 20 | NR | 1080.863 | CCM | 162.05 | 145.845 | G | 8011564009875 | 8011564317635 | 8011564317642 | 85366990
GW62209FH | 10°FLUS.S.O. HP IP44 3P+E 16A 400V 6H FW | 10°PODT.GNIA HP IP44 3P+E 16A 400V6H FW | 10.2 | 1 | NR | 9.95 | 1 | NR | 2.513% | OFFICIAL | 3BL24G26F6431E6100 | 30 | 3BL | INSTALLATION BLOC | 24G | IEC309 RANGE | 26F | IEC309 PLUGS/SOCK.O. | 1 | 15 | NR | 1441.15 | CCM | 162.859 | 132.57 | G | 8011564798946 | 8011564938632 | 8011564938632 | 85366990
GW62211H | 10°FLUSH.S.O. HP IP44 3P+E 16A 500V 7H | 10°PODT.GNIA HP IP44 3P+E 16A 500V 7H | 10.2 | 1 | NR | 9.95 | 1 | NR | 2.513% | OFFICIAL | 3BL24G26F6431E6100 | 30 | 3BL | INSTALLATION BLOC | 24G | IEC309 RANGE | 26F | IEC309 PLUGS/SOCK.O. | 1 | 15 | NR | 1441.15 | CCM | 161.089 | 130.8 | G | 8011564798984 | 8011564938670 | 8011564938670 | 85366990
GW62802H | 10°FLUSH.S.O. HP IP44 3P+E 16A 690V 5H | 10°PODT.GNIA HP IP44 3P+E 16A 690V 5H | 10.2 | 1 | NR | 9.95 | 1 | NR | 2.513% | OFFICIAL | 3BL24G26F6431E6100 | 30 | 3BL | INSTALLATION BLOC | 24G | IEC309 RANGE | 26F | IEC309 PLUGS/SOCK.O. | 1 | 15 | NR | 1441.15 | CCM | 161.086 | 130.8 | G | 8011564800298 | 8011564939981 | 8011564939981 | 85366990
GW62808H | 10°FLUSH.S.O. HP IP44 3P+E 16A >50V 2H | 10°PODT.GNIA HP IP44 3P+E 16A >50V 2H | 10.2 | 1 | NR | 9.95 | 1 | NR | 2.513% | OFFICIAL | 3BL24G26F6431E6100 | 30 | 3BL | INSTALLATION BLOC | 24G | IEC309 RANGE | 26F | IEC309 PLUGS/SOCK.O. | 1 | 15 | NR | 1441.15 | CCM | 161.086 | 130.8 | G | 8011564800359 | 8011564940048 | 8011564940048 | 85366990
GW62810H | 10°FL.S.O.HP IP44 3P+E 16A 440÷460V 11H | 10°GN.PODT.HP IP44 3P+E 16A 440÷460V 11H | 10.2 | 1 | NR | 9.95 | 1 | NR | 2.513% | OFFICIAL | 3BL24G26F6431E6100 | 30 | 3BL | INSTALLATION BLOC | 24G | IEC309 RANGE | 26F | IEC309 PLUGS/SOCK.O. | 1 | 15 | NR | 1441.15 | CCM | 161.086 | 130.8 | G | 8011564800373 | 8011564940062 | 8011564940062 | 85366990
GW62812H | 10°FL.S.O. HP IP44 3P+E 16A 380/440V 3H | 10°PODT.GN HP IP44 3P+E 16A 380/440V 3H | 10.2 | 1 | NR | 9.95 | 1 | NR | 2.513% | OFFICIAL | 3BL24G26F6431E6100 | 30 | 3BL | INSTALLATION BLOC | 24G | IEC309 RANGE | 26F | IEC309 PLUGS/SOCK.O. | 1 | 15 | NR | 1441.15 | CCM | 161.086 | 130.8 | G | 8011564800397 | 8011564940086 | 8011564940086 | 85366990
GW62815H | 10°FLUSH.S.O. HP IP44 3P+E 16A TRASF.12H | 10°PODT.GNIA HP IP44 3P+E 16A TRASF.12H | 10.2 | 1 | NR | 9.95 | 1 | NR | 2.513% | OFFICIAL | 3BL24G26F6431E6100 | 30 | 3BL | INSTALLATION BLOC | 24G | IEC309 RANGE | 26F | IEC309 PLUGS/SOCK.O. | 1 | 15 | NR | 1441.15 | CCM | 161.086 | 130.8 | G | 8011564800427 | 8011564940116 | 8011564940116 | 85366990
GW62257H | 10°FLUSH.S.O.HP IP67 3P+E 125A 110V 4H | 10°PODT.GNIA.HP IP67 3P+E 125A 110V 4H | 128 | 1 | NR | 125 | 1 | NR | 2.4% | OFFICIAL | 3BL24G26F6431EG100 | 30 | 3BL | INSTALLATION BLOC | 24G | IEC309 RANGE | 26F | IEC309 PLUGS/SOCK.O. | 1 | 2 | NR | 8079.75 | CCM | 1.322 | 0.989 | KG | 8011564829923 | 8011564829923 | 8011564970908 | 85366990
GW62666H | CONNECTOR HP IP67 2P+E 125A 400V 9H | ZŁĄCZE HP IP67 2P+E 125A 400V 9H | 128 | 1 | NR | 125 | 1 | NR | 2.4% | OFFICIAL | 3BL24G26F6391DS100 | 30 | 3BL | INSTALLATION BLOC | 24G | IEC309 RANGE | 26F | IEC309 PLUGS/SOCK.O. | 1 | 2 | NR | 10687.5 | CCM | 1.71 | 1.329 | KG | 8011564828759 | 8011564828759 | 8011564970731 | 85366990
GW60229 | IP67 APPL.INLET 2P+E 16A 400V 9H | WTYCZKA PR.POD.IP67 2P+E 16A 400V 9H | 17.1 | 1 | NR | 16.7 | 1 | NR | 2.395% | OFFICIAL | 3BL24G26F6351CS100 | 30 | 3BL | INSTALLATION BLOC | 24G | IEC309 RANGE | 26F | IEC309 PLUGS/SOCK.O. | 10 | 20 | NR | 1668.7 | CCM | 182 | 163.8 | G | 8011564010154 | 8011564318199 | 8011564318205 | 85366990
GW62078 | IP44 CONNECTOR 3P 32A 24/42V 4H | ZŁĄCZE IP44 3P 32A 24/42V 4H | 17.1 | 1 | NR | 16.7 | 1 | NR | 2.395% | OFFICIAL | 3BL24G26F6391DW100 | 30 | 3BL | INSTALLATION BLOC | 24G | IEC309 RANGE | 26F | IEC309 PLUGS/SOCK.O. | 10 | 20 | NR | 954.75 | CCM | 195.3 | 175.77 | G | 8011564008212 | 8011564314412 | 8011564314429 | 85366990
GW62080 | IP44 CONNECTOR 3P 32A 42V 11H | ZŁĄCZE IP44 3P 32A 42V 11H | 17.1 | 1 | NR | 16.7 | 1 | NR | 2.395% | OFFICIAL | 3BL24G26F6391DW100 | 30 | 3BL | INSTALLATION BLOC | 24G | IEC309 RANGE | 26F | IEC309 PLUGS/SOCK.O. | 10 | 20 | NR | 954.75 | CCM | 195.45 | 175.905 | G | 8011564008236 | 8011564314450 | 8011564314467 | 85366990
GW62230FH | 10°FLUS.S.O. HP IP67 2P+E 16A 400V 9H FW | 10°PODT.GNIA HP IP67 2P+E 16A 400V9H FW | 17.1 | 1 | NR | 16.7 | 1 | NR | 2.395% | OFFICIAL | 3BL24G26F6431EA100 | 30 | 3BL | INSTALLATION BLOC | 24G | IEC309 RANGE | 26F | IEC309 PLUGS/SOCK.O. | 1 | 15 | NR | 1441.15 | CCM | 176.196 | 145.91 | G | 8011564799325 | 8011564939011 | 8011564939011 | 85366990
GW60056H | PLUG HP IP67 3P+E 125A 110V 4H | WTYCZKA HP IP67 3P+E 125A 110V 4H | 129 | 1 | NR | 126 | 1 | NR | 2.381% | OFFICIAL | 3BL24G26F6311C6100 | 30 | 3BL | INSTALLATION BLOC | 24G | IEC309 RANGE | 26F | IEC309 PLUGS/SOCK.O. | 1 | 2 | NR | 10687.5 | CCM | 1.666 | 1.284 | KG | 8011564830141 | 8011564830141 | 8011564971127 | 85366990
GW60058H | PLUG HP IP67 3P+E 125A 230V 9H | WTYCZKA HP IP67 3P+E 125A 230V 9H | 129 | 1 | NR | 126 | 1 | NR | 2.381% | OFFICIAL | 3BL24G26F6311C6100 | 30 | 3BL | INSTALLATION BLOC | 24G | IEC309 RANGE | 26F | IEC309 PLUGS/SOCK.O. | 1 | 2 | NR | 10687.5 | CCM | 1.666 | 1.284 | KG | 8011564830172 | 8011564830172 | 8011564971165 | 85366990
GW60668H | PLUG HP IP67 3P+E 125A 690V 5H | WTYCZKA HP IP67 3P+E 125A 690V 5H | 129 | 1 | NR | 126 | 1 | NR | 2.381% | OFFICIAL | 3BL24G26F6311C6100 | 30 | 3BL | INSTALLATION BLOC | 24G | IEC309 RANGE | 26F | IEC309 PLUGS/SOCK.O. | 1 | 2 | NR | 10687.5 | CCM | 1.666 | 1.284 | KG | 8011564830257 | 8011564830257 | 8011564971240 | 85366990
GW60671H | PLUG HP IP67 3P+E 125A >50V 10H | WTYCZKA HP IP67 3P+E 125A >50V 10H | 129 | 1 | NR | 126 | 1 | NR | 2.381% | OFFICIAL | 3BL24G26F6311C6100 | 30 | 3BL | INSTALLATION BLOC | 24G | IEC309 RANGE | 26F | IEC309 PLUGS/SOCK.O. | 1 | 2 | NR | 10687.5 | CCM | 1.666 | 1.284 | KG | 8011564830288 | 8011564830288 | 8011564971271 | 85366990
GW60674H | PLUG HP IP67 3P+E 125A >50V 2H | WTYCZKA HP IP67 3P+E 125A >50V 2H | 129 | 1 | NR | 126 | 1 | NR | 2.381% | OFFICIAL | 3BL24G26F6311C6100 | 30 | 3BL | INSTALLATION BLOC | 24G | IEC309 RANGE | 26F | IEC309 PLUGS/SOCK.O. | 1 | 2 | NR | 10687.5 | CCM | 1.666 | 1.284 | KG | 8011564830318 | 8011564830318 | 8011564971301 | 85366990
GW60676H | PLUG HP IP67 3P+E 125A 440÷460V 11H | WTYCZKA HP IP67 3P+E 125A 440÷460V 11H | 129 | 1 | NR | 126 | 1 | NR | 2.381% | OFFICIAL | 3BL24G26F6311C6100 | 30 | 3BL | INSTALLATION BLOC | 24G | IEC309 RANGE | 26F | IEC309 PLUGS/SOCK.O. | 1 | 2 | NR | 10687.5 | CCM | 1.666 | 1.284 | KG | 8011564830332 | 8011564830332 | 8011564971325 | 85366990
GW62259H | 10°FLUSH.S.O.HP IP67 3P+E 125A 230V 9H | 10°PODT.GNIA.HP IP67 3P+E 125A 230V 9H | 129 | 1 | NR | 126 | 1 | NR | 2.381% | OFFICIAL | 3BL24G26F6431EG100 | 30 | 3BL | INSTALLATION BLOC | 24G | IEC309 RANGE | 26F | IEC309 PLUGS/SOCK.O. | 1 | 2 | NR | 8079.75 | CCM | 1.322 | 0.989 | KG | 8011564829954 | 8011564829954 | 8011564970939 | 85366990
GW62263H | 10°FLUSH.S.O.HP IP67 3P+E 125A 500V 7H | 10°PODT.GNIA.HP IP67 3P+E 125A 500V 7H | 129 | 1 | NR | 126 | 1 | NR | 2.381% | OFFICIAL | 3BL24G26F6431EG100 | 30 | 3BL | INSTALLATION BLOC | 24G | IEC309 RANGE | 26F | IEC309 PLUGS/SOCK.O. | 1 | 2 | NR | 8079.75 | CCM | 1.322 | 0.989 | KG | 8011564830011 | 8011564830011 | 8011564970991 | 85366990
GW60008WH | PLUG HP IP44 3P+E 16A 400V 6H INVER. | WTYCZKA HP IP44 3P+E 16A 400V 6H IN.FAZ | 6.5 | 1 | NR | 6.35 | 1 | NR | 2.362% | OFFICIAL | 3BL24G26F6361CF100 | 30 | 3BL | INSTALLATION BLOC | 24G | IEC309 RANGE | 26F | IEC309 PLUGS/SOCK.O. | 1 | 15 | NR | 1441.15 | CCM | 214.719 | 179.298 | G | 8011564870536 | 8011564996441 | 8011564996441 | 85366990
GW60024H | PLUG HP IP67 3P+E 16A 110V 4H | WTYCZKA HP IP67 3P+E 16A 110V 4H | 13 | 1 | NR | 12.7 | 1 | NR | 2.362% | OFFICIAL | 3BL24G26F6311C0100 | 30 | 3BL | INSTALLATION BLOC | 24G | IEC309 RANGE | 26F | IEC309 PLUGS/SOCK.O. | 1 | 15 | NR | 1441.15 | CCM | 224.703 | 194.439 | G | 8011564796942 | 8011564936638 | 8011564936638 | 85366990
GW60027H | PLUG HP IP67 3P+E 16A 230V 9H | WTYCZKA HP IP67 3P+E 16A 230V 9H | 13 | 1 | NR | 12.7 | 1 | NR | 2.362% | OFFICIAL | 3BL24G26F6311C0100 | 30 | 3BL | INSTALLATION BLOC | 24G | IEC309 RANGE | 26F | IEC309 PLUGS/SOCK.O. | 1 | 15 | NR | 1441.15 | CCM | 224.703 | 194.439 | G | 8011564797000 | 8011564936690 | 8011564936690 | 85366990
GW60069 | IP44 STD.PLUG 3P 16A 24/42V4H | WTYCZKA IP44 STD. 3P 16A 24/42V4H | 13 | 1 | NR | 12.7 | 1 | NR | 2.362% | OFFICIAL | 3BL24G26F6311C8100 | 30 | 3BL | INSTALLATION BLOC | 24G | IEC309 RANGE | 26F | IEC309 PLUGS/SOCK.O. | 10 | 20 | NR | 740.35 | CCM | 156.45 | 140.805 | G | 8011564011052 | 8011564319912 | 8011564319929 | 85366990
GW60071 | IP44 STD.PLUG 3P 16A 24/42V 11H | WTYCZKA IP44 STD. 3P 16A 24/42V 11H | 13 | 1 | NR | 12.7 | 1 | NR | 2.362% | OFFICIAL | 3BL24G26F6311C8100 | 30 | 3BL | INSTALLATION BLOC | 24G | IEC309 RANGE | 26F | IEC309 PLUGS/SOCK.O. | 10 | 20 | NR | 740.35 | CCM | 156.05 | 140.445 | G | 8011564011076 | 8011564319950 | 8011564319967 | 85366990
GW60112 | IP67 90°STD.PLUG 3P+E 16A 400V 6H | WTYCZKA IP67 90° STD. 3P+E 16A 400V 6H | 13 | 1 | NR | 12.7 | 1 | NR | 2.362% | OFFICIAL | 3BL24G26F6331CG100 | 30 | 3BL | INSTALLATION BLOC | 24G | IEC309 RANGE | 26F | IEC309 PLUGS/SOCK.O. | 10 | 40 | NR | 1050 | CCM | 187.575 | 155.73 | G | 8011564009691 | 8011564317277 | 8011564317284 | 85366990
GW60226 | IP67 APPL.INLET 2P+E 16A 230V 6H | WTYCZKA PR.POD.IP67 2P+E 16A 230V 6H | 13 | 1 | NR | 12.7 | 1 | NR | 2.362% | OFFICIAL | 3BL24G26F6351CS100 | 30 | 3BL | INSTALLATION BLOC | 24G | IEC309 RANGE | 26F | IEC309 PLUGS/SOCK.O. | 10 | 20 | NR | 1668.7 | CCM | 194.8 | 175.32 | G | 8011564010093 | 8011564318076 | 8011564318083 | 85366990
GW60739H | PLUG HP IP67 3P+E 16A >50V 10H | WTYCZKA HP IP67 3P+E 16A >50V 10H | 13 | 1 | NR | 12.7 | 1 | NR | 2.362% | OFFICIAL | 3BL24G26F6311C0100 | 30 | 3BL | INSTALLATION BLOC | 24G | IEC309 RANGE | 26F | IEC309 PLUGS/SOCK.O. | 1 | 15 | NR | 1441.15 | CCM | 223.64 | 193.376 | G | 8011564797703 | 8011564937390 | 8011564937390 | 85366990
GW60742H | PLUG HP IP67 3P+E 16A >50V 2H | WTYCZKA HP IP67 3P+E 16A >50V 2H | 13 | 1 | NR | 12.7 | 1 | NR | 2.362% | OFFICIAL | 3BL24G26F6311C0100 | 30 | 3BL | INSTALLATION BLOC | 24G | IEC309 RANGE | 26F | IEC309 PLUGS/SOCK.O. | 1 | 15 | NR | 1441.15 | CCM | 223.64 | 193.376 | G | 8011564797734 | 8011564937420 | 8011564937420 | 85366990
GW60744H | PLUG HP IP67 3P+E 16A 440÷460V 11H | WTYCZKA HP IP67 3P+E 16A 440÷460V 11H | 13 | 1 | NR | 12.7 | 1 | NR | 2.362% | OFFICIAL | 3BL24G26F6311C0100 | 30 | 3BL | INSTALLATION BLOC | 24G | IEC309 RANGE | 26F | IEC309 PLUGS/SOCK.O. | 1 | 15 | NR | 1441.15 | CCM | 223.64 | 193.376 | G | 8011564797758 | 8011564937444 | 8011564937444 | 85366990
GW60749H | PLUG HP IP67 3P+E 16A TRASF.12H | WTYCZKA HP IP67 3P+E 16A TRASF.12H | 13 | 1 | NR | 12.7 | 1 | NR | 2.362% | OFFICIAL | 3BL24G26F6311C0100 | 30 | 3BL | INSTALLATION BLOC | 24G | IEC309 RANGE | 26F | IEC309 PLUGS/SOCK.O. | 1 | 15 | NR | 1441.15 | CCM | 223.64 | 193.376 | G | 8011564797802 | 8011564937499 | 8011564937499 | 85366990
GW62060H | CONNECTOR HP IP67 3P+E 125A 400V 6H | ZŁĄCZE HP IP67 3P+E 125A 400V 6H | 130 | 1 | NR | 127 | 1 | NR | 2.362% | OFFICIAL | 3BL24G26F6391DS100 | 30 | 3BL | INSTALLATION BLOC | 24G | IEC309 RANGE | 26F | IEC309 PLUGS/SOCK.O. | 1 | 2 | NR | 10687.5 | CCM | 1.821 | 1.439 | KG | 8011564828766 | 8011564828766 | 8011564970748 | 85366990
GW62064 | IP44 CONNECTOR 2P 16A 24V N.R. | ZŁĄCZE IP44 2P 16A 24V N.R. | 13 | 1 | NR | 12.7 | 1 | NR | 2.362% | OFFICIAL | 3BL24G26F6391DU100 | 30 | 3BL | INSTALLATION BLOC | 24G | IEC309 RANGE | 26F | IEC309 PLUGS/SOCK.O. | 10 | 40 | NR | 895.9 | CCM | 175.525 | 157.973 | G | 8011564008069 | 8011564314115 | 8011564314122 | 85366990
GW62066 | IP44 CONNECTOR 2P 16A 42V 12H | ZŁĄCZE IP44 2P 16A 42V 12H | 13 | 1 | NR | 12.7 | 1 | NR | 2.362% | OFFICIAL | 3BL24G26F6391DU100 | 30 | 3BL | INSTALLATION BLOC | 24G | IEC309 RANGE | 26F | IEC309 PLUGS/SOCK.O. | 10 | 20 | NR | 954.75 | CCM | 185.6 | 146.91 | G | 8011564008083 | 8011564314153 | 8011564314160 | 85366990
GW62075 | IP44 CONNECTOR 2P 32A 42V 12H | ZŁĄCZE IP44 2P 32A 42V 12H | 13 | 1 | NR | 12.7 | 1 | NR | 2.362% | OFFICIAL | 3BL24G26F6391DW100 | 30 | 3BL | INSTALLATION BLOC | 24G | IEC309 RANGE | 26F | IEC309 PLUGS/SOCK.O. | 10 | 20 | NR | 954.75 | CCM | 182.5 | 146.91 | G | 8011564008175 | 8011564314337 | 8011564314344 | 85366990
GW60479 | IP44 90°APPL.INLET 2P 32A 24/42V 11H | WTYCZKA PR.POD.IP44 90° 2P 32A 24/42V 11H | 13.1 | 1 | NR | 12.8 | 1 | NR | 2.344% | OFFICIAL | 3BL24G26F6371DG100 | 30 | 3BL | INSTALLATION BLOC | 24G | IEC309 RANGE | 26F | IEC309 PLUGS/SOCK.O. | 10 | 20 | NR | 954.75 | CCM | 158.05 | 131.88 | G | 8011564011694 | 8011564321199 | 8011564321205 | 85366990
GW60736H | PLUG HP IP67 3P+E 16A 690V 5H | WTYCZKA HP IP67 3P+E 16A 690V 5H | 13.1 | 1 | NR | 12.8 | 1 | NR | 2.344% | OFFICIAL | 3BL24G26F6311C0100 | 30 | 3BL | INSTALLATION BLOC | 24G | IEC309 RANGE | 26F | IEC309 PLUGS/SOCK.O. | 1 | 15 | NR | 1441.15 | CCM | 208.667 | 187.8 | G | 8011564797673 | 8011564937369 | 8011564937369 | 85366990
GW60746H | PLUG HP IP67 3P+E 16A 380/440V 3H | WTYCZKA HP IP67 3P+E 16A 380/440V 3H | 13.1 | 1 | NR | 12.8 | 1 | NR | 2.344% | OFFICIAL | 3BL24G26F6311C0100 | 30 | 3BL | INSTALLATION BLOC | 24G | IEC309 RANGE | 26F | IEC309 PLUGS/SOCK.O. | 1 | 15 | NR | 1441.15 | CCM | 223.64 | 193.376 | G | 8011564797772 | 8011564937468 | 8011564937468 | 85366990
GW62202FH | 10°FLUS.S.O. HP IP44 3P+E 16A 110V 4H FW | 10°PODT.GNIA HP IP44 3P+E 16A 110V4H FW | 13.1 | 1 | NR | 12.8 | 1 | NR | 2.344% | OFFICIAL | 3BL24G26F6431E6100 | 30 | 3BL | INSTALLATION BLOC | 24G | IEC309 RANGE | 26F | IEC309 PLUGS/SOCK.O. | 1 | 15 | NR | 1441.15 | CCM | 162.859 | 132.57 | G | 8011564798823 | 8011564938519 | 8011564938519 | 85366990
GW62261H | 10°FLUSH.S.O.HP IP67 3P+E 125A 400V 6H | 10°PODT.GNIA.HP IP67 3P+E 125A 400V 6H | 101 | 1 | NR | 98.7 | 1 | NR | 2.33% | OFFICIAL | 3BL24G26F6431EG100 | 30 | 3BL | INSTALLATION BLOC | 24G | IEC309 RANGE | 26F | IEC309 PLUGS/SOCK.O. | 1 | 2 | NR | 8079.75 | CCM | 1.322 | 0.989 | KG | 8011564829985 | 8011564829985 | 8011564970960 | 85366990
GW62020FH | CONNECTOR HP IP44 3P+N+E 32A 400V 6H FW | ZŁĄCZE HP IP44 3P+N+E 32A 400V 6H FW | 13.2 | 1 | NR | 12.9 | 1 | NR | 2.326% | OFFICIAL | 3BL24G26F6391DK100 | 30 | 3BL | INSTALLATION BLOC | 24G | IEC309 RANGE | 26F | IEC309 PLUGS/SOCK.O. | 1 | 15 | NR | 2224.933 | CCM | 345.694 | 301.925 | G | 8011564798359 | 8011564938045 | 8011564938045 | 85366990
GW62008FH | CONNECTOR HP IP44 3P+E 16A 400V 6H FW | ZŁĄCZE HP IP44 3P+E 16A 400V 6H FW | 8.85 | 1 | NR | 8.65 | 1 | NR | 2.312% | OFFICIAL | 3BL24G26F6401DJ100 | 30 | 3BL | INSTALLATION BLOC | 24G | IEC309 RANGE | 26F | IEC309 PLUGS/SOCK.O. | 1 | 15 | NR | 1441.15 | CCM | 213.008 | 178.773 | G | 8011564798137 | 8011564937826 | 8011564937826 | 85366990
GW62206H | 10°FLUSH.S.O. HP IP44 3P+E 16A 230V 9H | 10°PODT.GNIA HP IP44 3P+E 16A 230V 9H | 8.85 | 1 | NR | 8.65 | 1 | NR | 2.312% | OFFICIAL | 3BL24G26F6431E6100 | 30 | 3BL | INSTALLATION BLOC | 24G | IEC309 RANGE | 26F | IEC309 PLUGS/SOCK.O. | 1 | 25 | NR | 1334.96 | CCM | 155.406 | 130.744 | G | 8011564798892 | 8011564938588 | 8011564938588 | 85366990
GW60107 | IP67 90°STD.PLUG 3P+N+E 16A 110V 4H | WTYCZKA IP67 90° STD. 3P+N+E 16A 110V 4H | 17.8 | 1 | NR | 17.4 | 1 | NR | 2.299% | OFFICIAL | 3BL24G26F6331CG100 | 30 | 3BL | INSTALLATION BLOC | 24G | IEC309 RANGE | 26F | IEC309 PLUGS/SOCK.O. | 10 | 20 | NR | 1668.7 | CCM | 233.35 | 187.75 | G | 8011564009738 | 8011564317352 | 8011564317369 | 85366990
GW60030H | PLUG HP IP67 3P+E 16A 400V 6H | WTYCZKA HP IP67 3P+E 16A 400V 6H | 13.4 | 1 | NR | 13.1 | 1 | NR | 2.29% | OFFICIAL | 3BL24G26F6311C0100 | 30 | 3BL | INSTALLATION BLOC | 24G | IEC309 RANGE | 26F | IEC309 PLUGS/SOCK.O. | 1 | 25 | NR | 1334.96 | CCM | 204.062 | 176.814 | G | 8011564797062 | 8011564936751 | 8011564936751 | 85366990
GW62218H | 10°FLUSH.S.O. HP IP44 3P+N+E 32A 230V 9H | 10°PODT.GNIA HP IP44 3P+N+E 32A 230V 9H | 17.9 | 1 | NR | 17.5 | 1 | NR | 2.286% | OFFICIAL | 3BL24G26F6431E8100 | 30 | 3BL | INSTALLATION BLOC | 24G | IEC309 RANGE | 26F | IEC309 PLUGS/SOCK.O. | 1 | 15 | NR | 3081.4 | CCM | 265.925 | 222.88 | G | 8011564799110 | 8011564938809 | 8011564938809 | 85366990
GW62223H | 10°FLUSH.S.O. HP IP44 3P+N+E 32A 500V 7H | 10°PODT.GNIA HP IP44 3P+N+E 32A 500V 7H | 17.9 | 1 | NR | 17.5 | 1 | NR | 2.286% | OFFICIAL | 3BL24G26F6431E8100 | 30 | 3BL | INSTALLATION BLOC | 24G | IEC309 RANGE | 26F | IEC309 PLUGS/SOCK.O. | 1 | 15 | NR | 3081.4 | CCM | 265.925 | 222.88 | G | 8011564799196 | 8011564938885 | 8011564938885 | 85366990
GW62228FH | 10°FLUS.S.O. HP IP67 3P+E 16A 230V 9H FW | 10°PODT.GNIA HP IP67 3P+E 16A 230V9H FW | 17.9 | 1 | NR | 17.5 | 1 | NR | 2.286% | OFFICIAL | 3BL24G26F6431EA100 | 30 | 3BL | INSTALLATION BLOC | 24G | IEC309 RANGE | 26F | IEC309 PLUGS/SOCK.O. | 1 | 15 | NR | 1441.15 | CCM | 197.215 | 166.929 | G | 8011564799288 | 8011564938977 | 8011564938977 | 85366990
GW60008H | PLUG HP IP44 3P+E 16A 400V 6H | WTYCZKA HP IP44 3P+E 16A 400V 6H | 4.5 | 1 | NR | 4.4 | 1 | NR | 2.273% | OFFICIAL | 3BL24G26F6311BW100 | 30 | 3BL | INSTALLATION BLOC | 24G | IEC309 RANGE | 26F | IEC309 PLUGS/SOCK.O. | 1 | 50 | NR | 904.704 | CCM | 164 | 147 | G | 8011564796669 | 8034035465666 | 8034035465666 | 85366990
GW60019FH | PLUG HP IP44 3P+E 32A 400V 6H FW | WTYCZKA HP IP44 3P+E 32A 400V 6H FW | 6.75 | 1 | NR | 6.6 | 1 | NR | 2.273% | OFFICIAL | 3BL24G26F6311BY100 | 30 | 3BL | INSTALLATION BLOC | 24G | IEC309 RANGE | 26F | IEC309 PLUGS/SOCK.O. | 1 | 15 | NR | 1441.15 | CCM | 283.679 | 253.387 | G | 8011564796850 | 8011564936546 | 8011564936546 | 85366990
GW60059H | PLUG HP IP67 3P+N+E 125A 230V 9H | WTYCZKA HP IP67 3P+N+E 125A 230V 9H | 135 | 1 | NR | 132 | 1 | NR | 2.273% | OFFICIAL | 3BL24G26F6311C6100 | 30 | 3BL | INSTALLATION BLOC | 24G | IEC309 RANGE | 26F | IEC309 PLUGS/SOCK.O. | 1 | 2 | NR | 10687.5 | CCM | 1.772 | 1.391 | KG | 8011564830189 | 8011564830189 | 8011564971172 | 85366990
GW60458 | IP67 90°APPL.INLET 3P+E 125A 230V 9H | WTYCZKA PR.POD.90° IP67 3P+E 125A 230V 9H | 135 | 1 | NR | 132 | 1 | NR | 2.273% | OFFICIAL | 3BL24G26F6371DC100 | 30 | 3BL | INSTALLATION BLOC | 24G | IEC309 RANGE | 26F | IEC309 PLUGS/SOCK.O. | 1 | 2 | NR | 10687.5 | CCM | 1.734 | 1.56 | KG | 8011564010864 | 8011564010864 | 8011564319578 | 85366990
GW60462 | IP67 90°APPL.INLET 3P+E 125A 500V 7H | WTYCZKA PR.POD.90° IP67 3P+E 125A 500V 7H | 135 | 1 | NR | 132 | 1 | NR | 2.273% | OFFICIAL | 3BL24G26F6371DC100 | 30 | 3BL | INSTALLATION BLOC | 24G | IEC309 RANGE | 26F | IEC309 PLUGS/SOCK.O. | 1 | 2 | NR | 10687.5 | CCM | 1.711 | 1.297 | KG | 8011564010871 | 8011564010871 | 8011564319585 | 85366990
GW62665H | CONNECTOR HP IP67 2P+E 125A 230V 6H | ZŁĄCZE HP IP67 2P+E 125A 230V 6H | 135 | 1 | NR | 132 | 1 | NR | 2.273% | OFFICIAL | 3BL24G26F6391DS100 | 30 | 3BL | INSTALLATION BLOC | 24G | IEC309 RANGE | 26F | IEC309 PLUGS/SOCK.O. | 1 | 2 | NR | 10687.5 | CCM | 1.71 | 1.329 | KG | 8011564828728 | 8011564828728 | 8011564970700 | 85366990
GW62667H | CONNECTOR HP IP67 2P+E 125A 500V 7H | ZŁĄCZE HP IP67 2P+E 125A 500V 7H | 135 | 1 | NR | 132 | 1 | NR | 2.273% | OFFICIAL | 3BL24G26F6391DS100 | 30 | 3BL | INSTALLATION BLOC | 24G | IEC309 RANGE | 26F | IEC309 PLUGS/SOCK.O. | 1 | 2 | NR | 10687.5 | CCM | 1.71 | 1.329 | KG | 8011564828780 | 8011564828780 | 8011564970762 | 85366990
GW62241H | 10°FLUSH.S.O. HP IP67 2P+E 32A 400V 9H | 10°PODT.GNIA HP IP67 2P+E 32A 400V 9H | 22.8 | 1 | NR | 22.3 | 1 | NR | 2.242% | OFFICIAL | 3BL24G26F6431EC100 | 30 | 3BL | INSTALLATION BLOC | 24G | IEC309 RANGE | 26F | IEC309 PLUGS/SOCK.O. | 1 | 15 | NR | 2224.933 | CCM | 273.211 | 232.15 | G | 8011564799530 | 8011564939226 | 8011564939226 | 85366990
GW62008H | CONNECTOR HP IP44 3P+E 16A 400V 6H | ZŁĄCZE HP IP44 3P+E 16A 400V 6H | 6.85 | 1 | NR | 6.7 | 1 | NR | 2.239% | OFFICIAL | 3BL24G26F6391DI100 | 30 | 3BL | INSTALLATION BLOC | 24G | IEC309 RANGE | 26F | IEC309 PLUGS/SOCK.O. | 1 | 50 | NR | 924.42 | CCM | 183.045 | 170.107 | G | 8011564798144 | 8011564937833 | 8011564937833 | 85366990
GW60220 | IP44 APPL.INLET 3P+N+E 32A 400V 6H | WTYCZKA PR.POD.IP44 3P+N+E 32A 400V 6H | 18.3 | 1 | NR | 17.9 | 1 | NR | 2.235% | OFFICIAL | 3BL24G26F6351CQ100 | 30 | 3BL | INSTALLATION BLOC | 24G | IEC309 RANGE | 26F | IEC309 PLUGS/SOCK.O. | 8 | 16 | NR | 2085.875 | CCM | 316.313 | 284.681 | G | 8011564009998 | 8011564317871 | 8011564317888 | 85366990
GW62736H | CONNECTOR HP IP67 3P+E 16A 690V 5H | ZŁĄCZE HP IP67 3P+E 16A 690V 5H | 18.3 | 1 | NR | 17.9 | 1 | NR | 2.235% | OFFICIAL | 3BL24G26F6391DM100 | 30 | 3BL | INSTALLATION BLOC | 24G | IEC309 RANGE | 26F | IEC309 PLUGS/SOCK.O. | 1 | 15 | NR | 2224.933 | CCM | 257.605 | 216.544 | G | 8011564799967 | 8011564939653 | 8011564939653 | 85366990
GW62742H | CONNECTOR HP IP67 3P+E 16A >50V 2H | ZŁĄCZE HP IP67 3P+E 16A >50V 2H | 18.3 | 1 | NR | 17.9 | 1 | NR | 2.235% | OFFICIAL | 3BL24G26F6391DM100 | 30 | 3BL | INSTALLATION BLOC | 24G | IEC309 RANGE | 26F | IEC309 PLUGS/SOCK.O. | 1 | 15 | NR | 2224.933 | CCM | 257.605 | 216.544 | G | 8011564800021 | 8011564939714 | 8011564939714 | 85366990
GW62746H | CONNECTOR HP IP67 3P+E 16A 380/440V 3H | ZŁĄCZE HP IP67 3P+E 16A 380/440V 3H | 18.3 | 1 | NR | 17.9 | 1 | NR | 2.235% | OFFICIAL | 3BL24G26F6391DM100 | 30 | 3BL | INSTALLATION BLOC | 24G | IEC309 RANGE | 26F | IEC309 PLUGS/SOCK.O. | 1 | 15 | NR | 2224.933 | CCM | 257.605 | 216.544 | G | 8011564800069 | 8011564939752 | 8011564939752 | 85366990
GW62749H | CONNECTOR HP IP67 3P+E 16A TRASF.12H | ZŁĄCZE HP IP67 3P+E 16A TRASF.12H | 18.3 | 1 | NR | 17.9 | 1 | NR | 2.235% | OFFICIAL | 3BL24G26F6391DM100 | 30 | 3BL | INSTALLATION BLOC | 24G | IEC309 RANGE | 26F | IEC309 PLUGS/SOCK.O. | 1 | 15 | NR | 2224.933 | CCM | 257.605 | 216.544 | G | 8011564800090 | 8011564939783 | 8011564939783 | 85366990
GW60036FH | PLUG HP IP67 3P+N+E 32A 110V 4H FW | WTYCZKA HP IP67 3P+N+E 32A 110V 4H FW | 27.6 | 1 | NR | 27 | 1 | NR | 2.222% | OFFICIAL | 3BL24G26F6311C2100 | 30 | 3BL | INSTALLATION BLOC | 24G | IEC309 RANGE | 26F | IEC309 PLUGS/SOCK.O. | 1 | 15 | NR | 2224.933 | CCM | 360.918 | 319.857 | G | 8011564797154 | 8011564936843 | 8011564936843 | 85366990
GW60039FH | PLUG HP IP67 3P+N+E 32A 230V 9H FW | WTYCZKA HP IP67 3P+N+E 32A 230V 9H FW | 27.6 | 1 | NR | 27 | 1 | NR | 2.222% | OFFICIAL | 3BL24G26F6311C2100 | 30 | 3BL | INSTALLATION BLOC | 24G | IEC309 RANGE | 26F | IEC309 PLUGS/SOCK.O. | 1 | 15 | NR | 2224.933 | CCM | 360.918 | 319.857 | G | 8011564797215 | 8011564936904 | 8011564936904 | 85366990
GW60105 | IP67 90°STD.PLUG 2P+E 16A 110V 4H | WTYCZKA IP67 90° STD. 2P+E 16A 110V 4H | 13.8 | 1 | NR | 13.5 | 1 | NR | 2.222% | OFFICIAL | 3BL24G26F6331CG100 | 30 | 3BL | INSTALLATION BLOC | 24G | IEC309 RANGE | 26F | IEC309 PLUGS/SOCK.O. | 10 | 20 | NR | 954.75 | CCM | 158.35 | 125.84 | G | 8011564009714 | 8011564317314 | 8011564317321 | 85366990
GW60129 | IP44 90°STD.PLUG 2P 16A 42V 12H | WTYCZKA IP44 90° STD. 2P 16A 42V 12H | 13.8 | 1 | NR | 13.5 | 1 | NR | 2.222% | OFFICIAL | 3BL24G26F6331CK100 | 30 | 3BL | INSTALLATION BLOC | 24G | IEC309 RANGE | 26F | IEC309 PLUGS/SOCK.O. | 10 | 20 | NR | 954.75 | CCM | 153.75 | 138.375 | G | 8011564011199 | 8011564320192 | 8011564320208 | 85366990
GW60144 | IP44 90°STD.PLUG 2P 32A CC 24/42V 10H | WTYCZ.IP44 90° STD.2P 32A CC 24/42V 10H | 13.8 | 1 | NR | 13.5 | 1 | NR | 2.222% | OFFICIAL | 3BL24G26F6331CM100 | 30 | 3BL | INSTALLATION BLOC | 24G | IEC309 RANGE | 26F | IEC309 PLUGS/SOCK.O. | 10 | 20 | NR | 954.75 | CCM | 150 | 118.08 | G | 8011564011304 | 8011564320413 | 8011564320420 | 85366990
GW60419 | IP44 90°APPL.INLET 3P+E 32A 400V 6H | WTYCZKA PR.POD.90° IP44 3P+E 32A 400V 6H | 13.8 | 1 | NR | 13.5 | 1 | NR | 2.222% | OFFICIAL | 3BL24G26F6371D4100 | 30 | 3BL | INSTALLATION BLOC | 24G | IEC309 RANGE | 26F | IEC309 PLUGS/SOCK.O. | 8 | 16 | NR | 1335.938 | CCM | 273.125 | 245.813 | G | 8011564010420 | 8011564318731 | 8011564318748 | 85366990
GW60468 | IP44 90°APPL.INLET 2P 16A 24/42V 4H | WTYCZKA PR.POD.IP44 90° 2P 16A 24/42V 4H | 13.8 | 1 | NR | 13.5 | 1 | NR | 2.222% | OFFICIAL | 3BL24G26F6371DE100 | 30 | 3BL | INSTALLATION BLOC | 24G | IEC309 RANGE | 26F | IEC309 PLUGS/SOCK.O. | 10 | 20 | NR | 954.75 | CCM | 113.34 | 81.53 | G | 8011564011588 | 8011564320970 | 8011564320987 | 85366990
GW60470 | IP44 90°APPL.INLET 2P 16A 24/42V 11H | WTYCZKA PR.POD.IP44 90° 2P 16A 24/42V 11H | 13.8 | 1 | NR | 13.5 | 1 | NR | 2.222% | OFFICIAL | 3BL24G26F6371DE100 | 30 | 3BL | INSTALLATION BLOC | 24G | IEC309 RANGE | 26F | IEC309 PLUGS/SOCK.O. | 10 | 20 | NR | 954.75 | CCM | 162.75 | 131.53 | G | 8011564011601 | 8011564321014 | 8011564321021 | 85366990
GW60472 | IP44 90°APPL.INLET 2P 16A CC 24/42V 10H | WTYCZKA PR.POD.IP44 90° 2P 16A CC 24/42V 10H | 13.8 | 1 | NR | 13.5 | 1 | NR | 2.222% | OFFICIAL | 3BL24G26F6371DE100 | 30 | 3BL | INSTALLATION BLOC | 24G | IEC309 RANGE | 26F | IEC309 PLUGS/SOCK.O. | 10 | 20 | NR | 954.75 | CCM | 162.69 | 130.88 | G | 8011564011571 | 8011564320956 | 8011564320963 | 85366990
GW60473 | IP44 90°APPL.INLET 2P 32A 24V N.R. | WTYCZKA PR.POD.IP44 90° 2P 32A 24V N.R. | 13.8 | 1 | NR | 13.5 | 1 | NR | 2.222% | OFFICIAL | 3BL24G26F6371DG100 | 30 | 3BL | INSTALLATION BLOC | 24G | IEC309 RANGE | 26F | IEC309 PLUGS/SOCK.O. | 10 | 20 | NR | 954.75 | CCM | 164.7 | 148.23 | G | 8011564011625 | 8011564321052 | 8011564321069 | 85366990
GW60477 | IP44 90°APPL.INLET 2P 32A 24/42V 4H | WTYCZKA PR.POD.IP44 90° 2P 32A 24/42V 4H | 13.8 | 1 | NR | 13.5 | 1 | NR | 2.222% | OFFICIAL | 3BL24G26F6371DG100 | 30 | 3BL | INSTALLATION BLOC | 24G | IEC309 RANGE | 26F | IEC309 PLUGS/SOCK.O. | 10 | 20 | NR | 954.75 | CCM | 157.8 | 142.02 | G | 8011564011670 | 8011564321151 | 8011564321168 | 85366990
GW62002FH | CONNECTOR HP IP44 3P+E 16A 110V 4H FW | ZŁĄCZE HP IP44 3P+E 16A 110V 4H FW | 13.8 | 1 | NR | 13.5 | 1 | NR | 2.222% | OFFICIAL | 3BL24G26F6401DJ100 | 30 | 3BL | INSTALLATION BLOC | 24G | IEC309 RANGE | 26F | IEC309 PLUGS/SOCK.O. | 1 | 15 | NR | 1441.15 | CCM | 211.044 | 180.755 | G | 8011564798014 | 8011564937703 | 8011564937703 | 85366990
GW62227FH | 10°FLUS.S.O. HP IP67 2P+E 16A 230V 6H FW | 10°PODT.GNIA HP IP67 2P+E 16A 230V6H FW | 13.8 | 1 | NR | 13.5 | 1 | NR | 2.222% | OFFICIAL | 3BL24G26F6431EA100 | 30 | 3BL | INSTALLATION BLOC | 24G | IEC309 RANGE | 26F | IEC309 PLUGS/SOCK.O. | 1 | 25 | NR | 1334.96 | CCM | 168.573 | 141.241 | G | 8011564799264 | 8011564938953 | 8011564938953 | 85366990
GW62276 | IP44 10°P.RECEPTACLE 2P 32A 24/42V 12H | 10°GNIAZDO PODTYN.IP44 2P 32A 24/42V 12H | 13.8 | 1 | NR | 13.5 | 1 | NR | 2.222% | OFFICIAL | 3BL24G26F6431EK100 | 30 | 3BL | INSTALLATION BLOC | 24G | IEC309 RANGE | 26F | IEC309 PLUGS/SOCK.O. | 10 | 20 | NR | 954.75 | CCM | 147.15 | 109.19 | G | 8011564008359 | 8011564314696 | 8011564314702 | 85366990
GW62282 | IP44 10°P.RECEPTACLE 2P 32A CC 10H | 10°GNIAZDO PODTYN.IP44 2P 32A CC 10H | 13.8 | 1 | NR | 13.5 | 1 | NR | 2.222% | OFFICIAL | 3BL24G26F6431EK100 | 30 | 3BL | INSTALLATION BLOC | 24G | IEC309 RANGE | 26F | IEC309 PLUGS/SOCK.O. | 10 | 20 | NR | 954.75 | CCM | 150 | 135 | G | 8011564008373 | 8011564314733 | 8011564314740 | 85366990
GW62497 | IP67 90°W.RECEPTACLE 3P+E 16A 110V 4H | 90°GNIAZ NATYN.IP67 3P+E 16A 110V 4H | 27.6 | 1 | NR | 27 | 1 | NR | 2.222% | OFFICIAL | 3BL24G26F6471F4100 | 30 | 3BL | INSTALLATION BLOC | 24G | IEC309 RANGE | 26F | IEC309 PLUGS/SOCK.O. | 1 | 20 | NR | 1915.2 | CCM | 402.6 | 362.34 | G | 8011564005112 | 8011564310230 | 8011564310230 | 85366990
GW60006WH | PLUG HP IP44 3P+N+E 16A 230V 9H INVER. | WTYCZ. HP IP44 3P+N+E 16A 230V 9H IN.FAZ | 9.25 | 1 | NR | 9.05 | 1 | NR | 2.21% | OFFICIAL | 3BL24G26F6361CF100 | 30 | 3BL | INSTALLATION BLOC | 24G | IEC309 RANGE | 26F | IEC309 PLUGS/SOCK.O. | 1 | 15 | NR | 1441.15 | CCM | 267.611 | 232.19 | G | 8011564870529 | 8011564996434 | 8011564996434 | 85366990
GW62003H | CONNECTOR HP IP44 3P+N+E 16A 110V 4H | ZŁĄCZE HP IP44 3P+N+E 16A 110V 4H | 9.25 | 1 | NR | 9.05 | 1 | NR | 2.21% | OFFICIAL | 3BL24G26F6391DI100 | 30 | 3BL | INSTALLATION BLOC | 24G | IEC309 RANGE | 26F | IEC309 PLUGS/SOCK.O. | 1 | 25 | NR | 1334.96 | CCM | 251.341 | 226.679 | G | 8011564798045 | 8011564937734 | 8011564937734 | 85366990
GW60209 | IP44 APPL.INLET 3P+N+E 16A 400V 6H | WTYCZKA PR.POD.IP44 3P+N+E 16A 400V 6H | 13.9 | 1 | NR | 13.6 | 1 | NR | 2.206% | OFFICIAL | 3BL24G26F6351CO100 | 30 | 3BL | INSTALLATION BLOC | 24G | IEC309 RANGE | 26F | IEC309 PLUGS/SOCK.O. | 10 | 20 | NR | 1068.75 | CCM | 220.85 | 198.765 | G | 8011564009899 | 8011564317673 | 8011564317680 | 85366990
GW62216FH | 10°FLUS.S.O. HP IP44 2P+E 32A 230V 6H FW | 10°PODT.GNIA HP IP44 2P+E 32A 230V6H FW | 13.9 | 1 | NR | 13.6 | 1 | NR | 2.206% | OFFICIAL | 3BL24G26F6431E8100 | 30 | 3BL | INSTALLATION BLOC | 24G | IEC309 RANGE | 26F | IEC309 PLUGS/SOCK.O. | 1 | 15 | NR | 1441.15 | CCM | 221.935 | 178.89 | G | 8011564799066 | 8011564938755 | 8011564938755 | 85366990
GW62260H | 10°FLUSH.S.O.HP IP67 3P+N+E 125A 230V 9H | 10°PODT.GNIA.HP IP67 3P+N+E 125A 230V 9H | 139 | 1 | NR | 136 | 1 | NR | 2.206% | OFFICIAL | 3BL24G26F6431EG100 | 30 | 3BL | INSTALLATION BLOC | 24G | IEC309 RANGE | 26F | IEC309 PLUGS/SOCK.O. | 1 | 2 | NR | 8079.75 | CCM | 1.444 | 1.112 | KG | 8011564829961 | 8011564829961 | 8011564970946 | 85366990
GW62264H | 10°FLUSH.S.O.HP IP67 3P+N+E 125A 500V 7H | 10°PODT.GNIA.HP IP67 3P+N+E 125A 500V 7H | 139 | 1 | NR | 136 | 1 | NR | 2.206% | OFFICIAL | 3BL24G26F6431EG100 | 30 | 3BL | INSTALLATION BLOC | 24G | IEC309 RANGE | 26F | IEC309 PLUGS/SOCK.O. | 1 | 2 | NR | 8079.75 | CCM | 1.444 | 1.112 | KG | 8011564830028 | 8011564830028 | 8011564971004 | 85366990
GW62664H | CONNECTOR HP IP67 2P+E 125A 110V 4H | ZŁĄCZE HP IP67 2P+E 125A 110V 4H | 139 | 1 | NR | 136 | 1 | NR | 2.206% | OFFICIAL | 3BL24G26F6391DS100 | 30 | 3BL | INSTALLATION BLOC | 24G | IEC309 RANGE | 26F | IEC309 PLUGS/SOCK.O. | 1 | 2 | NR | 10687.5 | CCM | 1.71 | 1.329 | KG | 8011564830356 | 8011564830356 | 8011564971349 | 85366990
GW62670H | CONNECTOR HP IP67 2P+E 125A >50V 10H | ZŁĄCZE HP IP67 2P+E 125A >50V 10H | 139 | 1 | NR | 136 | 1 | NR | 2.206% | OFFICIAL | 3BL24G26F6391DS100 | 30 | 3BL | INSTALLATION BLOC | 24G | IEC309 RANGE | 26F | IEC309 PLUGS/SOCK.O. | 1 | 2 | NR | 10687.5 | CCM | 1.71 | 1.329 | KG | 8011564829831 | 8011564829831 | 8011564970816 | 85366990
GW62673H | CONNECTOR HP IP67 2P+E 125A >50V 2H | ZŁĄCZE HP IP67 2P+E 125A >50V 2H | 139 | 1 | NR | 136 | 1 | NR | 2.206% | OFFICIAL | 3BL24G26F6391DS100 | 30 | 3BL | INSTALLATION BLOC | 24G | IEC309 RANGE | 26F | IEC309 PLUGS/SOCK.O. | 1 | 2 | NR | 10687.5 | CCM | 1.71 | 1.329 | KG | 8011564829862 | 8011564829862 | 8011564970847 | 85366990
GW62970H | 10°FLUSH.S.O.HP IP67 3P+N+E 125A 690V 5H | 10°GNIA.PODT.HP IP67 3P+N+E 125A 690V 5H | 139 | 1 | NR | 136 | 1 | NR | 2.206% | OFFICIAL | 3BL24G26F6431EG100 | 30 | 3BL | INSTALLATION BLOC | 24G | IEC309 RANGE | 26F | IEC309 PLUGS/SOCK.O. | 1 | 2 | NR | 8079.75 | CCM | 1.444 | 1.112 | KG | 8011564830042 | 8011564830042 | 8011564971028 | 85366990
GW62973H | 10°FLUSH.S.O.HP IP67 3P+N+E125A >50V 10H | 10°GNIA.PODT.HP IP67 3P+N+E125A >50V 10H | 139 | 1 | NR | 136 | 1 | NR | 2.206% | OFFICIAL | 3BL24G26F6431EG100 | 30 | 3BL | INSTALLATION BLOC | 24G | IEC309 RANGE | 26F | IEC309 PLUGS/SOCK.O. | 1 | 2 | NR | 8079.75 | CCM | 1.444 | 1.112 | KG | 8011564830073 | 8011564830073 | 8011564971059 | 85366990
GW62976H | 10°FLUSH.S.O.HP IP67 3P+N+E 125A >50V 2H | 10°GNI.PODTY.HP IP67 3P+N+E 125A >50V 2H | 139 | 1 | NR | 136 | 1 | NR | 2.206% | OFFICIAL | 3BL24G26F6431EG100 | 30 | 3BL | INSTALLATION BLOC | 24G | IEC309 RANGE | 26F | IEC309 PLUGS/SOCK.O. | 1 | 2 | NR | 8079.75 | CCM | 1.444 | 1.112 | KG | 8011564830103 | 8011564830103 | 8011564971080 | 85366990
GW62978H | 10°FL.S.O.HP IP67 3P+N+E 125A440÷460V11H | 10°GN.POD.HP IP67 3P+N+E 125A440÷460V11H | 139 | 1 | NR | 136 | 1 | NR | 2.206% | OFFICIAL | 3BL24G26F6431EG100 | 30 | 3BL | INSTALLATION BLOC | 24G | IEC309 RANGE | 26F | IEC309 PLUGS/SOCK.O. | 1 | 2 | NR | 8079.75 | CCM | 1.444 | 1.112 | KG | 8011564830127 | 8011564830127 | 8011564971103 | 85366990
GW60231 | IP67 APPL.INLET 3P+N+E 16A 400V 6H | WTYCZKA PR.POD.IP67 3P+N+E 16A 400V 6H | 18.6 | 1 | NR | 18.2 | 1 | NR | 2.198% | OFFICIAL | 3BL24G26F6351CS100 | 30 | 3BL | INSTALLATION BLOC | 24G | IEC309 RANGE | 26F | IEC309 PLUGS/SOCK.O. | 10 | 20 | NR | 1668.7 | CCM | 255 | 210.52 | G | 8011564010116 | 8011564318113 | 8011564318120 | 85366990
GW60429 | IP67 90°APPL.INLET 2P+E 16A 400V 9H | WTYCZKA PR.POD.90° IP67 2P+E 16A 400V 9H | 18.6 | 1 | NR | 18.2 | 1 | NR | 2.198% | OFFICIAL | 3BL24G26F6371D6100 | 30 | 3BL | INSTALLATION BLOC | 24G | IEC309 RANGE | 26F | IEC309 PLUGS/SOCK.O. | 10 | 20 | NR | 1668.7 | CCM | 212.33 | 165.83 | G | 8011564010598 | 8011564319073 | 8011564319080 | 85366990
GW62032H | CONNECTOR HP IP67 3P+E 16A 500V 7H | ZŁĄCZE HP IP67 3P+E 16A 500V 7H | 18.6 | 1 | NR | 18.2 | 1 | NR | 2.198% | OFFICIAL | 3BL24G26F6391DM100 | 30 | 3BL | INSTALLATION BLOC | 24G | IEC309 RANGE | 26F | IEC309 PLUGS/SOCK.O. | 1 | 15 | NR | 2224.933 | CCM | 257.605 | 216.544 | G | 8011564798571 | 8011564938267 | 8011564938267 | 85366990
GW62366 | IP67 10°P.RECEPTACLE 3P 16A 24V N.R | 10°GNIAZDO PODTYN.IP67 3P 16A 24V N.R | 18.6 | 1 | NR | 18.2 | 1 | NR | 2.198% | OFFICIAL | 3BL24G26F6431EL100 | 30 | 3BL | INSTALLATION BLOC | 24G | IEC309 RANGE | 26F | IEC309 PLUGS/SOCK.O. | 10 | 20 | NR | 954.75 | CCM | 182.05 | 163.845 | G | 8011564179370 | 8011564539037 | 8011564539044 | 85366990
GW62423 | IP67 10°W.RECEPTACLE 2P+E 16A 110V 4H | 10°GNIAZ NATYN.IP67 2P+E 16A 110V 4H | 18.6 | 1 | NR | 18.2 | 1 | NR | 2.198% | OFFICIAL | 3BL24G26F6451EQ100 | 30 | 3BL | INSTALLATION BLOC | 24G | IEC309 RANGE | 26F | IEC309 PLUGS/SOCK.O. | 1 | 20 | NR | 1886.5 | CCM | 321 | 256.15 | G | 8011564005488 | 8011564310919 | 8011564310919 | 85366990
GW62739H | CONNECTOR HP IP67 3P+E 16A >50V 10H | ZŁĄCZE HP IP67 3P+E 16A >50V 10H | 18.6 | 1 | NR | 18.2 | 1 | NR | 2.198% | OFFICIAL | 3BL24G26F6391DM100 | 30 | 3BL | INSTALLATION BLOC | 24G | IEC309 RANGE | 26F | IEC309 PLUGS/SOCK.O. | 1 | 15 | NR | 2224.933 | CCM | 257.605 | 216.544 | G | 8011564799998 | 8011564939684 | 8011564939684 | 85366990
GW62744H | CONNECTOR HP IP67 3P+E 16A 440÷460V 11H | ZŁĄCZE HP IP67 3P+E 16A 440÷460V 11H | 18.6 | 1 | NR | 18.2 | 1 | NR | 2.198% | OFFICIAL | 3BL24G26F6391DM100 | 30 | 3BL | INSTALLATION BLOC | 24G | IEC309 RANGE | 26F | IEC309 PLUGS/SOCK.O. | 1 | 15 | NR | 2224.933 | CCM | 257.605 | 216.544 | G | 8011564800045 | 8011564939738 | 8011564939738 | 85366990
GW60210 | IP44 APPL.INLET 3P+E 16A 500V 7H | WTYCZKA PR.POD.IP44 3P+E 16A 500V 7H | 14 | 1 | NR | 13.7 | 1 | NR | 2.19% | OFFICIAL | 3BL24G26F6351CO100 | 30 | 3BL | INSTALLATION BLOC | 24G | IEC309 RANGE | 26F | IEC309 PLUGS/SOCK.O. | 10 | 20 | NR | 1068.75 | CCM | 181.35 | 144.14 | G | 8011564009950 | 8011564317796 | 8011564317802 | 85366990
GW62274 | IP44 10°P.RECEPTACLE 2P 32A 24V N.R. | 10°GNIAZDO PODTYN.IP44 2P 32A 24V N.R. | 14 | 1 | NR | 13.7 | 1 | NR | 2.19% | OFFICIAL | 3BL24G26F6431EK100 | 30 | 3BL | INSTALLATION BLOC | 24G | IEC309 RANGE | 26F | IEC309 PLUGS/SOCK.O. | 10 | 20 | NR | 954.75 | CCM | 148.35 | 133.515 | G | 8011564008335 | 8011564314658 | 8011564314665 | 85366990
GW60066 | IP44 STD.PLUG 2P 16A 42V 12H | WTYCZKA IP44 STD. 2P 16A 42V 12H | 9.35 | 1 | NR | 9.15 | 1 | NR | 2.186% | OFFICIAL | 3BL24G26F6311C8100 | 30 | 3BL | INSTALLATION BLOC | 24G | IEC309 RANGE | 26F | IEC309 PLUGS/SOCK.O. | 10 | 20 | NR | 740.35 | CCM | 138.4 | 124.56 | G | 8011564011014 | 8011564319837 | 8011564319844 | 85366990
GW60127 | IP44 90°STD.PLUG 2P 16A 24V N.R. | WTYCZKA IP44 90° STD. 2P 16A 24V N.R. | 14.1 | 1 | NR | 13.8 | 1 | NR | 2.174% | OFFICIAL | 3BL24G26F6331CK100 | 30 | 3BL | INSTALLATION BLOC | 24G | IEC309 RANGE | 26F | IEC309 PLUGS/SOCK.O. | 10 | 40 | NR | 895.9 | CCM | 149.175 | 117.96 | G | 8011564011175 | 8011564320154 | 8011564320161 | 85366990
GW60135 | IP44 90°STD.PLUG 2P 16A CC 24/42V 10H | WTYCZKA IP44 90° STD. 2P 16A CC 24/42V 10H | 14.1 | 1 | NR | 13.8 | 1 | NR | 2.174% | OFFICIAL | 3BL24G26F6331CK100 | 30 | 3BL | INSTALLATION BLOC | 24G | IEC309 RANGE | 26F | IEC309 PLUGS/SOCK.O. | 10 | 20 | NR | 954.75 | CCM | 148.5 | 117.96 | G | 8011564011212 | 8011564320239 | 8011564320246 | 85366990
GW60136 | IP44 90°STD.PLUG 2P 32A 24V N.R. | WTYCZKA IP44 90° STD. 2P 32A 24V N.R. | 14.1 | 1 | NR | 13.8 | 1 | NR | 2.174% | OFFICIAL | 3BL24G26F6331CM100 | 30 | 3BL | INSTALLATION BLOC | 24G | IEC309 RANGE | 26F | IEC309 PLUGS/SOCK.O. | 10 | 20 | NR | 954.75 | CCM | 150 | 118.08 | G | 8011564011267 | 8011564320338 | 8011564320345 | 85366990
GW60138 | IP44 90°STD.PLUG 2P 32A 42V 12H | WTYCZKA IP44 90° STD. 2P 32A 42V 12H | 14.1 | 1 | NR | 13.8 | 1 | NR | 2.174% | OFFICIAL | 3BL24G26F6331CM100 | 30 | 3BL | INSTALLATION BLOC | 24G | IEC309 RANGE | 26F | IEC309 PLUGS/SOCK.O. | 10 | 20 | NR | 954.75 | CCM | 147.3 | 132.57 | G | 8011564011281 | 8011564320376 | 8011564320383 | 85366990
GW60264 | WATERTIGHT CAP FOR 16A 3P+E APPL.INLET | WODOSZ.OSŁONA,WTYCZKA PR.PROD.16A 3P+E | 2.35 | 1 | NR | 2.3 | 1 | NR | 2.174% | OFFICIAL | 3BL24G26F6381D0100 | 30 | 3BL | INSTALLATION BLOC | 24G | IEC309 RANGE | 26F | IEC309 PLUGS/SOCK.O. | 10 | 120 | NR | 333.017 | CCM | 42.125 | 37.913 | G | 8011564010956 | 8011564319714 | 8011564364691 | 85389099
GW60269 | WATERTIGHT COVER FOR 63A PLUGS | WODOSZCZELNA POKRYWA DO WTYCZEK 63A | 4.7 | 1 | NR | 4.6 | 1 | NR | 2.174% | OFFICIAL | 3BL24G26F6381D0100 | 30 | 3BL | INSTALLATION BLOC | 24G | IEC309 RANGE | 26F | IEC309 PLUGS/SOCK.O. | 5 | 40 | NR | 1525 | CCM | 100.996 | 82.045 | G | 8011564866126 | 8011564995116 | 8011564995123 | 85389099
GW62072 | IP44 CONNECTOR 2P 16A CC 24/42V 10H | ZŁĄCZE IP44 2P 16A CC 24/42V 10H | 14.1 | 1 | NR | 13.8 | 1 | NR | 2.174% | OFFICIAL | 3BL24G26F6391DU100 | 30 | 3BL | INSTALLATION BLOC | 24G | IEC309 RANGE | 26F | IEC309 PLUGS/SOCK.O. | 10 | 20 | NR | 954.75 | CCM | 183.4 | 165.06 | G | 8011564008106 | 8011564314191 | 8011564314207 | 85366990
GW62081 | IP44 CONNECTOR 2P 32A CC 24/42V 10H | ZŁĄCZE IP44 2P 32A CC 24/42V 10H | 14.1 | 1 | NR | 13.8 | 1 | NR | 2.174% | OFFICIAL | 3BL24G26F6391DW100 | 30 | 3BL | INSTALLATION BLOC | 24G | IEC309 RANGE | 26F | IEC309 PLUGS/SOCK.O. | 10 | 20 | NR | 954.75 | CCM | 180.8 | 146.91 | G | 8011564008199 | 8011564314375 | 8011564314382 | 85366990
GW62244H | 10°FLUSH.S.O. HP IP67 3P+E 32A 500V 7H | 10°PODT.GNIA HP IP67 3P+E 32A 500V 7H | 23.5 | 1 | NR | 23 | 1 | NR | 2.174% | OFFICIAL | 3BL24G26F6431EC100 | 30 | 3BL | INSTALLATION BLOC | 24G | IEC309 RANGE | 26F | IEC309 PLUGS/SOCK.O. | 1 | 15 | NR | 2224.933 | CCM | 289.041 | 247.98 | G | 8011564799585 | 8011564939271 | 8011564939271 | 85366990
GW62853H | 10°FLUSH.S.O. HP IP67 3P+E 32A 690V 5H | 10°PODT.GNIA HP IP67 3P+E 32A 690V 5H | 23.5 | 1 | NR | 23 | 1 | NR | 2.174% | OFFICIAL | 3BL24G26F6431EC100 | 30 | 3BL | INSTALLATION BLOC | 24G | IEC309 RANGE | 26F | IEC309 PLUGS/SOCK.O. | 1 | 15 | NR | 2224.933 | CCM | 289.041 | 247.98 | G | 8011564800809 | 8011564940499 | 8011564940499 | 85366990
GW60413 | IP44 90°APPL.INLET 3P+E 32A 110V 4H | WTYCZKA PR.POD.90° IP44 3P+E 32A 110V 4H | 18.9 | 1 | NR | 18.5 | 1 | NR | 2.162% | OFFICIAL | 3BL24G26F6371D4100 | 30 | 3BL | INSTALLATION BLOC | 24G | IEC309 RANGE | 26F | IEC309 PLUGS/SOCK.O. | 8 | 16 | NR | 1335.938 | CCM | 283.06 | 230.02 | G | 8011564010451 | 8011564318793 | 8011564318809 | 85366990
GW60416 | IP44 90°APPL.INLET 3P+E 32A 230V 9H | WTYCZKA PR.POD.90° IP44 3P+E 32A 230V 9H | 18.9 | 1 | NR | 18.5 | 1 | NR | 2.162% | OFFICIAL | 3BL24G26F6371D4100 | 30 | 3BL | INSTALLATION BLOC | 24G | IEC309 RANGE | 26F | IEC309 PLUGS/SOCK.O. | 8 | 16 | NR | 1335.938 | CCM | 273.5 | 246.15 | G | 8011564010482 | 8011564318854 | 8011564318861 | 85366990
GW60421 | IP44 90°APPL.INLET 3P+E 32A 500V 7H | WTYCZKA PR.POD.90° IP44 3P+E 32A 500V 7H | 18.9 | 1 | NR | 18.5 | 1 | NR | 2.162% | OFFICIAL | 3BL24G26F6371D4100 | 30 | 3BL | INSTALLATION BLOC | 24G | IEC309 RANGE | 26F | IEC309 PLUGS/SOCK.O. | 8 | 16 | NR | 1335.938 | CCM | 272.438 | 230.02 | G | 8011564010499 | 8011564318878 | 8011564318885 | 85366990
GW62018FH | CONNECTOR HP IP44 2P+E 32A 400V 9H FW | ZŁĄCZE HP IP44 2P+E 32A 400V 9H FW | 18.9 | 1 | NR | 18.5 | 1 | NR | 2.162% | OFFICIAL | 3BL24G26F6391DK100 | 30 | 3BL | INSTALLATION BLOC | 24G | IEC309 RANGE | 26F | IEC309 PLUGS/SOCK.O. | 1 | 15 | NR | 1441.15 | CCM | 291.607 | 261.315 | G | 8011564798311 | 8011564938007 | 8011564938007 | 85366990
GW62023FH | CONNECTOR HP IP67 2P+E 16A 110V 4H FW | ZŁĄCZE HP IP67 2P+E 16A 110V 4H FW | 18.9 | 1 | NR | 18.5 | 1 | NR | 2.162% | OFFICIAL | 3BL24G26F6401DN100 | 30 | 3BL | INSTALLATION BLOC | 24G | IEC309 RANGE | 26F | IEC309 PLUGS/SOCK.O. | 1 | 15 | NR | 1441.15 | CCM | 221.177 | 190.885 | G | 8011564798397 | 8011564938083 | 8011564938083 | 85366990
GW62221H | 10°FLUSH.S.O. HP IP44 3P+N+E 32A 400V 6H | 10°PODT.GNIA HP IP44 3P+N+E 32A 400V 6H | 14.2 | 1 | NR | 13.9 | 1 | NR | 2.158% | OFFICIAL | 3BL24G26F6431E8100 | 30 | 3BL | INSTALLATION BLOC | 24G | IEC309 RANGE | 26F | IEC309 PLUGS/SOCK.O. | 1 | 25 | NR | 1334.96 | CCM | 252.088 | 224.138 | G | 8011564799172 | 8011564938861 | 8011564938861 | 85366990
GW62230H | 10°FLUSH.S.O. HP IP67 2P+E 16A 400V 9H | 10°PODT.GNIA HP IP67 2P+E 16A 400V 9H | 14.2 | 1 | NR | 13.9 | 1 | NR | 2.158% | OFFICIAL | 3BL24G26F6431EA100 | 30 | 3BL | INSTALLATION BLOC | 24G | IEC309 RANGE | 26F | IEC309 PLUGS/SOCK.O. | 1 | 15 | NR | 1441.15 | CCM | 174.856 | 144.57 | G | 8011564799332 | 8011564939028 | 8011564939028 | 85366990
GW60124 | IP67 90°STD.PLUG 3P+N+E 32A 400V 6H | WTYCZKA IP67 90° STD. 3P+N+E 32A 400V 6H | 23.7 | 1 | NR | 23.2 | 1 | NR | 2.155% | OFFICIAL | 3BL24G26F6331CI100 | 30 | 3BL | INSTALLATION BLOC | 24G | IEC309 RANGE | 26F | IEC309 PLUGS/SOCK.O. | 8 | 16 | NR | 2085.875 | CCM | 345.5 | 310.95 | G | 8011564009806 | 8011564317499 | 8011564317505 | 85366990
GW62417 | IP44 10°W.RECEPTACLE 3P+N+T 32A 230V 9H | 10°GNIA.NATYN.IP44 3P+N+T 32A 230V 9H | 23.7 | 1 | NR | 23.2 | 1 | NR | 2.155% | OFFICIAL | 3BL24G26F6451EO100 | 30 | 3BL | INSTALLATION BLOC | 24G | IEC309 RANGE | 26F | IEC309 PLUGS/SOCK.O. | 1 | 16 | NR | 2358.125 | CCM | 408.813 | 327.54 | G | 8011564005037 | 8011564310070 | 8011564310070 | 85366990
GW62433 | IP67 10°W.RECEPTACLE 3P+N+T 16A 500V 7H | 10°GNIAZ NATYN.IP67 3P+N+T 16A 500V 7H | 23.7 | 1 | NR | 23.2 | 1 | NR | 2.155% | OFFICIAL | 3BL24G26F6451EQ100 | 30 | 3BL | INSTALLATION BLOC | 24G | IEC309 RANGE | 26F | IEC309 PLUGS/SOCK.O. | 1 | 20 | NR | 1886.5 | CCM | 365.9 | 310.84 | G | 8011564005549 | 8011564311039 | 8011564311039 | 85366990
GW62489 | IP44 90°W.RECEPTACLE 3P+E 32A 230V 9H | 90°GNIAZ NATYN.IP44 3P+E 32A 230V 9H | 23.7 | 1 | NR | 23.2 | 1 | NR | 2.155% | OFFICIAL | 3BL24G26F6471F2100 | 30 | 3BL | INSTALLATION BLOC | 24G | IEC309 RANGE | 26F | IEC309 PLUGS/SOCK.O. | 1 | 16 | NR | 3598.438 | CCM | 441.813 | 397.631 | G | 8011564004788 | 8011564309579 | 8011564309579 | 85366990
GW62494 | IP44 90°W.RECEPTACLE 3P+E 32A 500V 7H | 90°GNIAZ NATYN.IP44 3P+E 32A 500V 7H | 23.7 | 1 | NR | 23.2 | 1 | NR | 2.155% | OFFICIAL | 3BL24G26F6471F2100 | 30 | 3BL | INSTALLATION BLOC | 24G | IEC309 RANGE | 26F | IEC309 PLUGS/SOCK.O. | 1 | 16 | NR | 3598.438 | CCM | 470.25 | 423.225 | G | 8011564004795 | 8011564309593 | 8011564309593 | 85366990
GW62539 | IP44 90°W.RECEPTACLE 3P 16A 24V N.R. | 90°GNIAZ NATYN.IP44 3P 16A 24V N.R. | 23.7 | 1 | NR | 23.2 | 1 | NR | 2.155% | OFFICIAL | 3BL24G26F6471FC100 | 30 | 3BL | INSTALLATION BLOC | 24G | IEC309 RANGE | 26F | IEC309 PLUGS/SOCK.O. | 10 | 20 | NR | 1915.2 | CCM | 340.6 | 306.54 | G | 8011564008618 | 8011564315211 | 8011564315228 | 85366990
GW62541 | IP44 90°W.RECEPTACLE 3P 16A 42V 12H | 90°GNIAZ NATYN.IP44 3P 16A 42V 12H | 23.7 | 1 | NR | 23.2 | 1 | NR | 2.155% | OFFICIAL | 3BL24G26F6471FC100 | 30 | 3BL | INSTALLATION BLOC | 24G | IEC309 RANGE | 26F | IEC309 PLUGS/SOCK.O. | 10 | 20 | NR | 1915.2 | CCM | 341.85 | 296.34 | G | 8011564008632 | 8011564315259 | 8011564315266 | 85366990
GW62548 | IP44 90°W.RECEPTACLE 3P 32A 24V N.R. | 90°GNIAZ NATYN.IP44 3P 32A 24V N.R. | 23.7 | 1 | NR | 23.2 | 1 | NR | 2.155% | OFFICIAL | 3BL24G26F6471FE100 | 30 | 3BL | INSTALLATION BLOC | 24G | IEC309 RANGE | 26F | IEC309 PLUGS/SOCK.O. | 10 | 20 | NR | 1915.2 | CCM | 356.19 | 295.71 | G | 8011564008700 | 8011564315396 | 8011564315402 | 85366990
GW62550 | IP44 90°W.RECEPTACLE 3P 32A 42V 12H | 90°GNIAZ NATYN.IP44 3P 32A 42V 12H | 23.7 | 1 | NR | 23.2 | 1 | NR | 2.155% | OFFICIAL | 3BL24G26F6471FE100 | 30 | 3BL | INSTALLATION BLOC | 24G | IEC309 RANGE | 26F | IEC309 PLUGS/SOCK.O. | 10 | 20 | NR | 1915.2 | CCM | 356.37 | 295.89 | G | 8011564008724 | 8011564315433 | 8011564315440 | 85366990
GW62438 | IP67 10°W.RECEPTACLE 3P+E 32A 230V 9H | 10°GNIAZ NATYN.IP67 3P+E 32A 230V 9H | 33.3 | 1 | NR | 32.6 | 1 | NR | 2.147% | OFFICIAL | 3BL24G26F6451ES100 | 30 | 3BL | INSTALLATION BLOC | 24G | IEC309 RANGE | 26F | IEC309 PLUGS/SOCK.O. | 1 | 16 | NR | 2358.125 | CCM | 447.188 | 377.73 | G | 8011564005624 | 8011564311190 | 8011564311190 | 85366990
GW60442 | IP67 90°APPL.INLET 3P+N+E 32A 400V 6H | WTYCZ.PR.POD.90° IP67 3P+N+E 32A 400V 6H | 23.8 | 1 | NR | 23.3 | 1 | NR | 2.146% | OFFICIAL | 3BL24G26F6371D8100 | 30 | 3BL | INSTALLATION BLOC | 24G | IEC309 RANGE | 26F | IEC309 PLUGS/SOCK.O. | 8 | 16 | NR | 2394 | CCM | 395.5 | 355.95 | G | 8011564010659 | 8011564319196 | 8011564319202 | 85366990
GW60009FH | PLUG HP IP44 3P+N+E 16A 400V 6H FW | WTYCZKA HP IP44 3P+N+E 16A 400V 6H FW | 7.15 | 1 | NR | 7 | 1 | NR | 2.143% | OFFICIAL | 3BL24G26F6321BX100 | 30 | 3BL | INSTALLATION BLOC | 24G | IEC309 RANGE | 26F | IEC309 PLUGS/SOCK.O. | 1 | 50 | NR | 1220 | CCM | 238 | 238 | G | 8011564796676 | 8011564936362 | 8011564936362 | 85366990
GW60669H | PLUG HP IP67 3P+N+E 125A 690V 5H | WTYCZKA HP IP67 3P+N+E 125A 690V 5H | 143 | 1 | NR | 140 | 1 | NR | 2.143% | OFFICIAL | 3BL24G26F6311C6100 | 30 | 3BL | INSTALLATION BLOC | 24G | IEC309 RANGE | 26F | IEC309 PLUGS/SOCK.O. | 1 | 2 | NR | 10687.5 | CCM | 1.772 | 1.391 | KG | 8011564830264 | 8011564830264 | 8011564971257 | 85366990
GW60672H | PLUG HP IP67 3P+N+E 125A >50V 10H | WTYCZKA HP IP67 3P+N+E 125A >50V 10H | 143 | 1 | NR | 140 | 1 | NR | 2.143% | OFFICIAL | 3BL24G26F6311C6100 | 30 | 3BL | INSTALLATION BLOC | 24G | IEC309 RANGE | 26F | IEC309 PLUGS/SOCK.O. | 1 | 2 | NR | 10687.5 | CCM | 1.772 | 1.391 | KG | 8011564830295 | 8011564830295 | 8011564971288 | 85366990
GW60675H | PLUG HP IP67 3P+N+E 125A >50V 2H | WTYCZKA HP IP67 3P+N+E 125A >50V 2H | 143 | 1 | NR | 140 | 1 | NR | 2.143% | OFFICIAL | 3BL24G26F6311C6100 | 30 | 3BL | INSTALLATION BLOC | 24G | IEC309 RANGE | 26F | IEC309 PLUGS/SOCK.O. | 1 | 2 | NR | 10687.5 | CCM | 1.772 | 1.391 | KG | 8011564830325 | 8011564830325 | 8011564971318 | 85366990
GW60677H | PLUG HP IP67 3P+N+E 125A440÷460V11H | WTYCZKA HP IP67 3P+N+E 125A440÷460V11H | 143 | 1 | NR | 140 | 1 | NR | 2.143% | OFFICIAL | 3BL24G26F6311C6100 | 30 | 3BL | INSTALLATION BLOC | 24G | IEC309 RANGE | 26F | IEC309 PLUGS/SOCK.O. | 1 | 2 | NR | 10687.5 | CCM | 1.772 | 1.391 | KG | 8011564830349 | 8011564830349 | 8011564971332 | 85366990
GW62258H | 10°FLUSH.S.O.HP IP67 3P+N+E 125A 110V 4H | 10°PODT.GNIA.HP IP67 3P+N+E 125A 110V 4H | 143 | 1 | NR | 140 | 1 | NR | 2.143% | OFFICIAL | 3BL24G26F6431EG100 | 30 | 3BL | INSTALLATION BLOC | 24G | IEC309 RANGE | 26F | IEC309 PLUGS/SOCK.O. | 1 | 2 | NR | 8079.75 | CCM | 1.444 | 1.112 | KG | 8011564829930 | 8011564829930 | 8011564970915 | 85366990
GW60026H | PLUG HP IP67 2P+E 16A 230V 6H | WTYCZKA HP IP67 2P+E 16A 230V 6H | 7.2 | 1 | NR | 7.05 | 1 | NR | 2.128% | OFFICIAL | 3BL24G26F6311C0100 | 30 | 3BL | INSTALLATION BLOC | 24G | IEC309 RANGE | 26F | IEC309 PLUGS/SOCK.O. | 1 | 50 | NR | 924.42 | CCM | 165 | 148.5 | G | 8011564796980 | 8034035465734 | 8034035465734 | 85366990
GW60075 | IP44 STD.PLUG 2P 32A 42V 12H | WTYCZKA IP44 STD. 2P 32A 42V 12H | 9.6 | 1 | NR | 9.4 | 1 | NR | 2.128% | OFFICIAL | 3BL24G26F6311CA100 | 30 | 3BL | INSTALLATION BLOC | 24G | IEC309 RANGE | 26F | IEC309 PLUGS/SOCK.O. | 10 | 20 | NR | 740.35 | CCM | 142.4 | 128.16 | G | 8011564011106 | 8011564320017 | 8011564320024 | 85366990
GW60086 | IP44 90°STD.PLUG 3P+E 16A 230V 9H | WTYCZKA IP44 90° STD. 3P+E 16A 230V 9H | 9.6 | 1 | NR | 9.4 | 1 | NR | 2.128% | OFFICIAL | 3BL24G26F6331CC100 | 30 | 3BL | INSTALLATION BLOC | 24G | IEC309 RANGE | 26F | IEC309 PLUGS/SOCK.O. | 10 | 20 | NR | 954.75 | CCM | 171.5 | 154.35 | G | 8011564009165 | 8011564316270 | 8011564316287 | 85366990
GW62026H | CONNECTOR HP IP67 2P+E 16A 230V 6H | ZŁĄCZE HP IP67 2P+E 16A 230V 6H | 9.6 | 1 | NR | 9.4 | 1 | NR | 2.128% | OFFICIAL | 3BL24G26F6391DM100 | 30 | 3BL | INSTALLATION BLOC | 24G | IEC309 RANGE | 26F | IEC309 PLUGS/SOCK.O. | 1 | 50 | NR | 1220 | CCM | 208.577 | 189.447 | G | 8011564798465 | 8011564938151 | 8011564938151 | 85366990
GW60216 | IP44 APPL.INLET 3P+E 32A 230V 9H | WTYCZKA PR.POD.IP44 3P+E 32A 230V 9H | 19.3 | 1 | NR | 18.9 | 1 | NR | 2.116% | OFFICIAL | 3BL24G26F6351CQ100 | 30 | 3BL | INSTALLATION BLOC | 24G | IEC309 RANGE | 26F | IEC309 PLUGS/SOCK.O. | 8 | 16 | NR | 2085.875 | CCM | 269.563 | 242.606 | G | 8011564010048 | 8011564317970 | 8011564317987 | 85366990
GW60221 | IP44 APPL.INLET 3P+E 32A 500V 7H | WTYCZKA PR.POD.IP44 3P+E 32A 500V 7H | 19.3 | 1 | NR | 18.9 | 1 | NR | 2.116% | OFFICIAL | 3BL24G26F6351CQ100 | 30 | 3BL | INSTALLATION BLOC | 24G | IEC309 RANGE | 26F | IEC309 PLUGS/SOCK.O. | 8 | 16 | NR | 2085.875 | CCM | 266.313 | 239.681 | G | 8011564010055 | 8011564317994 | 8011564318007 | 85366990
GW62217FH | 10°FLUS.S.O. HP IP44 3P+E 32A 230V 9H FW | 10°PODT.GNIA HP IP44 3P+E 32A 230V9H FW | 19.3 | 1 | NR | 18.9 | 1 | NR | 2.116% | OFFICIAL | 3BL24G26F6431E8100 | 30 | 3BL | INSTALLATION BLOC | 24G | IEC309 RANGE | 26F | IEC309 PLUGS/SOCK.O. | 1 | 15 | NR | 1441.15 | CCM | 237.125 | 194.08 | G | 8011564799080 | 8011564938779 | 8011564938779 | 85366990
GW60057H | PLUG HP IP67 3P+N+E 125A 110V 4H | WTYCZKA HP IP67 3P+N+E 125A 110V 4H | 145 | 1 | NR | 142 | 1 | NR | 2.113% | OFFICIAL | 3BL24G26F6311C6100 | 30 | 3BL | INSTALLATION BLOC | 24G | IEC309 RANGE | 26F | IEC309 PLUGS/SOCK.O. | 1 | 2 | NR | 10687.5 | CCM | 1.772 | 1.391 | KG | 8011564830158 | 8011564830158 | 8011564971141 | 85366990
GW60063H | PLUG HP IP67 3P+N+E 125A 500V 7H | WTYCZKA HP IP67 3P+N+E 125A 500V 7H | 145 | 1 | NR | 142 | 1 | NR | 2.113% | OFFICIAL | 3BL24G26F6311C6100 | 30 | 3BL | INSTALLATION BLOC | 24G | IEC309 RANGE | 26F | IEC309 PLUGS/SOCK.O. | 1 | 2 | NR | 10687.5 | CCM | 1.772 | 1.391 | KG | 8011564830240 | 8011564830240 | 8011564971233 | 85366990
GW60101 | IP44 90°STD.PLUG 3P+E 32A 400V 6H | WTYCZKA IP44 90° STD. 3P+E 32A 400V 6H | 14.5 | 1 | NR | 14.2 | 1 | NR | 2.113% | OFFICIAL | 3BL24G26F6331CE100 | 30 | 3BL | INSTALLATION BLOC | 24G | IEC309 RANGE | 26F | IEC309 PLUGS/SOCK.O. | 8 | 16 | NR | 1335.938 | CCM | 257.938 | 232.144 | G | 8011564009202 | 8011564316355 | 8011564316362 | 85366990
GW60111 | IP67 90°STD.PLUG 2P+E 16A 400V 9H | WTYCZKA IP67 90° STD. 2P+E 16A 400V 9H | 14.5 | 1 | NR | 14.2 | 1 | NR | 2.113% | OFFICIAL | 3BL24G26F6331CG100 | 30 | 3BL | INSTALLATION BLOC | 24G | IEC309 RANGE | 26F | IEC309 PLUGS/SOCK.O. | 10 | 20 | NR | 954.75 | CCM | 156.9 | 125.85 | G | 8011564009745 | 8011564317376 | 8011564317383 | 85366990
GW62007H | CONNECTOR HP IP44 2P+E 16A 400V 9H | ZŁĄCZE HP IP44 2P+E 16A 400V 9H | 7.25 | 1 | NR | 7.1 | 1 | NR | 2.113% | OFFICIAL | 3BL24G26F6391DI100 | 30 | 3BL | INSTALLATION BLOC | 24G | IEC309 RANGE | 26F | IEC309 PLUGS/SOCK.O. | 1 | 15 | NR | 1441.15 | CCM | 187.104 | 156.815 | G | 8011564798120 | 8011564937819 | 8011564937819 | 85366990
GW62014H | CONNECTOR HP IP44 3P+N+E 32A 110V 4H | ZŁĄCZE HP IP44 3P+N+E 32A 110V 4H | 14.5 | 1 | NR | 14.2 | 1 | NR | 2.113% | OFFICIAL | 3BL24G26F6391DK100 | 30 | 3BL | INSTALLATION BLOC | 24G | IEC309 RANGE | 26F | IEC309 PLUGS/SOCK.O. | 1 | 15 | NR | 2224.933 | CCM | 393.454 | 352.365 | G | 8011564798243 | 8011564937932 | 8011564937932 | 85366990
GW62023H | CONNECTOR HP IP67 2P+E 16A 110V 4H | ZŁĄCZE HP IP67 2P+E 16A 110V 4H | 14.5 | 1 | NR | 14.2 | 1 | NR | 2.113% | OFFICIAL | 3BL24G26F6391DM100 | 30 | 3BL | INSTALLATION BLOC | 24G | IEC309 RANGE | 26F | IEC309 PLUGS/SOCK.O. | 1 | 50 | NR | 1220 | CCM | 208.577 | 189.447 | G | 8011564798403 | 8011564938090 | 8011564938090 | 85366990
GW62067 | IP44 CONNECTOR 3P 16A 42V 12H | ZŁĄCZE IP44 3P 16A 42V 12H | 14.5 | 1 | NR | 14.2 | 1 | NR | 2.113% | OFFICIAL | 3BL24G26F6391DU100 | 30 | 3BL | INSTALLATION BLOC | 24G | IEC309 RANGE | 26F | IEC309 PLUGS/SOCK.O. | 10 | 20 | NR | 954.75 | CCM | 199.75 | 158.2 | G | 8011564008090 | 8011564314177 | 8011564314184 | 85366990
GW62204 | IP44 10°P.RECEPTACLE 2P+E 16A 230V 6H | IP44 10°GNIAZDO PODTYN.2P+E 16A 230V 6H | 7.25 | 1 | NR | 7.1 | 1 | NR | 2.113% | OFFICIAL | 3BL24G26F6431E6100 | 30 | 3BL | INSTALLATION BLOC | 24G | IEC309 RANGE | 26F | IEC309 PLUGS/SOCK.O. | 10 | 100 | NR | 653.063 | CCM | 126 | 107.674 | G | 8011564004054 | 8011564308176 | 8011564308183 | 85366990
GW62205H | 10°FLUSH.S.O. HP IP44 2P+E 16A 230V 6H | 10°PODT.GNIA HP IP44 2P+E 16A 230V 6H | 7.25 | 1 | NR | 7.1 | 1 | NR | 2.113% | OFFICIAL | 3BL24G26F6431E6100 | 30 | 3BL | INSTALLATION BLOC | 24G | IEC309 RANGE | 26F | IEC309 PLUGS/SOCK.O. | 1 | 50 | NR | 904.704 | CCM | 129.221 | 106.365 | G | 8011564798878 | 8034035465673 | 8034035465673 | 85366990
GW62402 | IP44 10°W.RECEPTACLE 3P+E 16A 110V 4H | 10°GNIAZ NATYN.IP44 3P+E 16A 110V 4H | 14.5 | 1 | NR | 14.2 | 1 | NR | 2.113% | OFFICIAL | 3BL24G26F6451EM100 | 30 | 3BL | INSTALLATION BLOC | 24G | IEC309 RANGE | 26F | IEC309 PLUGS/SOCK.O. | 1 | 20 | NR | 1886.5 | CCM | 290.3 | 261.27 | G | 8011564004887 | 8011564309777 | 8011564309777 | 85366990
GW62410 | IP44 10°W.RECEPTACLE 3P+E 16A 500V 7H | 10°GNIAZ NATYN.IP44 3P+E 16A 500V 7H | 14.5 | 1 | NR | 14.2 | 1 | NR | 2.113% | OFFICIAL | 3BL24G26F6451EM100 | 30 | 3BL | INSTALLATION BLOC | 24G | IEC309 RANGE | 26F | IEC309 PLUGS/SOCK.O. | 1 | 20 | NR | 1886.5 | CCM | 288.5 | 259.65 | G | 8011564004924 | 8011564309852 | 8011564309852 | 85366990
GW62001FH | CONNECTOR HP IP44 2P+E 16A 110V 4H FW | ZŁĄCZE HP IP44 2P+E 16A 110V 4H FW | 9.7 | 1 | NR | 9.5 | 1 | NR | 2.105% | OFFICIAL | 3BL24G26F6401DJ100 | 30 | 3BL | INSTALLATION BLOC | 24G | IEC309 RANGE | 26F | IEC309 PLUGS/SOCK.O. | 1 | 15 | NR | 1441.15 | CCM | 194.574 | 164.285 | G | 8011564797994 | 8011564937680 | 8011564937680 | 85366990
GW62036H | CONNECTOR HP IP67 3P+N+E 32A 110V 4H | ZŁĄCZE HP IP67 3P+N+E 32A 110V 4H | 29.2 | 1 | NR | 28.6 | 1 | NR | 2.098% | OFFICIAL | 3BL24G26F6391DO100 | 30 | 3BL | INSTALLATION BLOC | 24G | IEC309 RANGE | 26F | IEC309 PLUGS/SOCK.O. | 1 | 15 | NR | 2224.933 | CCM | 426.766 | 385.705 | G | 8011564798649 | 8011564938335 | 8011564938335 | 85366990
GW60012H | PLUG HP IP44 2P+E 32A 110V 4H | WTYCZKA HP IP44 2P+E 32A 110V 4H | 7.3 | 1 | NR | 7.15 | 1 | NR | 2.098% | OFFICIAL | 3BL24G26F6311BY100 | 30 | 3BL | INSTALLATION BLOC | 24G | IEC309 RANGE | 26F | IEC309 PLUGS/SOCK.O. | 1 | 15 | NR | 1441.15 | CCM | 266.469 | 236.177 | G | 8011564796720 | 8011564936416 | 8011564936416 | 85366990
GW60718H | PLUG HP IP44 2P+E 32A 500V 7H | WTYCZKA HP IP44 2P+E 32A 500V 7H | 7.3 | 1 | NR | 7.15 | 1 | NR | 2.098% | OFFICIAL | 3BL24G26F6311BY100 | 30 | 3BL | INSTALLATION BLOC | 24G | IEC309 RANGE | 26F | IEC309 PLUGS/SOCK.O. | 1 | 15 | NR | 1441.15 | CCM | 266.469 | 236.177 | G | 8011564797499 | 8011564937185 | 8011564937185 | 85366990
GW60721H | PLUG HP IP44 2P+E 32A >50V 10H | WTYCZKA HP IP44 2P+E 32A >50V 10H | 7.3 | 1 | NR | 7.15 | 1 | NR | 2.098% | OFFICIAL | 3BL24G26F6311BY100 | 30 | 3BL | INSTALLATION BLOC | 24G | IEC309 RANGE | 26F | IEC309 PLUGS/SOCK.O. | 1 | 15 | NR | 1441.15 | CCM | 266.469 | 236.177 | G | 8011564797529 | 8011564937215 | 8011564937215 | 85366990
GW60724H | PLUG HP IP44 2P+E 32A >50V 2H | WTYCZKA HP IP44 2P+E 32A >50V 2H | 7.3 | 1 | NR | 7.15 | 1 | NR | 2.098% | OFFICIAL | 3BL24G26F6311BY100 | 30 | 3BL | INSTALLATION BLOC | 24G | IEC309 RANGE | 26F | IEC309 PLUGS/SOCK.O. | 1 | 15 | NR | 1441.15 | CCM | 266.469 | 236.177 | G | 8011564797550 | 8011564937246 | 8011564937246 | 85366990
GW60731H | PLUG HP IP44 2P+E 32A TRASF.12H | WTYCZKA HP IP44 2P+E 32A TRASF.12H | 7.3 | 1 | NR | 7.15 | 1 | NR | 2.098% | OFFICIAL | 3BL24G26F6311BY100 | 30 | 3BL | INSTALLATION BLOC | 24G | IEC309 RANGE | 26F | IEC309 PLUGS/SOCK.O. | 1 | 15 | NR | 1441.15 | CCM | 266.469 | 236.177 | G | 8011564797628 | 8011564937314 | 8011564937314 | 85366990
GW60733H | PLUG HP IP44 2P+E 32A >50÷250 Vcc 3H | WTYCZKA HP IP44 2P+E 32A >50÷250 Vcc 3H | 7.3 | 1 | NR | 7.15 | 1 | NR | 2.098% | OFFICIAL | 3BL24G26F6311BY100 | 30 | 3BL | INSTALLATION BLOC | 24G | IEC309 RANGE | 26F | IEC309 PLUGS/SOCK.O. | 1 | 15 | NR | 1441.15 | CCM | 266.469 | 236.177 | G | 8011564797642 | 8011564937338 | 8011564937338 | 85366990
GW60734H | PLUG HP IP44 2P+E 32A >250Vcc 8H | WTYCZKA HP IP44 2P+E 32A >250Vcc 8H | 7.3 | 1 | NR | 7.15 | 1 | NR | 2.098% | OFFICIAL | 3BL24G26F6311BY100 | 30 | 3BL | INSTALLATION BLOC | 24G | IEC309 RANGE | 26F | IEC309 PLUGS/SOCK.O. | 1 | 15 | NR | 1441.15 | CCM | 266.469 | 236.177 | G | 8011564797659 | 8011564937345 | 8011564937345 | 85366990
GW62801H | 10°FLUSH.S.O. HP IP44 2P+E 16A 500V 7H | 10°PODT.GNIA HP IP44 2P+E 16A 500V 7H | 7.3 | 1 | NR | 7.15 | 1 | NR | 2.098% | OFFICIAL | 3BL24G26F6431E6100 | 30 | 3BL | INSTALLATION BLOC | 24G | IEC309 RANGE | 26F | IEC309 PLUGS/SOCK.O. | 1 | 15 | NR | 1441.15 | CCM | 146.976 | 116.69 | G | 8011564800281 | 8011564939974 | 8011564939974 | 85366990
GW62807H | 10°FLUSH.S.O. HP IP44 2P+E 16A >50V 2H | 10°PODT.GNIA HP IP44 2P+E 16A >50V 2H | 7.3 | 1 | NR | 7.15 | 1 | NR | 2.098% | OFFICIAL | 3BL24G26F6431E6100 | 30 | 3BL | INSTALLATION BLOC | 24G | IEC309 RANGE | 26F | IEC309 PLUGS/SOCK.O. | 1 | 15 | NR | 1441.15 | CCM | 146.976 | 116.69 | G | 8011564800342 | 8011564940031 | 8011564940031 | 85366990
GW62814H | 10°FLUSH.S.O. HP IP44 2P+E 16A TRASF.12H | 10°PODT.GNIA HP IP44 2P+E 16A TRASF.12H | 7.3 | 1 | NR | 7.15 | 1 | NR | 2.098% | OFFICIAL | 3BL24G26F6431E6100 | 30 | 3BL | INSTALLATION BLOC | 24G | IEC309 RANGE | 26F | IEC309 PLUGS/SOCK.O. | 1 | 15 | NR | 1441.15 | CCM | 146.976 | 116.69 | G | 8011564800410 | 8011564940109 | 8011564940109 | 85366990
GW62816H | 10°FL.S.O. HP IP44 2P+E 16A >50÷250Vcc3H | 10°PODT.GN HP IP44 2P+E 16A >50÷250Vcc3H | 7.3 | 1 | NR | 7.15 | 1 | NR | 2.098% | OFFICIAL | 3BL24G26F6431E6100 | 30 | 3BL | INSTALLATION BLOC | 24G | IEC309 RANGE | 26F | IEC309 PLUGS/SOCK.O. | 1 | 15 | NR | 1441.15 | CCM | 146.976 | 116.69 | G | 8011564800434 | 8011564940123 | 8011564940123 | 85366990
GW63021H | CONNECTOR HP IP44 3P+N+E 63A 400V 6H | ZŁĄCZE HP IP44 3P+N+E 63A 400V 6H | 39.1 | 1 | NR | 38.3 | 1 | NR | 2.089% | OFFICIAL | 3BL24G26F6391DL100 | 30 | 3BL | INSTALLATION BLOC | 24G | IEC309 RANGE | 26F | IEC309 PLUGS/SOCK.O. | 1 | 4 | NR | 4773.75 | CCM | 923.625 | 800.189 | G | 8011564829442 | 8011564829442 | 8011564970359 | 85366990
GW60027WH | PLUG HP IP67 3P+E 16A 230V 9H INVER. | WTYCZKA HP IP67 3P+E 16A 230V 9H IN.FAZ | 19.6 | 1 | NR | 19.2 | 1 | NR | 2.083% | OFFICIAL | 3BL24G26F6361CJ100 | 30 | 3BL | INSTALLATION BLOC | 24G | IEC309 RANGE | 26F | IEC309 PLUGS/SOCK.O. | 1 | 15 | NR | 1441.15 | CCM | 231.279 | 195.858 | G | 8011564870437 | 8011564996342 | 8011564996342 | 85366990
GW60039WH | PLUG HP IP67 3P+N+E 32A 230V 9H INVER. | WTYCZ. HP IP67 3P+N+E 32A 230V 9H IN.FAZ | 34.3 | 1 | NR | 33.6 | 1 | NR | 2.083% | OFFICIAL | 3BL24G26F6361CL100 | 30 | 3BL | INSTALLATION BLOC | 24G | IEC309 RANGE | 26F | IEC309 PLUGS/SOCK.O. | 1 | 15 | NR | 2224.933 | CCM | 362.718 | 316.147 | G | 8011564870482 | 8011564996397 | 8011564996397 | 85366990
GW60085 | IP44 90°STD.PLUG 2P+E 16A 230V 6H | WTYCZKA IP44 90° STD. 2P+E 16A 230V 6H | 7.35 | 1 | NR | 7.2 | 1 | NR | 2.083% | OFFICIAL | 3BL24G26F6331CC100 | 30 | 3BL | INSTALLATION BLOC | 24G | IEC309 RANGE | 26F | IEC309 PLUGS/SOCK.O. | 10 | 40 | NR | 491.4 | CCM | 123.8 | 111.42 | G | 8011564009097 | 8011564316133 | 8011564316140 | 85366990
GW60439 | IP67 90°APPL.INLET 3P+N+E 32A 230V 9H | WTYCZ.PR.POD.90° IP67 3P+N+E 32A 230V 9H | 29.4 | 1 | NR | 28.8 | 1 | NR | 2.083% | OFFICIAL | 3BL24G26F6371D8100 | 30 | 3BL | INSTALLATION BLOC | 24G | IEC309 RANGE | 26F | IEC309 PLUGS/SOCK.O. | 8 | 16 | NR | 2394 | CCM | 370.875 | 333.788 | G | 8011564010888 | 8011564319592 | 8011564319608 | 85366990
GW60444 | IP67 90°APPL.INLET 3P+N+E 32A 500V 7H | WTYCZ.PR.POD.90° IP67 3P+N+E 32A 500V 7H | 29.4 | 1 | NR | 28.8 | 1 | NR | 2.083% | OFFICIAL | 3BL24G26F6371D8100 | 30 | 3BL | INSTALLATION BLOC | 24G | IEC309 RANGE | 26F | IEC309 PLUGS/SOCK.O. | 8 | 16 | NR | 2394 | CCM | 387.938 | 325.55 | G | 8011564010895 | 8011564319615 | 8011564319622 | 85366990
GW60465 | IP44 90°APPL.INLET 3P 16A 24V N.R. | WTYCZKA PR.POD.IP44 90° 3P 16A 24V N.R. | 14.7 | 1 | NR | 14.4 | 1 | NR | 2.083% | OFFICIAL | 3BL24G26F6371DE100 | 30 | 3BL | INSTALLATION BLOC | 24G | IEC309 RANGE | 26F | IEC309 PLUGS/SOCK.O. | 10 | 20 | NR | 954.75 | CCM | 178.8 | 160.92 | G | 8011564011540 | 8011564320895 | 8011564320901 | 85366990
GW60474 | IP44 90°APPL.INLET 3P 32A 24V N.R. | WTYCZKA PR.POD.IP44 90° 3P 32A 24V N.R. | 14.7 | 1 | NR | 14.4 | 1 | NR | 2.083% | OFFICIAL | 3BL24G26F6371DG100 | 30 | 3BL | INSTALLATION BLOC | 24G | IEC309 RANGE | 26F | IEC309 PLUGS/SOCK.O. | 10 | 20 | NR | 954.75 | CCM | 173.2 | 146.28 | G | 8011564011632 | 8011564321076 | 8011564321083 | 85366990
GW60476 | IP44 90°APPL.INLET 3P 32A 42V 12H | WTYCZKA PR.POD.IP44 90° 3P 32A 42V 12H | 14.7 | 1 | NR | 14.4 | 1 | NR | 2.083% | OFFICIAL | 3BL24G26F6371DG100 | 30 | 3BL | INSTALLATION BLOC | 24G | IEC309 RANGE | 26F | IEC309 PLUGS/SOCK.O. | 10 | 20 | NR | 954.75 | CCM | 171.95 | 146.28 | G | 8011564011656 | 8011564321113 | 8011564321120 | 85366990
GW62214FH | 10°FLUS.S.O. HP IP44 3P+E 32A 110V 4H FW | 10°PODT.GNIA HP IP44 3P+E 32A 110V4H FW | 19.6 | 1 | NR | 19.2 | 1 | NR | 2.083% | OFFICIAL | 3BL24G26F6431E8100 | 30 | 3BL | INSTALLATION BLOC | 24G | IEC309 RANGE | 26F | IEC309 PLUGS/SOCK.O. | 1 | 15 | NR | 1441.15 | CCM | 237.125 | 194.08 | G | 8011564799028 | 8011564938717 | 8011564938717 | 85366990
GW62227H | 10°FLUSH.S.O. HP IP67 2P+E 16A 230V 6H | 10°PODT.GNIA HP IP67 2P+E 16A 230V 6H | 9.85 | 1 | NR | 9.65 | 1 | NR | 2.073% | OFFICIAL | 3BL24G26F6431EA100 | 30 | 3BL | INSTALLATION BLOC | 24G | IEC309 RANGE | 26F | IEC309 PLUGS/SOCK.O. | 1 | 50 | NR | 904.704 | CCM | 147.34 | 132.606 | G | 8011564799271 | 8034035465659 | 8034035465659 | 85366990
GW62017H | CONNECTOR HP IP44 3P+N+E 32A 230V 9H | ZŁĄCZE HP IP44 3P+N+E 32A 230V 9H | 14.8 | 1 | NR | 14.5 | 1 | NR | 2.069% | OFFICIAL | 3BL24G26F6391DK100 | 30 | 3BL | INSTALLATION BLOC | 24G | IEC309 RANGE | 26F | IEC309 PLUGS/SOCK.O. | 1 | 15 | NR | 2224.933 | CCM | 393.454 | 352.365 | G | 8011564798304 | 8011564937994 | 8011564937994 | 85366990
GW62265 | IP44 10°P.RECEPTACLE 2P 16A 24V N.R. | 10°GNIAZDO PODTYN.IP44 2P 16A 24V N.R. | 14.8 | 1 | NR | 14.5 | 1 | NR | 2.069% | OFFICIAL | 3BL24G26F6431EI100 | 30 | 3BL | INSTALLATION BLOC | 24G | IEC309 RANGE | 26F | IEC309 PLUGS/SOCK.O. | 10 | 40 | NR | 895.9 | CCM | 137.725 | 112.359 | G | 8011564008243 | 8011564314474 | 8011564314481 | 85366990
GW62842H | 10°FLUSH.S.O. HP IP67 3P+E 16A >50V 2H | 10°PODT.GNIA HP IP67 3P+E 16A >50V 2H | 14.8 | 1 | NR | 14.5 | 1 | NR | 2.069% | OFFICIAL | 3BL24G26F6431EA100 | 30 | 3BL | INSTALLATION BLOC | 24G | IEC309 RANGE | 26F | IEC309 PLUGS/SOCK.O. | 1 | 15 | NR | 1441.15 | CCM | 195.445 | 165.159 | G | 8011564800694 | 8011564940383 | 8011564940383 | 85366990
GW62844H | 10°FL.S.O. HP IP67 3P+E 16A 440÷460V11H | 10°PODT.GN HP IP67 3P+E 16A 440÷460V11H | 14.8 | 1 | NR | 14.5 | 1 | NR | 2.069% | OFFICIAL | 3BL24G26F6431EA100 | 30 | 3BL | INSTALLATION BLOC | 24G | IEC309 RANGE | 26F | IEC309 PLUGS/SOCK.O. | 1 | 15 | NR | 1441.15 | CCM | 195.445 | 165.159 | G | 8011564800717 | 8011564940406 | 8011564940406 | 85366990
GW62846H | 10°FLUSH.S.O.HP IP67 3P+E 16A 380/440V3H | 10°GNIA.PODT.HP IP67 3P+E 16A 380/440V3H | 14.8 | 1 | NR | 14.5 | 1 | NR | 2.069% | OFFICIAL | 3BL24G26F6431EA100 | 30 | 3BL | INSTALLATION BLOC | 24G | IEC309 RANGE | 26F | IEC309 PLUGS/SOCK.O. | 1 | 15 | NR | 1441.15 | CCM | 195.445 | 165.159 | G | 8011564800731 | 8011564940420 | 8011564940420 | 85366990
GW62849H | 10°FLUSH.S.O. HP IP67 3P+E 16A TRASF.12H | 10°PODT.GNIA HP IP67 3P+E 16A TRASF.12H | 14.8 | 1 | NR | 14.5 | 1 | NR | 2.069% | OFFICIAL | 3BL24G26F6431EA100 | 30 | 3BL | INSTALLATION BLOC | 24G | IEC309 RANGE | 26F | IEC309 PLUGS/SOCK.O. | 1 | 15 | NR | 1441.15 | CCM | 195.445 | 165.159 | G | 8011564800762 | 8011564940451 | 8011564940451 | 85366990
GW60117 | IP67 90°STD.PLUG 3P+E 32A 110V 4H | WTYCZKA IP67 90° STD. 3P+E 32A 110V 4H | 24.7 | 1 | NR | 24.2 | 1 | NR | 2.066% | OFFICIAL | 3BL24G26F6331CI100 | 30 | 3BL | INSTALLATION BLOC | 24G | IEC309 RANGE | 26F | IEC309 PLUGS/SOCK.O. | 8 | 16 | NR | 2085.875 | CCM | 312.78 | 242.02 | G | 8011564009820 | 8011564317536 | 8011564317543 | 85366990
GW60098 | IP44 90°STD.PLUG 3P+N+E 32A 230V 9H | WTYCZKA IP44 90° STD. 3P+N+E 32A 230V 9H | 19.8 | 1 | NR | 19.4 | 1 | NR | 2.062% | OFFICIAL | 3BL24G26F6331CE100 | 30 | 3BL | INSTALLATION BLOC | 24G | IEC309 RANGE | 26F | IEC309 PLUGS/SOCK.O. | 8 | 16 | NR | 1335.938 | CCM | 279.375 | 251.438 | G | 8011564009288 | 8011564316515 | 8011564316522 | 85366990
GW60005FH | PLUG HP IP44 3P+E 16A 230V 9H FW | WTYCZKA HP IP44 3P+E 16A 230V 9H FW | 7.45 | 1 | NR | 7.3 | 1 | NR | 2.055% | OFFICIAL | 3BL24G26F6321BX100 | 30 | 3BL | INSTALLATION BLOC | 24G | IEC309 RANGE | 26F | IEC309 PLUGS/SOCK.O. | 1 | 15 | NR | 1441.15 | CCM | 193.649 | 163.36 | G | 8011564796591 | 8011564936287 | 8011564936287 | 85366990
GW60113 | IP67 90°STD.PLUG 3P+N+E 16A 400V 6H | WTYCZKA IP67 90° STD. 3P+N+E 16A 400V 6H | 14.9 | 1 | NR | 14.6 | 1 | NR | 2.055% | OFFICIAL | 3BL24G26F6331CG100 | 30 | 3BL | INSTALLATION BLOC | 24G | IEC309 RANGE | 26F | IEC309 PLUGS/SOCK.O. | 10 | 40 | NR | 1343.775 | CCM | 226.125 | 194.57 | G | 8011564009707 | 8011564317291 | 8011564317307 | 85366990
GW60131 | IP44 90°STD.PLUG 2P 16A 24/42V 4H | WTYCZKA IP44 90° STD. 2P 16A 24/42V 4H | 14.9 | 1 | NR | 14.6 | 1 | NR | 2.055% | OFFICIAL | 3BL24G26F6331CK100 | 30 | 3BL | INSTALLATION BLOC | 24G | IEC309 RANGE | 26F | IEC309 PLUGS/SOCK.O. | 10 | 20 | NR | 954.75 | CCM | 149.1 | 134.19 | G | 8011564011229 | 8011564320253 | 8011564320260 | 85366990
GW60133 | IP44 90°STD.PLUG 2P 16A 24/42V 11H | WTYCZKA IP44 90° STD. 2P 16A 24/42V 11H | 14.9 | 1 | NR | 14.6 | 1 | NR | 2.055% | OFFICIAL | 3BL24G26F6331CK100 | 30 | 3BL | INSTALLATION BLOC | 24G | IEC309 RANGE | 26F | IEC309 PLUGS/SOCK.O. | 10 | 20 | NR | 954.75 | CCM | 149.4 | 118.61 | G | 8011564011243 | 8011564320291 | 8011564320307 | 85366990
GW60137 | IP44 90°STD.PLUG 3P 32A 24V N.R. | WTYCZKA IP44 90° STD. 3P 32A 24V N.R. | 14.9 | 1 | NR | 14.6 | 1 | NR | 2.055% | OFFICIAL | 3BL24G26F6331CM100 | 30 | 3BL | INSTALLATION BLOC | 24G | IEC309 RANGE | 26F | IEC309 PLUGS/SOCK.O. | 10 | 20 | NR | 954.75 | CCM | 166.6 | 136.46 | G | 8011564011274 | 8011564320352 | 8011564320369 | 85366990
GW60139 | IP44 90°STD.PLUG 3P 32A 42V 12H | WTYCZKA IP44 90° STD. 3P 32A 42V 12H | 14.9 | 1 | NR | 14.6 | 1 | NR | 2.055% | OFFICIAL | 3BL24G26F6331CM100 | 30 | 3BL | INSTALLATION BLOC | 24G | IEC309 RANGE | 26F | IEC309 PLUGS/SOCK.O. | 10 | 20 | NR | 954.75 | CCM | 168.38 | 136.46 | G | 8011564011298 | 8011564320390 | 8011564320406 | 85366990
GW60140 | IP44 90°STD.PLUG 2P 32A 24/42V 4H | WTYCZKA IP44 STD. 2P 32A 24/42V4H | 14.9 | 1 | NR | 14.6 | 1 | NR | 2.055% | OFFICIAL | 3BL24G26F6331CM100 | 30 | 3BL | INSTALLATION BLOC | 24G | IEC309 RANGE | 26F | IEC309 PLUGS/SOCK.O. | 10 | 20 | NR | 954.75 | CCM | 149.3 | 134.37 | G | 8011564011311 | 8011564320437 | 8011564320444 | 85366990
GW60142 | IP44 90°STD.PLUG 2P 32A 24/42V 11H | WTYCZKA IP44 90° STD. 2P 32A 24/42V 11H | 14.9 | 1 | NR | 14.6 | 1 | NR | 2.055% | OFFICIAL | 3BL24G26F6331CM100 | 30 | 3BL | INSTALLATION BLOC | 24G | IEC309 RANGE | 26F | IEC309 PLUGS/SOCK.O. | 10 | 20 | NR | 954.75 | CCM | 150.88 | 118.96 | G | 8011564011335 | 8011564320475 | 8011564320482 | 85366990
GW60406 | IP44 90°APPL.INLET 3P+N+E 16A 230V 9H | WTYCZ.PR.POD.90° IP44 3P+N+E 16A 230V 9H | 14.9 | 1 | NR | 14.6 | 1 | NR | 2.055% | OFFICIAL | 3BL24G26F6371D2100 | 30 | 3BL | INSTALLATION BLOC | 24G | IEC309 RANGE | 26F | IEC309 PLUGS/SOCK.O. | 10 | 20 | NR | 1668.7 | CCM | 219.85 | 181.17 | G | 8011564010406 | 8011564318694 | 8011564318700 | 85366990
GW62068 | IP44 CONNECTOR 2P 16A 24/42V 4H | ZŁĄCZE IP44 2P 16A 24/42V 4H | 14.9 | 1 | NR | 14.6 | 1 | NR | 2.055% | OFFICIAL | 3BL24G26F6391DU100 | 30 | 3BL | INSTALLATION BLOC | 24G | IEC309 RANGE | 26F | IEC309 PLUGS/SOCK.O. | 10 | 20 | NR | 954.75 | CCM | 179.44 | 147.56 | G | 8011564008113 | 8011564314214 | 8011564314221 | 85366990
GW62070 | IP44 CONNECTOR 2P 16A 24/42V 11H | ZŁĄCZE IP44 2P 16A 24/42V 11H | 14.9 | 1 | NR | 14.6 | 1 | NR | 2.055% | OFFICIAL | 3BL24G26F6391DU100 | 30 | 3BL | INSTALLATION BLOC | 24G | IEC309 RANGE | 26F | IEC309 PLUGS/SOCK.O. | 10 | 20 | NR | 954.75 | CCM | 175.2 | 147.56 | G | 8011564008137 | 8011564314252 | 8011564314269 | 85366990
GW62079 | IP44 CONNECTOR 2P 32A 24/42V 11H | ZŁĄCZE IP44 2P 32A 24/42V 11H | 14.9 | 1 | NR | 14.6 | 1 | NR | 2.055% | OFFICIAL | 3BL24G26F6391DW100 | 30 | 3BL | INSTALLATION BLOC | 24G | IEC309 RANGE | 26F | IEC309 PLUGS/SOCK.O. | 10 | 20 | NR | 954.75 | CCM | 175.5 | 147.56 | G | 8011564008229 | 8011564314436 | 8011564314443 | 85366990
GW62201H | 10°FLUSH.S.O. HP IP44 2P+E 16A 110V 4H | 10°PODT.GNIA HP IP44 2P+E 16A 110V 4H | 7.45 | 1 | NR | 7.3 | 1 | NR | 2.055% | OFFICIAL | 3BL24G26F6431E6100 | 30 | 3BL | INSTALLATION BLOC | 24G | IEC309 RANGE | 26F | IEC309 PLUGS/SOCK.O. | 1 | 50 | NR | 924.42 | CCM | 135 | 121.5 | G | 8011564798816 | 8011564938502 | 8011564938502 | 85366990
GW62804H | 10°FLUSH.S.O. HP IP44 2P+E 16A >50V 10H | 10°PODT.GNIA HP IP44 2P+E 16A >50V 10H | 7.45 | 1 | NR | 7.3 | 1 | NR | 2.055% | OFFICIAL | 3BL24G26F6431E6100 | 30 | 3BL | INSTALLATION BLOC | 24G | IEC309 RANGE | 26F | IEC309 PLUGS/SOCK.O. | 1 | 15 | NR | 1441.15 | CCM | 146.976 | 116.69 | G | 8011564800311 | 8011564940000 | 8011564940000 | 85366990
GW62817H | 10°FLUSH.S.O. HP IP44 2P+E 16A >250Vcc8H | 10°PODT.GNIA HP IP44 2P+E 16A >250Vcc8H | 7.45 | 1 | NR | 7.3 | 1 | NR | 2.055% | OFFICIAL | 3BL24G26F6431E6100 | 30 | 3BL | INSTALLATION BLOC | 24G | IEC309 RANGE | 26F | IEC309 PLUGS/SOCK.O. | 1 | 15 | NR | 1441.15 | CCM | 146.976 | 116.69 | G | 8011564800441 | 8011564940130 | 8011564940130 | 85366990
GW60037FH | PLUG HP IP67 2P+E 32A 230V 6H FW | WTYCZKA HP IP67 2P+E 32A 230V 6H FW | 19.9 | 1 | NR | 19.5 | 1 | NR | 2.051% | OFFICIAL | 3BL24G26F6311C2100 | 30 | 3BL | INSTALLATION BLOC | 24G | IEC309 RANGE | 26F | IEC309 PLUGS/SOCK.O. | 1 | 15 | NR | 2224.933 | CCM | 303.168 | 262.107 | G | 8011564797178 | 8011564936867 | 8011564936867 | 85366990
GW60040H | PLUG HP IP67 2P+E 32A 400V 9H | WTYCZKA HP IP67 2P+E 32A 400V 9H | 19.9 | 1 | NR | 19.5 | 1 | NR | 2.051% | OFFICIAL | 3BL24G26F6311C2100 | 30 | 3BL | INSTALLATION BLOC | 24G | IEC309 RANGE | 26F | IEC309 PLUGS/SOCK.O. | 1 | 15 | NR | 2224.933 | CCM | 304.508 | 263.447 | G | 8011564797246 | 8011564936935 | 8011564936935 | 85366990
GW61021H | PLUG HP IP44 3P+N+E 63A 400V 6H | WTYCZKA HP IP44 3P+N+E 63A 400V 6H | 35 | 1 | NR | 34.3 | 1 | NR | 2.041% | OFFICIAL | 3BL24G26F6311BZ100 | 30 | 3BL | INSTALLATION BLOC | 24G | IEC309 RANGE | 26F | IEC309 PLUGS/SOCK.O. | 1 | 4 | NR | 4039.875 | CCM | 901.763 | 788.639 | G | 8011564829770 | 8011564829770 | 8011564970687 | 85366990
GW62439 | IP67 10°W.RECEPTACLE 3P+N+T 32A 230V 9H | 10°GNIAZ NATYN.IP67 3P+N+T 32A 230V 9H | 35 | 1 | NR | 34.3 | 1 | NR | 2.041% | OFFICIAL | 3BL24G26F6451ES100 | 30 | 3BL | INSTALLATION BLOC | 24G | IEC309 RANGE | 26F | IEC309 PLUGS/SOCK.O. | 1 | 16 | NR | 2358.125 | CCM | 482.125 | 409.51 | G | 8011564005051 | 8011564310117 | 8011564310117 | 85366990
GW62444 | IP67 10°W.RECEPTACLE 3P+N+T 32A 500V 7H | 10°GNIAZ NATYN.IP67 3P+N+T 32A 500V 7H | 35 | 1 | NR | 34.3 | 1 | NR | 2.041% | OFFICIAL | 3BL24G26F6451ES100 | 30 | 3BL | INSTALLATION BLOC | 24G | IEC309 RANGE | 26F | IEC309 PLUGS/SOCK.O. | 1 | 14 | NR | 2695 | CCM | 484.571 | 436.114 | G | 8011564005068 | 8011564552111 | 8011564552111 | 85366990
GW61056H | PLUG HP IP67 2P+E 63A 500V 7H | WTYCZKA HP IP67 2P+E 63A 500V 7H | 55.3 | 1 | NR | 54.2 | 1 | NR | 2.03% | OFFICIAL | 3BL24G26F6311C4100 | 30 | 3BL | INSTALLATION BLOC | 24G | IEC309 RANGE | 26F | IEC309 PLUGS/SOCK.O. | 1 | 4 | NR | 4039.875 | CCM | 827.525 | 714.401 | G | 8011564829541 | 8011564829541 | 8011564970458 | 85366990
GW61059H | PLUG HP IP67 2P+E 63A >50V 10H | WTYCZKA HP IP67 2P+E 63A >50V 10H | 55.3 | 1 | NR | 54.2 | 1 | NR | 2.03% | OFFICIAL | 3BL24G26F6311C4100 | 30 | 3BL | INSTALLATION BLOC | 24G | IEC309 RANGE | 26F | IEC309 PLUGS/SOCK.O. | 1 | 4 | NR | 4039.875 | CCM | 827.525 | 714.401 | G | 8011564829596 | 8011564829596 | 8011564970502 | 85366990
GW61062H | PLUG HP IP67 2P+E 63A >50V 2H | WTYCZKA HP IP67 2P+E 63A >50V 2H | 55.3 | 1 | NR | 54.2 | 1 | NR | 2.03% | OFFICIAL | 3BL24G26F6311C4100 | 30 | 3BL | INSTALLATION BLOC | 24G | IEC309 RANGE | 26F | IEC309 PLUGS/SOCK.O. | 1 | 4 | NR | 4039.875 | CCM | 827.525 | 714.401 | G | 8011564829626 | 8011564829626 | 8011564970533 | 85366990
GW61067H | PLUG HP IP67 2P+E 63A >50÷250Vcc 3H | WTYCZKA HP IP67 2P+E 63A >50÷250Vcc 3H | 55.3 | 1 | NR | 54.2 | 1 | NR | 2.03% | OFFICIAL | 3BL24G26F6311C4100 | 30 | 3BL | INSTALLATION BLOC | 24G | IEC309 RANGE | 26F | IEC309 PLUGS/SOCK.O. | 1 | 4 | NR | 4039.875 | CCM | 827.525 | 714.401 | G | 8011564829671 | 8011564829671 | 8011564970588 | 85366990
GW61068H | PLUG HP IP67 2P+E 63A >250Vcc 8H | WTYCZKA HP IP67 2P+E 63A >250Vcc 8H | 55.3 | 1 | NR | 54.2 | 1 | NR | 2.03% | OFFICIAL | 3BL24G26F6311C4100 | 30 | 3BL | INSTALLATION BLOC | 24G | IEC309 RANGE | 26F | IEC309 PLUGS/SOCK.O. | 1 | 4 | NR | 4039.875 | CCM | 827.525 | 714.401 | G | 8011564829688 | 8011564829688 | 8011564970595 | 85366990
GW63257H | 10°FLUSH.S.O.HP IP67 2P+E 63A 500V 7H | 10°GNIA.PODTYN.HP IP67 2P+E 63A 500V 7H | 55.3 | 1 | NR | 54.2 | 1 | NR | 2.03% | OFFICIAL | 3BL24G26F6431EE100 | 30 | 3BL | INSTALLATION BLOC | 24G | IEC309 RANGE | 26F | IEC309 PLUGS/SOCK.O. | 1 | 4 | NR | 2129.316 | CCM | 527.277 | 491.137 | G | 8011564828889 | 8011564828889 | 8011564969797 | 85366990
GW63260H | 10°FLUSH.S.O.HP IP67 2P+E 63A >50V 10H | 10°GNIA.PODTY.HP IP67 2P+E 63A >50V 10H | 55.3 | 1 | NR | 54.2 | 1 | NR | 2.03% | OFFICIAL | 3BL24G26F6431EE100 | 30 | 3BL | INSTALLATION BLOC | 24G | IEC309 RANGE | 26F | IEC309 PLUGS/SOCK.O. | 1 | 4 | NR | 2129.316 | CCM | 527.277 | 491.137 | G | 8011564828933 | 8011564828933 | 8011564969841 | 85366990
GW63263H | 10°FLUSH.S.O.HP IP67 2P+E 63A >50V 2H | 10°GNIA.PODTYN.HP IP67 2P+E 63A >50V 2H | 55.3 | 1 | NR | 54.2 | 1 | NR | 2.03% | OFFICIAL | 3BL24G26F6431EE100 | 30 | 3BL | INSTALLATION BLOC | 24G | IEC309 RANGE | 26F | IEC309 PLUGS/SOCK.O. | 1 | 4 | NR | 2129.316 | CCM | 527.277 | 491.137 | G | 8011564828964 | 8011564828964 | 8011564969872 | 85366990
GW63268H | 10°FL.S.O.HP IP67 2P+E 63A >50÷250Vcc3H | 10°GN.PODT.HP IP67 2P+E 63A >50÷250Vcc3H | 55.3 | 1 | NR | 54.2 | 1 | NR | 2.03% | OFFICIAL | 3BL24G26F6431EE100 | 30 | 3BL | INSTALLATION BLOC | 24G | IEC309 RANGE | 26F | IEC309 PLUGS/SOCK.O. | 1 | 4 | NR | 2129.316 | CCM | 527.277 | 491.137 | G | 8011564829015 | 8011564829015 | 8011564969926 | 85366990
GW63269H | 10°FLUSH.S.O.HP IP67 2P+E 63A >250Vcc 8H | 10°GN.POD.HP IP67 2P+E 63A >250Vcc 8H | 55.3 | 1 | NR | 54.2 | 1 | NR | 2.03% | OFFICIAL | 3BL24G26F6431EE100 | 30 | 3BL | INSTALLATION BLOC | 24G | IEC309 RANGE | 26F | IEC309 PLUGS/SOCK.O. | 1 | 4 | NR | 2129.316 | CCM | 527.277 | 491.137 | G | 8011564829022 | 8011564829022 | 8011564969933 | 85366990
GW63451 | IP67 10°W.RECEPTACLE 2P+E 63A 400V 9H | 10°GNIAZ NATYN.IP67 2P+E 63A 400V 9H | 70.4 | 1 | NR | 69 | 1 | NR | 2.029% | OFFICIAL | 3BL24G26F6451EU100 | 30 | 3BL | INSTALLATION BLOC | 24G | IEC309 RANGE | 26F | IEC309 PLUGS/SOCK.O. | 2 | 4 | NR | 5343.75 | CCM | 1.061 | 0.955 | KG | 8011564023857 | 8011564334700 | 8011564334717 | 85366990
GW60025H | PLUG HP IP67 3P+N+E 16A 110V 4H | WTYCZKA HP IP67 3P+N+E 16A 110V 4H | 15.1 | 1 | NR | 14.8 | 1 | NR | 2.027% | OFFICIAL | 3BL24G26F6311C0100 | 30 | 3BL | INSTALLATION BLOC | 24G | IEC309 RANGE | 26F | IEC309 PLUGS/SOCK.O. | 1 | 15 | NR | 2224.933 | CCM | 299.378 | 258.317 | G | 8011564796966 | 8011564936652 | 8011564936652 | 85366990
GW60029FH | PLUG HP IP67 2P+E 16A 400V 9H FW | WTYCZKA HP IP67 2P+E 16A 400V 9H FW | 15.1 | 1 | NR | 14.8 | 1 | NR | 2.027% | OFFICIAL | 3BL24G26F6321C1100 | 30 | 3BL | INSTALLATION BLOC | 24G | IEC309 RANGE | 26F | IEC309 PLUGS/SOCK.O. | 1 | 15 | NR | 1441.15 | CCM | 164.132 | 133.84 | G | 8011564797031 | 8011564936720 | 8011564936720 | 85366990
GW60130 | IP44 90°STD.PLUG 3P 16A 42V 12H | WTYCZKA IP44 90° STD. 3P 16A 42V 12H | 15.1 | 1 | NR | 14.8 | 1 | NR | 2.027% | OFFICIAL | 3BL24G26F6331CK100 | 30 | 3BL | INSTALLATION BLOC | 24G | IEC309 RANGE | 26F | IEC309 PLUGS/SOCK.O. | 10 | 20 | NR | 954.75 | CCM | 165.3 | 133.36 | G | 8011564011205 | 8011564320215 | 8011564320222 | 85366990
GW60420 | IP44 90°APPL.INLET 3P+N+E 32A 400V 6H | WTYCZ.PR.POD.90° IP44 3P+N+E 32A 400V 6H | 15.1 | 1 | NR | 14.8 | 1 | NR | 2.027% | OFFICIAL | 3BL24G26F6371D4100 | 30 | 3BL | INSTALLATION BLOC | 24G | IEC309 RANGE | 26F | IEC309 PLUGS/SOCK.O. | 8 | 16 | NR | 2085.875 | CCM | 328.5 | 295.65 | G | 8011564010437 | 8011564318755 | 8011564318762 | 85366990
GW60471 | IP44 90°APPL.INLET 3P 16A 24/42V 11H | WTYCZKA PR.POD.IP44 90° 3P 16A 24/42V 11H | 15.1 | 1 | NR | 14.8 | 1 | NR | 2.027% | OFFICIAL | 3BL24G26F6371DE100 | 30 | 3BL | INSTALLATION BLOC | 24G | IEC309 RANGE | 26F | IEC309 PLUGS/SOCK.O. | 10 | 20 | NR | 954.75 | CCM | 178.66 | 146.85 | G | 8011564011618 | 8011564321038 | 8011564321045 | 85366990
GW60480 | IP44 90°APPL.INLET 3P 32A 24/42V 11H | WTYCZKA PR.POD.IP44 90° 3P 32A 24/42V 11H | 15.1 | 1 | NR | 14.8 | 1 | NR | 2.027% | OFFICIAL | 3BL24G26F6371DG100 | 30 | 3BL | INSTALLATION BLOC | 24G | IEC309 RANGE | 26F | IEC309 PLUGS/SOCK.O. | 10 | 20 | NR | 954.75 | CCM | 174.05 | 156.645 | G | 8011564011700 | 8011564321212 | 8011564321229 | 85366990
GW62015FH | CONNECTOR HP IP44 2P+E 32A 230V 6H FW | ZŁĄCZE HP IP44 2P+E 32A 230V 6H FW | 15.1 | 1 | NR | 14.8 | 1 | NR | 2.027% | OFFICIAL | 3BL24G26F6391DK100 | 30 | 3BL | INSTALLATION BLOC | 24G | IEC309 RANGE | 26F | IEC309 PLUGS/SOCK.O. | 1 | 15 | NR | 1441.15 | CCM | 291.607 | 261.315 | G | 8011564798250 | 8011564937949 | 8011564937949 | 85366990
GW62219H | 10°FLUSH.S.O. HP IP44 2P+E 32A 400V 9H | 10°PODT.GNIA HP IP44 2P+E 32A 400V 9H | 15.1 | 1 | NR | 14.8 | 1 | NR | 2.027% | OFFICIAL | 3BL24G26F6431E8100 | 30 | 3BL | INSTALLATION BLOC | 24G | IEC309 RANGE | 26F | IEC309 PLUGS/SOCK.O. | 1 | 15 | NR | 1441.15 | CCM | 209.524 | 179.26 | G | 8011564799134 | 8011564938823 | 8011564938823 | 85366990
GW62228H | 10°FLUSH.S.O. HP IP67 3P+E 16A 230V 9H | 10°PODT.GNIA HP IP67 3P+E 16A 230V 9H | 15.1 | 1 | NR | 14.8 | 1 | NR | 2.027% | OFFICIAL | 3BL24G26F6431EA100 | 30 | 3BL | INSTALLATION BLOC | 24G | IEC309 RANGE | 26F | IEC309 PLUGS/SOCK.O. | 1 | 15 | NR | 1441.15 | CCM | 195.445 | 165.159 | G | 8011564799295 | 8011564938984 | 8011564938984 | 85366990
GW62233H | 10°FLUSH.S.O. HP IP67 3P+E 16A 500V 7H | 10°PODT.GNIA HP IP67 3P+E 16A 500V 7H | 15.1 | 1 | NR | 14.8 | 1 | NR | 2.027% | OFFICIAL | 3BL24G26F6431EA100 | 30 | 3BL | INSTALLATION BLOC | 24G | IEC309 RANGE | 26F | IEC309 PLUGS/SOCK.O. | 1 | 15 | NR | 1441.15 | CCM | 195.445 | 165.159 | G | 8011564799387 | 8011564939073 | 8011564939073 | 85366990
GW62411 | IP44 10°W.RECEPTACLE 3P+N+T 16A 500V 7H | 10°GNIA.NATYN.IP44 3P+N+T 16A 500V 7H | 15.1 | 1 | NR | 14.8 | 1 | NR | 2.027% | OFFICIAL | 3BL24G26F6451EM100 | 30 | 3BL | INSTALLATION BLOC | 24G | IEC309 RANGE | 26F | IEC309 PLUGS/SOCK.O. | 1 | 20 | NR | 1886.5 | CCM | 304 | 245.07 | G | 8011564004931 | 8011564309876 | 8011564309876 | 85366990
GW62480 | IP44 90°W.RECEPTACLE 2P+E 16A 400V 9H | 90°GNIAZ NATYN.IP44 2P+E 16A 400V 9H | 15.1 | 1 | NR | 14.8 | 1 | NR | 2.027% | OFFICIAL | 3BL24G26F6471F0100 | 30 | 3BL | INSTALLATION BLOC | 24G | IEC309 RANGE | 26F | IEC309 PLUGS/SOCK.O. | 1 | 20 | NR | 1915.2 | CCM | 314.65 | 283.185 | G | 8011564004672 | 8011564309357 | 8011564309357 | 85366990
GW62836H | 10°FLUSH.S.O. HP IP67 3P+E 16A 690V 5H | 10°PODT.GNIA HP IP67 3P+E 16A 690V 5H | 15.1 | 1 | NR | 14.8 | 1 | NR | 2.027% | OFFICIAL | 3BL24G26F6431EA100 | 30 | 3BL | INSTALLATION BLOC | 24G | IEC309 RANGE | 26F | IEC309 PLUGS/SOCK.O. | 1 | 15 | NR | 1441.15 | CCM | 195.445 | 165.159 | G | 8011564800632 | 8011564940321 | 8011564940321 | 85366990
GW62839H | 10°FLUSH.S.O. HP IP67 3P+E 16A >50V 10H | 10°PODT.GNIA HP IP67 3P+E 16A >50V 10H | 15.1 | 1 | NR | 14.8 | 1 | NR | 2.027% | OFFICIAL | 3BL24G26F6431EA100 | 30 | 3BL | INSTALLATION BLOC | 24G | IEC309 RANGE | 26F | IEC309 PLUGS/SOCK.O. | 1 | 15 | NR | 1441.15 | CCM | 195.445 | 165.159 | G | 8011564800663 | 8011564940352 | 8011564940352 | 85366990
GW61048H | PLUG HP IP67 2P+E 63A 230V 6H | WTYCZKA HP IP67 2P+E 63A 230V 6H | 50.4 | 1 | NR | 49.4 | 1 | NR | 2.024% | OFFICIAL | 3BL24G26F6311C4100 | 30 | 3BL | INSTALLATION BLOC | 24G | IEC309 RANGE | 26F | IEC309 PLUGS/SOCK.O. | 1 | 4 | NR | 4039.875 | CCM | 827.525 | 714.401 | G | 8011564829480 | 8011564829480 | 8011564970397 | 85366990
GW60095 | IP44 90°STD.PLUG 3P+N+E 32A 110V 4H | WTYCZKA IP44 90° STD. 3P+N+E 32A 110V 4H | 20.2 | 1 | NR | 19.8 | 1 | NR | 2.02% | OFFICIAL | 3BL24G26F6331CE100 | 30 | 3BL | INSTALLATION BLOC | 24G | IEC309 RANGE | 26F | IEC309 PLUGS/SOCK.O. | 8 | 16 | NR | 1335.938 | CCM | 284.21 | 232.7 | G | 8011564009240 | 8011564316430 | 8011564316447 | 85366990
GW60104 | IP44 90°STD.PLUG 3P+N+E 32A 500V 7H | WTYCZKA IP44 90° STD. 3P+N+E 32A 500V 7H | 20.2 | 1 | NR | 19.8 | 1 | NR | 2.02% | OFFICIAL | 3BL24G26F6331CE100 | 30 | 3BL | INSTALLATION BLOC | 24G | IEC309 RANGE | 26F | IEC309 PLUGS/SOCK.O. | 8 | 16 | NR | 1335.938 | CCM | 284.21 | 232.7 | G | 8011564009301 | 8011564316553 | 8011564316560 | 85366990
GW60761H | PLUG HP IP67 3P+E 32A 440÷460V 11H | WTYCZKA HP IP67 3P+E 32A 440÷460V 11H | 20.2 | 1 | NR | 19.8 | 1 | NR | 2.02% | OFFICIAL | 3BL24G26F6311C2100 | 30 | 3BL | INSTALLATION BLOC | 24G | IEC309 RANGE | 26F | IEC309 PLUGS/SOCK.O. | 1 | 15 | NR | 2224.933 | CCM | 324.648 | 283.587 | G | 8011564797925 | 8011564937611 | 8011564937611 | 85366990
GW62013FH | CONNECTOR HP IP44 3P+E 32A 110V 4H FW | ZŁĄCZE HP IP44 3P+E 32A 110V 4H FW | 20.2 | 1 | NR | 19.8 | 1 | NR | 2.02% | OFFICIAL | 3BL24G26F6391DK100 | 30 | 3BL | INSTALLATION BLOC | 24G | IEC309 RANGE | 26F | IEC309 PLUGS/SOCK.O. | 1 | 15 | NR | 1441.15 | CCM | 306.797 | 276.505 | G | 8011564798212 | 8011564937901 | 8011564937901 | 85366990
GW62016FH | CONNECTOR HP IP44 3P+E 32A 230V 9H FW | ZŁĄCZE HP IP44 3P+E 32A 230V 9H FW | 20.2 | 1 | NR | 19.8 | 1 | NR | 2.02% | OFFICIAL | 3BL24G26F6391DK100 | 30 | 3BL | INSTALLATION BLOC | 24G | IEC309 RANGE | 26F | IEC309 PLUGS/SOCK.O. | 1 | 15 | NR | 1441.15 | CCM | 306.797 | 276.505 | G | 8011564798274 | 8011564937963 | 8011564937963 | 85366990
GW62025H | CONNECTOR HP IP67 3P+N+E 16A 110V 4H | ZŁĄCZE HP IP67 3P+N+E 16A 110V 4H | 20.2 | 1 | NR | 19.8 | 1 | NR | 2.02% | OFFICIAL | 3BL24G26F6391DM100 | 30 | 3BL | INSTALLATION BLOC | 24G | IEC309 RANGE | 26F | IEC309 PLUGS/SOCK.O. | 1 | 15 | NR | 2224.933 | CCM | 321.026 | 279.965 | G | 8011564798441 | 8011564938137 | 8011564938137 | 85366990
GW62029FH | CONNECTOR HP IP67 2P+E 16A 400V 9H FW | ZŁĄCZE HP IP67 2P+E 16A 400V 9H FW | 20.2 | 1 | NR | 19.8 | 1 | NR | 2.02% | OFFICIAL | 3BL24G26F6401DN100 | 30 | 3BL | INSTALLATION BLOC | 24G | IEC309 RANGE | 26F | IEC309 PLUGS/SOCK.O. | 1 | 15 | NR | 1441.15 | CCM | 221.177 | 190.885 | G | 8011564798519 | 8011564938205 | 8011564938205 | 85366990
GW62215FH | 10°FL.S.O. HP IP44 3P+N+E 32A 110V 4H FW | 10°PODT.GN HP IP44 3P+N+E 32A 110V 4H FW | 20.2 | 1 | NR | 19.8 | 1 | NR | 2.02% | OFFICIAL | 3BL24G26F6431E8100 | 30 | 3BL | INSTALLATION BLOC | 24G | IEC309 RANGE | 26F | IEC309 PLUGS/SOCK.O. | 1 | 15 | NR | 3081.4 | CCM | 260.425 | 217.38 | G | 8011564799042 | 8011564938731 | 8011564938731 | 85366990
GW60270 | WATERTIGHT COVER FOR 125A PLUGS | WODOSZCZELNA POKRYWA DO WTYCZEK 125A | 5.05 | 1 | NR | 4.95 | 1 | NR | 2.02% | OFFICIAL | 3BL24G26F6381D0100 | 30 | 3BL | INSTALLATION BLOC | 24G | IEC309 RANGE | 26F | IEC309 PLUGS/SOCK.O. | 5 | 20 | NR | 1924 | CCM | 132.278 | 102.61 | G | 8011564866133 | 8011564995130 | 8011564995147 | 85389099
GW63251H | 10°FLUSH.S.O.HP IP67 3P+N+E 63A 230V 9H | 10°PODT.GNIA.HP IP67 3P+N+E 63A 230V 9H | 65.8 | 1 | NR | 64.5 | 1 | NR | 2.016% | OFFICIAL | 3BL24G26F6431EE100 | 30 | 3BL | INSTALLATION BLOC | 24G | IEC309 RANGE | 26F | IEC309 PLUGS/SOCK.O. | 1 | 4 | NR | 2129.316 | CCM | 618.737 | 582.597 | G | 8011564828841 | 8011564828841 | 8011564969759 | 85366990
GW63256H | 10°FLUSH.S.O.HP IP67 3P+N+E 63A 500V 7H | 10°PODT.GNIA.HP IP67 3P+N+E 63A 500V 7H | 65.8 | 1 | NR | 64.5 | 1 | NR | 2.016% | OFFICIAL | 3BL24G26F6431EE100 | 30 | 3BL | INSTALLATION BLOC | 24G | IEC309 RANGE | 26F | IEC309 PLUGS/SOCK.O. | 1 | 4 | NR | 2129.316 | CCM | 618.737 | 582.597 | G | 8011564828902 | 8011564828902 | 8011564969810 | 85366990
GW62231H | 10°FLUSH.S.O. HP IP67 3P+E 16A 400V 6H | 10°PODT.GNIA HP IP67 3P+E 16A 400V 6H | 15.2 | 1 | NR | 14.9 | 1 | NR | 2.013% | OFFICIAL | 3BL24G26F6431EA100 | 30 | 3BL | INSTALLATION BLOC | 24G | IEC309 RANGE | 26F | IEC309 PLUGS/SOCK.O. | 1 | 25 | NR | 1334.96 | CCM | 183.025 | 152.516 | G | 8011564799356 | 8011564939042 | 8011564939042 | 85366990
GW62757H | CONNECTOR HP IP67 3P+N+E 32A >50V 10H | ZŁĄCZE HP IP67 3P+N+E 32A >50V 10H | 30.4 | 1 | NR | 29.8 | 1 | NR | 2.013% | OFFICIAL | 3BL24G26F6391DO100 | 30 | 3BL | INSTALLATION BLOC | 24G | IEC309 RANGE | 26F | IEC309 PLUGS/SOCK.O. | 1 | 15 | NR | 2224.933 | CCM | 427.746 | 386.685 | G | 8011564800175 | 8011564939868 | 8011564939868 | 85366990
GW62760H | CONNECTOR HP IP67 3P+N+E 32A >50V2H | ZŁĄCZE HP IP67 3P+N+E 32A >50V2H | 30.4 | 1 | NR | 29.8 | 1 | NR | 2.013% | OFFICIAL | 3BL24G26F6391DO100 | 30 | 3BL | INSTALLATION BLOC | 24G | IEC309 RANGE | 26F | IEC309 PLUGS/SOCK.O. | 1 | 15 | NR | 2224.933 | CCM | 427.746 | 386.685 | G | 8011564800205 | 8011564939899 | 8011564939899 | 85366990
GW62762H | CONNECTOR HP IP67 3P+N+E 32A 440÷460V11H | ZŁĄCZE HP IP67 3P+N+E 32A 440÷460V11H | 30.4 | 1 | NR | 29.8 | 1 | NR | 2.013% | OFFICIAL | 3BL24G26F6391DO100 | 30 | 3BL | INSTALLATION BLOC | 24G | IEC309 RANGE | 26F | IEC309 PLUGS/SOCK.O. | 1 | 15 | NR | 2224.933 | CCM | 427.746 | 386.685 | G | 8011564800229 | 8011564939912 | 8011564939912 | 85366990
GW62763H | CONNECTOR HP IP67 3P+N+E 32A 380/440V 3H | ZŁĄCZE HP IP67 3P+N+E 32A 380/440V 3H | 30.4 | 1 | NR | 29.8 | 1 | NR | 2.013% | OFFICIAL | 3BL24G26F6391DO100 | 30 | 3BL | INSTALLATION BLOC | 24G | IEC309 RANGE | 26F | IEC309 PLUGS/SOCK.O. | 1 | 15 | NR | 2224.933 | CCM | 427.746 | 386.685 | G | 8011564800236 | 8011564939929 | 8011564939929 | 85366990
GW62226FH | 10°FLUS.SO.HP IP67 3P+N+E 16A 110V 4H FW | 10°PODT.GNI.HP IP67 3P+N+E 16A 110V4H FW | 20.3 | 1 | NR | 19.9 | 1 | NR | 2.01% | OFFICIAL | 3BL24G26F6431EA100 | 30 | 3BL | INSTALLATION BLOC | 24G | IEC309 RANGE | 26F | IEC309 PLUGS/SOCK.O. | 1 | 15 | NR | 1441.15 | CCM | 225.026 | 194.74 | G | 8011564799240 | 8011564938939 | 8011564938939 | 85366990
GW61016H | PLUG HP IP44 2P+E 63A 230V 6H | WTYCZKA HP IP44 2P+E 63A 230V 6H | 45.7 | 1 | NR | 44.8 | 1 | NR | 2.009% | OFFICIAL | 3BL24G26F6311BZ100 | 30 | 3BL | INSTALLATION BLOC | 24G | IEC309 RANGE | 26F | IEC309 PLUGS/SOCK.O. | 1 | 4 | NR | 4039.875 | CCM | 796.75 | 683.626 | G | 8011564829725 | 8011564829725 | 8011564970632 | 85366990
GW62515 | IP67 90°W.RECEPTACLE 3P+E 32A 400V 6H | 90°GNIAZ NATYN.IP67 3P+E 32A 400V 6H | 30.5 | 1 | NR | 29.9 | 1 | NR | 2.007% | OFFICIAL | 3BL24G26F6471F6100 | 30 | 3BL | INSTALLATION BLOC | 24G | IEC309 RANGE | 26F | IEC309 PLUGS/SOCK.O. | 1 | 16 | NR | 3598.438 | CCM | 550.75 | 469.56 | G | 8011564005181 | 8011564310377 | 8011564310377 | 85366990
GW60062H | PLUG HP IP67 3P+E 125A 500V 7H | WTYCZKA HP IP67 3P+E 125A 500V 7H | 153 | 1 | NR | 150 | 1 | NR | 2% | OFFICIAL | 3BL24G26F6311C6100 | 30 | 3BL | INSTALLATION BLOC | 24G | IEC309 RANGE | 26F | IEC309 PLUGS/SOCK.O. | 1 | 2 | NR | 10687.5 | CCM | 1.666 | 1.284 | KG | 8011564830233 | 8011564830233 | 8011564971226 | 85366990
GW60102 | IP44 90°STD.PLUG 3P+N+E 32A 400V 6H | WTYCZKA IP44 90° STD. 3P+N+E 32A 400V 6H | 15.3 | 1 | NR | 15 | 1 | NR | 2% | OFFICIAL | 3BL24G26F6331CE100 | 30 | 3BL | INSTALLATION BLOC | 24G | IEC309 RANGE | 26F | IEC309 PLUGS/SOCK.O. | 8 | 16 | NR | 1335.938 | CCM | 285.438 | 256.894 | G | 8011564009219 | 8011564316379 | 8011564316386 | 85366990
GW60215 | IP44 APPL.INLET 2P+E 32A 230V 6H | WTYCZKA PR.POD.IP44 2P+E 32A 230V 6H | 15.3 | 1 | NR | 15 | 1 | NR | 2% | OFFICIAL | 3BL24G26F6351CQ100 | 30 | 3BL | INSTALLATION BLOC | 24G | IEC309 RANGE | 26F | IEC309 PLUGS/SOCK.O. | 8 | 16 | NR | 2085.875 | CCM | 258.25 | 232.425 | G | 8011564009974 | 8011564317833 | 8011564317840 | 85366990
GW60737H | PLUG HP IP67 3P+N+E 16A 690V 5H | WTYCZKA HP IP67 3P+N+E 16A 690V 5H | 15.3 | 1 | NR | 15 | 1 | NR | 2% | OFFICIAL | 3BL24G26F6311C0100 | 30 | 3BL | INSTALLATION BLOC | 24G | IEC309 RANGE | 26F | IEC309 PLUGS/SOCK.O. | 1 | 15 | NR | 2224.933 | CCM | 299.378 | 258.317 | G | 8011564797680 | 8011564937376 | 8011564937376 | 85366990
GW60740H | PLUG HP IP67 3P+N+E 16A >50V 10H | WTYCZKA HP IP67 3P+N+E 16A >50V 10H | 15.3 | 1 | NR | 15 | 1 | NR | 2% | OFFICIAL | 3BL24G26F6311C0100 | 30 | 3BL | INSTALLATION BLOC | 24G | IEC309 RANGE | 26F | IEC309 PLUGS/SOCK.O. | 1 | 15 | NR | 2224.933 | CCM | 299.378 | 258.317 | G | 8011564797710 | 8011564937406 | 8011564937406 | 85366990
GW60743H | PLUG HP IP67 3P+N+E 16A >50V 2H | WTYCZKA HP IP67 3P+N+E 16A >50V 2H | 15.3 | 1 | NR | 15 | 1 | NR | 2% | OFFICIAL | 3BL24G26F6311C0100 | 30 | 3BL | INSTALLATION BLOC | 24G | IEC309 RANGE | 26F | IEC309 PLUGS/SOCK.O. | 1 | 15 | NR | 2224.933 | CCM | 299.378 | 258.317 | G | 8011564797741 | 8011564937437 | 8011564937437 | 85366990
GW60745H | PLUG HP IP67 3P+N+E 16A 440÷460V 11H | WTYCZKA HP IP67 3P+N+E 16A 440÷460V 11H | 15.3 | 1 | NR | 15 | 1 | NR | 2% | OFFICIAL | 3BL24G26F6311C0100 | 30 | 3BL | INSTALLATION BLOC | 24G | IEC309 RANGE | 26F | IEC309 PLUGS/SOCK.O. | 1 | 15 | NR | 2224.933 | CCM | 299.378 | 258.317 | G | 8011564797765 | 8011564937451 | 8011564937451 | 85366990
GW60747H | PLUG HP IP67 3P+N+E 16A 380/440V 3H | WTYCZKA HP IP67 3P+N+E 16A 380/440V 3H | 15.3 | 1 | NR | 15 | 1 | NR | 2% | OFFICIAL | 3BL24G26F6311C0100 | 30 | 3BL | INSTALLATION BLOC | 24G | IEC309 RANGE | 26F | IEC309 PLUGS/SOCK.O. | 1 | 15 | NR | 2224.933 | CCM | 299.378 | 258.317 | G | 8011564797789 | 8011564937475 | 8011564937475 | 85366990
GW61020H | PLUG HP IP44 3P+E 63A 400V 6H | WTYCZKA HP IP44 3P+E 63A 400V 6H | 35.7 | 1 | NR | 35 | 1 | NR | 2% | OFFICIAL | 3BL24G26F6311BZ100 | 30 | 3BL | INSTALLATION BLOC | 24G | IEC309 RANGE | 26F | IEC309 PLUGS/SOCK.O. | 1 | 4 | NR | 4039.875 | CCM | 849.683 | 736.559 | G | 8011564829763 | 8011564829763 | 8011564970670 | 85366990
GW62003FH | CONNECTOR HP IP44 3P+N+E 16A 110V 4H FW | ZŁĄCZE HP IP44 3P+N+E 16A 110V 4H FW | 15.3 | 1 | NR | 15 | 1 | NR | 2% | OFFICIAL | 3BL24G26F6401DJ100 | 30 | 3BL | INSTALLATION BLOC | 24G | IEC309 RANGE | 26F | IEC309 PLUGS/SOCK.O. | 1 | 15 | NR | 1441.15 | CCM | 265.774 | 235.485 | G | 8011564798038 | 8011564937727 | 8011564937727 | 85366990
GW62006FH | CONNECTOR HP IP44 3P+N+E 16A 230V 9H FW | ZŁĄCZE HP IP44 3P+N+E 16A 230V 9H FW | 15.3 | 1 | NR | 15 | 1 | NR | 2% | OFFICIAL | 3BL24G26F6401DJ100 | 30 | 3BL | INSTALLATION BLOC | 24G | IEC309 RANGE | 26F | IEC309 PLUGS/SOCK.O. | 1 | 15 | NR | 1441.15 | CCM | 265.774 | 235.485 | G | 8011564798090 | 8011564937789 | 8011564937789 | 85366990
GW62034H | CONNECTOR HP IP67 2P+E 32A 110V 4H | ZŁĄCZE HP IP67 2P+E 32A 110V 4H | 25.5 | 1 | NR | 25 | 1 | NR | 2% | OFFICIAL | 3BL24G26F6391DO100 | 30 | 3BL | INSTALLATION BLOC | 24G | IEC309 RANGE | 26F | IEC309 PLUGS/SOCK.O. | 1 | 15 | NR | 2224.933 | CCM | 365.286 | 324.225 | G | 8011564798601 | 8011564938298 | 8011564938298 | 85366990
GW62065 | IP44 CONNECTOR 3P 16A 24V N.R. | ZŁĄCZE IP44 3P 16A 24V N.R. | 15.3 | 1 | NR | 15 | 1 | NR | 2% | OFFICIAL | 3BL24G26F6391DU100 | 30 | 3BL | INSTALLATION BLOC | 24G | IEC309 RANGE | 26F | IEC309 PLUGS/SOCK.O. | 10 | 20 | NR | 954.75 | CCM | 196.7 | 159.73 | G | 8011564008076 | 8011564314139 | 8011564314146 | 85366990
GW62220FH | 10°FLUSH.S.O.HP IP44 3P+E 32A 400V 6H FW | 10°PODT.GNIA.HP IP44 3P+E 32A 400V 6H FW | 15.3 | 1 | NR | 15 | 1 | NR | 2% | OFFICIAL | 3BL24G26F6431E8100 | 30 | 3BL | INSTALLATION BLOC | 24G | IEC309 RANGE | 26F | IEC309 PLUGS/SOCK.O. | 1 | 15 | NR | 1441.15 | CCM | 237.125 | 194.08 | G | 8011564799141 | 8011564938830 | 8011564938830 | 85366990
GW62225H | 10°FLUSH.S.O. HP IP67 3P+E 16A 110V 4H | 10°PODT.GNIA HP IP67 3P+E 16A 110V 4H | 15.3 | 1 | NR | 15 | 1 | NR | 2% | OFFICIAL | 3BL24G26F6431EA100 | 30 | 3BL | INSTALLATION BLOC | 24G | IEC309 RANGE | 26F | IEC309 PLUGS/SOCK.O. | 1 | 15 | NR | 1441.15 | CCM | 195.445 | 165.159 | G | 8011564799233 | 8011564938922 | 8011564938922 | 85366990
GW62237H | 10°FLUSH.S.O. HP IP67 3P+N+E 32A 110V 4H | 10°PODT.GNIA HP IP67 3P+N+E 32A 110V 4H | 25.5 | 1 | NR | 25 | 1 | NR | 2% | OFFICIAL | 3BL24G26F6431EC100 | 30 | 3BL | INSTALLATION BLOC | 24G | IEC309 RANGE | 26F | IEC309 PLUGS/SOCK.O. | 1 | 15 | NR | 2224.933 | CCM | 324.511 | 283.45 | G | 8011564799455 | 8011564939141 | 8011564939141 | 85366990
GW62243FH | 10°FL.S.O. HP IP67 3P+N+E 32A 400V 6H FW | 10°PODT.GN HP IP67 3P+N+E 32A 400V 6H FW | 25.5 | 1 | NR | 25 | 1 | NR | 2% | OFFICIAL | 3BL24G26F6431EC100 | 30 | 3BL | INSTALLATION BLOC | 24G | IEC309 RANGE | 26F | IEC309 PLUGS/SOCK.O. | 1 | 15 | NR | 2224.933 | CCM | 319.011 | 277.95 | G | 8011564799561 | 8011564939257 | 8011564939257 | 85366990
GW62269 | IP44 10°P.RECEPTACLE 2P 16A 24/42V 4H | 10°GNIAZDO PODTYN.IP44 2P 16A 24/42V 4H | 15.3 | 1 | NR | 15 | 1 | NR | 2% | OFFICIAL | 3BL24G26F6431EI100 | 30 | 3BL | INSTALLATION BLOC | 24G | IEC309 RANGE | 26F | IEC309 PLUGS/SOCK.O. | 10 | 20 | NR | 954.75 | CCM | 149.1 | 134.19 | G | 8011564008298 | 8011564314573 | 8011564314580 | 85366990
GW62761H | CONNECTOR HP IP67 3P+E 32A 440÷460V 11H | ZŁĄCZE HP IP67 3P+E 32A 440÷460V 11H | 25.5 | 1 | NR | 25 | 1 | NR | 2% | OFFICIAL | 3BL24G26F6391DO100 | 30 | 3BL | INSTALLATION BLOC | 24G | IEC309 RANGE | 26F | IEC309 PLUGS/SOCK.O. | 1 | 15 | NR | 2224.933 | CCM | 382.096 | 341.035 | G | 8011564800212 | 8011564939905 | 8011564939905 | 85366990
GW63052H | CONNECTOR HP IP67 3P+E 63A 400V 6H | ZŁĄCZE HP IP67 3P+E 63A 400V 6H | 35.7 | 1 | NR | 35 | 1 | NR | 2% | OFFICIAL | 3BL24G26F6391DQ100 | 30 | 3BL | INSTALLATION BLOC | 24G | IEC309 RANGE | 26F | IEC309 PLUGS/SOCK.O. | 1 | 4 | NR | 4773.75 | CCM | 965.639 | 842.203 | G | 8011564829190 | 8011564829190 | 8011564970106 | 85366990
GW63217H | 10°FLUSH.S.O.HP IP44 3P+E 63A 230V 9H | 10°GNIA.PODTYN.HP IP44 3P+E 63A 230V 9H | 56.3 | 1 | NR | 55.2 | 1 | NR | 1.993% | OFFICIAL | 3BL24G26F6431E9100 | 30 | 3BL | INSTALLATION BLOC | 24G | IEC309 RANGE | 26F | IEC309 PLUGS/SOCK.O. | 1 | 4 | NR | 2129.316 | CCM | 504.112 | 467.972 | G | 8011564829077 | 8011564829077 | 8011564969988 | 85366990
GW60440 | IP67 90°APPL.INLET 2P+E 32A 400V 9H | WTYCZKA PR.POD.90° IP67 2P+E 32A 400V 9H | 25.6 | 1 | NR | 25.1 | 1 | NR | 1.992% | OFFICIAL | 3BL24G26F6371D8100 | 30 | 3BL | INSTALLATION BLOC | 24G | IEC309 RANGE | 26F | IEC309 PLUGS/SOCK.O. | 8 | 16 | NR | 2394 | CCM | 335.438 | 301.894 | G | 8011564010697 | 8011564319271 | 8011564319288 | 85366990
GW60145H | PLUG HP IP67 3P+E 32A 380/440V 3H | WTYCZKA HP IP67 3P+E 32A 380/440V 3H | 20.5 | 1 | NR | 20.1 | 1 | NR | 1.99% | OFFICIAL | 3BL24G26F6311C2100 | 30 | 3BL | INSTALLATION BLOC | 24G | IEC309 RANGE | 26F | IEC309 PLUGS/SOCK.O. | 1 | 25 | NR | 2440 | CCM | 316.211 | 283.531 | G | 8011564797314 | 8011564937000 | 8011564937000 | 85366990
GW60759H | PLUG HP IP67 3P+E 32A >50V 2H | WTYCZKA HP IP67 3P+E 32A >50V 2H | 20.5 | 1 | NR | 20.1 | 1 | NR | 1.99% | OFFICIAL | 3BL24G26F6311C2100 | 30 | 3BL | INSTALLATION BLOC | 24G | IEC309 RANGE | 26F | IEC309 PLUGS/SOCK.O. | 1 | 15 | NR | 2224.933 | CCM | 324.648 | 283.587 | G | 8011564797901 | 8011564937598 | 8011564937598 | 85366990
GW60765H | PLUG HP IP67 3P+E 32A TRASF.12H | WTYCZKA HP IP67 3P+E 32A TRASF.12H | 20.5 | 1 | NR | 20.1 | 1 | NR | 1.99% | OFFICIAL | 3BL24G26F6311C2100 | 30 | 3BL | INSTALLATION BLOC | 24G | IEC309 RANGE | 26F | IEC309 PLUGS/SOCK.O. | 1 | 15 | NR | 2224.933 | CCM | 324.648 | 283.587 | G | 8011564797963 | 8011564937659 | 8011564937659 | 85366990
GW62508 | IP67 90°W.RECEPTACLE 2P+E 32A 110V 4H | 90°GNIAZ NATYN.IP67 2P+E 32A 110V 4H | 35.9 | 1 | NR | 35.2 | 1 | NR | 1.989% | OFFICIAL | 3BL24G26F6471F6100 | 30 | 3BL | INSTALLATION BLOC | 24G | IEC309 RANGE | 26F | IEC309 PLUGS/SOCK.O. | 1 | 16 | NR | 3598.438 | CCM | 505.625 | 455.063 | G | 8011564005204 | 8011564310414 | 8011564310414 | 85366990
GW62668H | CONNECTOR HP IP67 3P+E 125A 690V 5H | ZŁĄCZE HP IP67 3P+E 125A 690V 5H | 154 | 1 | NR | 151 | 1 | NR | 1.987% | OFFICIAL | 3BL24G26F6391DS100 | 30 | 3BL | INSTALLATION BLOC | 24G | IEC309 RANGE | 26F | IEC309 PLUGS/SOCK.O. | 1 | 2 | NR | 10687.5 | CCM | 1.821 | 1.439 | KG | 8011564829817 | 8011564829817 | 8011564970793 | 85366990
GW62671H | CONNECTOR HP IP67 3P+E 125A >50V 10H | ZŁĄCZE HP IP67 3P+E 125A >50V 10H | 154 | 1 | NR | 151 | 1 | NR | 1.987% | OFFICIAL | 3BL24G26F6391DS100 | 30 | 3BL | INSTALLATION BLOC | 24G | IEC309 RANGE | 26F | IEC309 PLUGS/SOCK.O. | 1 | 2 | NR | 10687.5 | CCM | 1.821 | 1.439 | KG | 8011564829848 | 8011564829848 | 8011564970823 | 85366990
GW62674H | CONNECTOR HP IP67 3P+E 125A >50V 2H | ZŁĄCZE HP IP67 3P+E 125A >50V 2H | 154 | 1 | NR | 151 | 1 | NR | 1.987% | OFFICIAL | 3BL24G26F6391DS100 | 30 | 3BL | INSTALLATION BLOC | 24G | IEC309 RANGE | 26F | IEC309 PLUGS/SOCK.O. | 1 | 2 | NR | 10687.5 | CCM | 1.821 | 1.439 | KG | 8011564829879 | 8011564829879 | 8011564970854 | 85366990
GW62676H | CONNECTOR HP IP67 3P+E 125A 440÷460V 11H | ZŁĄCZE HP IP67 3P+E 125A 440÷460V 11H | 154 | 1 | NR | 151 | 1 | NR | 1.987% | OFFICIAL | 3BL24G26F6391DS100 | 30 | 3BL | INSTALLATION BLOC | 24G | IEC309 RANGE | 26F | IEC309 PLUGS/SOCK.O. | 1 | 2 | NR | 10687.5 | CCM | 1.821 | 1.439 | KG | 8011564829893 | 8011564829893 | 8011564970878 | 85366990
GW60007H | PLUG HP IP44 2P+E 16A 400V 9H | WTYCZKA HP IP44 2P+E 16A 400V 9H | 5.15 | 1 | NR | 5.05 | 1 | NR | 1.98% | OFFICIAL | 3BL24G26F6311BW100 | 30 | 3BL | INSTALLATION BLOC | 24G | IEC309 RANGE | 26F | IEC309 PLUGS/SOCK.O. | 1 | 15 | NR | 1441.15 | CCM | 173.097 | 142.808 | G | 8011564796645 | 8011564936331 | 8011564936331 | 85366990
GW61057H | PLUG HP IP67 3P+E 63A 690V 5H | WTYCZKA HP IP67 3P+E 63A 690V 5H | 61.8 | 1 | NR | 60.6 | 1 | NR | 1.98% | OFFICIAL | 3BL24G26F6311C4100 | 30 | 3BL | INSTALLATION BLOC | 24G | IEC309 RANGE | 26F | IEC309 PLUGS/SOCK.O. | 1 | 4 | NR | 4039.875 | CCM | 880.608 | 767.484 | G | 8011564829572 | 8011564829572 | 8011564970489 | 85366990
GW61060H | PLUG HP IP67 3P+E 63A >50V 10H | WTYCZKA HP IP67 3P+E 63A >50V 10H | 61.8 | 1 | NR | 60.6 | 1 | NR | 1.98% | OFFICIAL | 3BL24G26F6311C4100 | 30 | 3BL | INSTALLATION BLOC | 24G | IEC309 RANGE | 26F | IEC309 PLUGS/SOCK.O. | 1 | 4 | NR | 4039.875 | CCM | 880.608 | 767.484 | G | 8011564829602 | 8011564829602 | 8011564970519 | 85366990
GW61063H | PLUG HP IP67 3P+E 63A >50V 2H | WTYCZKA HP IP67 3P+E 63A >50V 2H | 61.8 | 1 | NR | 60.6 | 1 | NR | 1.98% | OFFICIAL | 3BL24G26F6311C4100 | 30 | 3BL | INSTALLATION BLOC | 24G | IEC309 RANGE | 26F | IEC309 PLUGS/SOCK.O. | 1 | 4 | NR | 4039.875 | CCM | 880.608 | 767.484 | G | 8011564829633 | 8011564829633 | 8011564970540 | 85366990
GW61065H | PLUG HP IP67 3P+E 63A 440÷460V 11H | WTYCZKA HP IP67 3P+E 63A 440÷460V 11H | 61.8 | 1 | NR | 60.6 | 1 | NR | 1.98% | OFFICIAL | 3BL24G26F6311C4100 | 30 | 3BL | INSTALLATION BLOC | 24G | IEC309 RANGE | 26F | IEC309 PLUGS/SOCK.O. | 1 | 4 | NR | 4039.875 | CCM | 880.508 | 767.384 | G | 8011564829657 | 8011564829657 | 8011564970564 | 85366990
GW62020H | CONNECTOR HP IP44 3P+N+E 32A 400V 6H | ZŁĄCZE HP IP44 3P+N+E 32A 400V 6H | 10.3 | 1 | NR | 10.1 | 1 | NR | 1.98% | OFFICIAL | 3BL24G26F6391DK100 | 30 | 3BL | INSTALLATION BLOC | 24G | IEC309 RANGE | 26F | IEC309 PLUGS/SOCK.O. | 1 | 25 | NR | 1848.84 | CCM | 378.164 | 352.309 | G | 8011564798366 | 8011564938052 | 8011564938052 | 85366990
GW60017WH | PLUG HP IP44 3P+N+E 32A 230V 9H INVER. | WTYCZ. HP IP44 3P+N+E 32A 230V 9H IN.FAZ | 15.5 | 1 | NR | 15.2 | 1 | NR | 1.974% | OFFICIAL | 3BL24G26F6361CH100 | 30 | 3BL | INSTALLATION BLOC | 24G | IEC309 RANGE | 26F | IEC309 PLUGS/SOCK.O. | 1 | 15 | NR | 1441.15 | CCM | 322.628 | 287.207 | G | 8011564870567 | 8011564996472 | 8011564996472 | 85366990
GW60028H | PLUG HP IP67 3P+N+E 16A 230V 9H | WTYCZKA HP IP67 3P+N+E 16A 230V 9H | 15.5 | 1 | NR | 15.2 | 1 | NR | 1.974% | OFFICIAL | 3BL24G26F6311C0100 | 30 | 3BL | INSTALLATION BLOC | 24G | IEC309 RANGE | 26F | IEC309 PLUGS/SOCK.O. | 1 | 15 | NR | 2224.933 | CCM | 299.378 | 258.317 | G | 8011564797024 | 8011564936713 | 8011564936713 | 85366990
GW60033H | PLUG HP IP67 3P+N+E 16A 500V 7H | WTYCZKA HP IP67 3P+N+E 16A 500V 7H | 15.5 | 1 | NR | 15.2 | 1 | NR | 1.974% | OFFICIAL | 3BL24G26F6311C0100 | 30 | 3BL | INSTALLATION BLOC | 24G | IEC309 RANGE | 26F | IEC309 PLUGS/SOCK.O. | 1 | 15 | NR | 2224.933 | CCM | 299.378 | 258.317 | G | 8011564797109 | 8011564936799 | 8011564936799 | 85366990
GW60461 | IP67 90°APPL.INLET 3P+N+E 125A 400V 6H | WTYCZ.PR.POD.90°IP67 3P+N+E 125A 400V 6H | 155 | 1 | NR | 152 | 1 | NR | 1.974% | OFFICIAL | 3BL24G26F6371DC100 | 30 | 3BL | INSTALLATION BLOC | 24G | IEC309 RANGE | 26F | IEC309 PLUGS/SOCK.O. | 1 | 2 | NR | 10687.5 | CCM | 1.85 | 1.665 | KG | 8011564010833 | 8011564010833 | 8011564319547 | 85366990
GW62056H | CONNECTOR HP IP67 3P+E 125A 110V 4H | ZŁĄCZE HP IP67 3P+E 125A 110V 4H | 155 | 1 | NR | 152 | 1 | NR | 1.974% | OFFICIAL | 3BL24G26F6391DS100 | 30 | 3BL | INSTALLATION BLOC | 24G | IEC309 RANGE | 26F | IEC309 PLUGS/SOCK.O. | 1 | 2 | NR | 10687.5 | CCM | 1.821 | 1.439 | KG | 8011564830363 | 8011564830363 | 8011564971356 | 85366990
GW63450 | IP67 10°W.RECEPTACLE 3P+N+T 63A 230V 9H | 10°GNIAZ NATYN.IP67 3P+N+T 63A 230V 9H | 77.5 | 1 | NR | 76 | 1 | NR | 1.974% | OFFICIAL | 3BL24G26F6451EU100 | 30 | 3BL | INSTALLATION BLOC | 24G | IEC309 RANGE | 26F | IEC309 PLUGS/SOCK.O. | 2 | 4 | NR | 5343.75 | CCM | 1.205 | 1.085 | KG | 8011564023864 | 8011564334724 | 8011564334731 | 85366990
GW63214H | 10°FLUSH.S.O.HP IP44 3P+E 63A 110V 4H | 10°GNIA.PODTYN.HP IP44 3P+E 63A 110V 4H | 56.9 | 1 | NR | 55.8 | 1 | NR | 1.971% | OFFICIAL | 3BL24G26F6431E9100 | 30 | 3BL | INSTALLATION BLOC | 24G | IEC309 RANGE | 26F | IEC309 PLUGS/SOCK.O. | 1 | 4 | NR | 2129.316 | CCM | 504.312 | 468.172 | G | 8011564829046 | 8011564829046 | 8011564969957 | 85366990
GW62415 | IP44 10°W.RECEPTACLE 2P+E 32A 230V 6H | 10°GNIAZ NATYN.IP44 2P+E 32A 230V 6H | 20.7 | 1 | NR | 20.3 | 1 | NR | 1.97% | OFFICIAL | 3BL24G26F6451EO100 | 30 | 3BL | INSTALLATION BLOC | 24G | IEC309 RANGE | 26F | IEC309 PLUGS/SOCK.O. | 1 | 16 | NR | 2358.125 | CCM | 396.188 | 326.38 | G | 8011564004948 | 8011564309890 | 8011564309890 | 85366990
GW62028FH | CONNECTOR HP IP67 3P+N+E 16A 230V 9H FW | ZŁĄCZE HP IP67 3P+N+E 16A 230V 9H FW | 25.9 | 1 | NR | 25.4 | 1 | NR | 1.969% | OFFICIAL | 3BL24G26F6401DN100 | 30 | 3BL | INSTALLATION BLOC | 24G | IEC309 RANGE | 26F | IEC309 PLUGS/SOCK.O. | 1 | 15 | NR | 2224.933 | CCM | 323.646 | 282.585 | G | 8011564798496 | 8011564938182 | 8011564938182 | 85366990
GW62128H | CONNECTOR HP IP67 3P+E 32A 380/440V 3H | ZŁĄCZE HP IP67 3P+E 32A 380/440V 3H | 25.9 | 1 | NR | 25.4 | 1 | NR | 1.969% | OFFICIAL | 3BL24G26F6391DO100 | 30 | 3BL | INSTALLATION BLOC | 24G | IEC309 RANGE | 26F | IEC309 PLUGS/SOCK.O. | 1 | 25 | NR | 2440 | CCM | 373.659 | 340.979 | G | 8011564798793 | 8011564938489 | 8011564938489 | 85366990
GW62441 | IP67 10°W.RECEPTACLE 3P+E 32A 400V 6H | 10°GNIAZ NATYN.IP67 3P+E 32A 400V 6H | 25.9 | 1 | NR | 25.4 | 1 | NR | 1.969% | OFFICIAL | 3BL24G26F6451ES100 | 30 | 3BL | INSTALLATION BLOC | 24G | IEC309 RANGE | 26F | IEC309 PLUGS/SOCK.O. | 1 | 16 | NR | 2358.125 | CCM | 481.438 | 433.294 | G | 8011564005563 | 8011564311077 | 8011564311077 | 85366990
GW62854H | 10°FLUSH.S.O. HP IP67 3P+N+E 32A 690V 5H | 10°PODT.GNIA HP IP67 3P+N+E 32A 690V 5H | 25.9 | 1 | NR | 25.4 | 1 | NR | 1.969% | OFFICIAL | 3BL24G26F6431EC100 | 30 | 3BL | INSTALLATION BLOC | 24G | IEC309 RANGE | 26F | IEC309 PLUGS/SOCK.O. | 1 | 15 | NR | 2224.933 | CCM | 324.511 | 283.45 | G | 8011564800816 | 8011564940505 | 8011564940505 | 85366990
GW62857H | 10°FLUSH.S.O. HP IP67 3P+N+E 32A >50V10H | 10°PODT.GNIA HP IP67 3P+N+E 32A >50V10H | 25.9 | 1 | NR | 25.4 | 1 | NR | 1.969% | OFFICIAL | 3BL24G26F6431EC100 | 30 | 3BL | INSTALLATION BLOC | 24G | IEC309 RANGE | 26F | IEC309 PLUGS/SOCK.O. | 1 | 15 | NR | 2224.933 | CCM | 324.511 | 283.45 | G | 8011564800847 | 8011564940536 | 8011564940536 | 85366990
GW62039H | CONNECTOR HP IP67 3P+N+E 32A 230V 9H | ZŁĄCZE HP IP67 3P+N+E 32A 230V 9H | 31.1 | 1 | NR | 30.5 | 1 | NR | 1.967% | OFFICIAL | 3BL24G26F6391DO100 | 30 | 3BL | INSTALLATION BLOC | 24G | IEC309 RANGE | 26F | IEC309 PLUGS/SOCK.O. | 1 | 15 | NR | 2224.933 | CCM | 426.766 | 385.705 | G | 8011564798700 | 8011564938397 | 8011564938397 | 85366990
GW62044H | CONNECTOR HP IP67 3P+N+E 32A 500V 7H | ZŁĄCZE HP IP67 3P+N+E 32A 500V 7H | 31.1 | 1 | NR | 30.5 | 1 | NR | 1.967% | OFFICIAL | 3BL24G26F6391DO100 | 30 | 3BL | INSTALLATION BLOC | 24G | IEC309 RANGE | 26F | IEC309 PLUGS/SOCK.O. | 1 | 15 | NR | 2224.933 | CCM | 427.746 | 386.685 | G | 8011564798786 | 8011564938472 | 8011564938472 | 85366990
GW62237FH | 10°FL.S.O. HP IP67 3P+N+E 32A 110V 4H FW | 10°PODT.GN HP IP67 3P+N+E 32A 110V 4H FW | 31.1 | 1 | NR | 30.5 | 1 | NR | 1.967% | OFFICIAL | 3BL24G26F6431EC100 | 30 | 3BL | INSTALLATION BLOC | 24G | IEC309 RANGE | 26F | IEC309 PLUGS/SOCK.O. | 1 | 15 | NR | 2224.933 | CCM | 319.011 | 277.95 | G | 8011564799448 | 8011564939134 | 8011564939134 | 85366990
GW62754H | CONNECTOR HP IP67 3P+N+E 32A 690V 5H | ZŁĄCZE HP IP67 3P+N+E 32A 690V 5H | 31.1 | 1 | NR | 30.5 | 1 | NR | 1.967% | OFFICIAL | 3BL24G26F6391DO100 | 30 | 3BL | INSTALLATION BLOC | 24G | IEC309 RANGE | 26F | IEC309 PLUGS/SOCK.O. | 1 | 15 | NR | 2224.933 | CCM | 427.746 | 386.685 | G | 8011564800144 | 8011564939837 | 8011564939837 | 85366990
GW62036FH | CONNECTOR HP IP67 3P+N+E 32A 110V 4H FW | ZŁĄCZE HP IP67 3P+N+E 32A 110V 4H FW | 36.3 | 1 | NR | 35.6 | 1 | NR | 1.966% | OFFICIAL | 3BL24G26F6391DO100 | 30 | 3BL | INSTALLATION BLOC | 24G | IEC309 RANGE | 26F | IEC309 PLUGS/SOCK.O. | 1 | 15 | NR | 2224.933 | CCM | 421.266 | 380.205 | G | 8011564798632 | 8011564938328 | 8011564938328 | 85366990
GW63220H | 10°FLUSH.S.O.HP IP44 3P+E 63A 400V 6H | 10°GNIA.PODTYN.HP IP44 3P+E 63A 400V 6H | 36.3 | 1 | NR | 35.6 | 1 | NR | 1.966% | OFFICIAL | 3BL24G26F6431E9100 | 30 | 3BL | INSTALLATION BLOC | 24G | IEC309 RANGE | 26F | IEC309 PLUGS/SOCK.O. | 1 | 4 | NR | 2129.316 | CCM | 503.962 | 467.822 | G | 8011564829107 | 8011564829107 | 8011564970014 | 85366990
GW63255PH | PR.INC.10° HP IP67 3P+T 63A 500V 7H CP | 10°PODT.GNIA.HP IP67 3P+E +P 63A 500V 7H | 83.1 | 1 | NR | 81.5 | 1 | NR | 1.963% | OFFICIAL | 3BL24G26F6431EE100 | 30 | 3BL | INSTALLATION BLOC | 24G | IEC309 RANGE | 26F | IEC309 PLUGS/SOCK.O. | 1 | 4 | NR | 2129.316 | CCM | 646.988 | 610.848 | G
GW60014FH | PLUG HP IP44 3P+N+E 32A 110V 4H FW | WTYCZKA HP IP44 3P+N+E 32A 110V 4H FW | 15.6 | 1 | NR | 15.3 | 1 | NR | 1.961% | OFFICIAL | 3BL24G26F6311BY100 | 30 | 3BL | INSTALLATION BLOC | 24G | IEC309 RANGE | 26F | IEC309 PLUGS/SOCK.O. | 1 | 15 | NR | 1441.15 | CCM | 319.759 | 289.467 | G | 8011564796751 | 8011564936447 | 8011564936447 | 85366990
GW60123 | IP67 90°STD.PLUG 3P+E 32A 400V 6H | WTYCZKA IP67 90° STD. 3P+E 32A 400V 6H | 20.8 | 1 | NR | 20.4 | 1 | NR | 1.961% | OFFICIAL | 3BL24G26F6331CI100 | 30 | 3BL | INSTALLATION BLOC | 24G | IEC309 RANGE | 26F | IEC309 PLUGS/SOCK.O. | 8 | 16 | NR | 2085.875 | CCM | 306.875 | 276.188 | G | 8011564009790 | 8011564317475 | 8011564317482 | 85366990
GW60211 | IP44 APPL.INLET 3P+N+E 16A 500V 7H | WTYCZKA PR.POD.IP44 3P+N+E 16A 500V 7H | 15.6 | 1 | NR | 15.3 | 1 | NR | 1.961% | OFFICIAL | 3BL24G26F6351CO100 | 30 | 3BL | INSTALLATION BLOC | 24G | IEC309 RANGE | 26F | IEC309 PLUGS/SOCK.O. | 10 | 20 | NR | 1068.75 | CCM | 209.85 | 169.61 | G | 8011564010062 | 8011564318014 | 8011564318021 | 85366990
GW62243H | 10°FLUSH.S.O. HP IP67 3P+N+E 32A 400V 6H | 10°PODT.GNIA HP IP67 3P+N+E 32A 400V 6H | 20.8 | 1 | NR | 20.4 | 1 | NR | 1.961% | OFFICIAL | 3BL24G26F6431EC100 | 30 | 3BL | INSTALLATION BLOC | 24G | IEC309 RANGE | 26F | IEC309 PLUGS/SOCK.O. | 1 | 15 | NR | 2224.933 | CCM | 323.324 | 279.967 | G | 8011564799578 | 8011564939264 | 8011564939264 | 85366990
GW62538 | IP44 90°W.RECEPTACLE 2P 16A 24V N.R. | 90°GNIAZ NATYN.IP44 2P 16A 24V N.R. | 20.8 | 1 | NR | 20.4 | 1 | NR | 1.961% | OFFICIAL | 3BL24G26F6471FC100 | 30 | 3BL | INSTALLATION BLOC | 24G | IEC309 RANGE | 26F | IEC309 PLUGS/SOCK.O. | 10 | 20 | NR | 1915.2 | CCM | 320.05 | 281.74 | G | 8011564008601 | 8011564315198 | 8011564513372 | 85366990
GW62805H | 10°FLUSH.S.O. HP IP44 3P+E 16A >50V 10H | 10°PODT.GNIA HP IP44 3P+E 16A >50V 10H | 10.4 | 1 | NR | 10.2 | 1 | NR | 1.961% | OFFICIAL | 3BL24G26F6431E6100 | 30 | 3BL | INSTALLATION BLOC | 24G | IEC309 RANGE | 26F | IEC309 PLUGS/SOCK.O. | 1 | 15 | NR | 1441.15 | CCM | 161.086 | 130.8 | G | 8011564800328 | 8011564940017 | 8011564940017 | 85366990
GW60020H | PLUG HP IP44 3P+N+E 32A 400V 6H | WTYCZKA HP IP44 3P+N+E 32A 400V 6H | 7.8 | 1 | NR | 7.65 | 1 | NR | 1.961% | OFFICIAL | 3BL24G26F6311BY100 | 30 | 3BL | INSTALLATION BLOC | 24G | IEC309 RANGE | 26F | IEC309 PLUGS/SOCK.O. | 1 | 25 | NR | 1610.7 | CCM | 320 | 288 | G | 8011564796881 | 8011564936577 | 8011564936577 | 85366990
GW60457 | IP67 90°APPL.INLET 3P+N+E 125A 110V 4H | WTYCZ.PR.POD.90°IP67 3P+N+E 125A 110V 4H | 156 | 1 | NR | 153 | 1 | NR | 1.961% | OFFICIAL | 3BL24G26F6371DC100 | 30 | 3BL | INSTALLATION BLOC | 24G | IEC309 RANGE | 26F | IEC309 PLUGS/SOCK.O. | 1 | 2 | NR | 10687.5 | CCM | 1.965 | 1.769 | KG | 8011564010857 | 8011564010857 | 8011564319561 | 85366990
GW60459 | IP67 90°APPL.INLET 3P+N+E 125A 230V 9H | WTYCZ.PR.POD.90°IP67 3P+N+E 125A 230V 9H | 156 | 1 | NR | 153 | 1 | NR | 1.961% | OFFICIAL | 3BL24G26F6371DC100 | 30 | 3BL | INSTALLATION BLOC | 24G | IEC309 RANGE | 26F | IEC309 PLUGS/SOCK.O. | 1 | 2 | NR | 10687.5 | CCM | 1.849 | 1.664 | KG | 8011564010925 | 8011564010925 | 8011564319677 | 85366990
GW62058H | CONNECTOR HP IP67 3P+E 125A 230V 9H | ZŁĄCZE HP IP67 3P+E 125A 230V 9H | 156 | 1 | NR | 153 | 1 | NR | 1.961% | OFFICIAL | 3BL24G26F6391DS100 | 30 | 3BL | INSTALLATION BLOC | 24G | IEC309 RANGE | 26F | IEC309 PLUGS/SOCK.O. | 1 | 2 | NR | 10687.5 | CCM | 1.821 | 1.439 | KG | 8011564828735 | 8011564828735 | 8011564970717 | 85366990
GW62062H | CONNECTOR HP IP67 3P+E 125A 500V 7H | ZŁĄCZE HP IP67 3P+E 125A 500V 7H | 156 | 1 | NR | 153 | 1 | NR | 1.961% | OFFICIAL | 3BL24G26F6391DS100 | 30 | 3BL | INSTALLATION BLOC | 24G | IEC309 RANGE | 26F | IEC309 PLUGS/SOCK.O. | 1 | 2 | NR | 10687.5 | CCM | 1.821 | 1.439 | KG | 8011564828797 | 8011564828797 | 8011564970779 | 85366990
GW62482 | IP44 90°W.RECEPTACLE 3P+N+T 16A 400V 6H | 90°GNIA.NATYN.IP44 3P+N+T 16A 400V 6H | 7.8 | 1 | NR | 7.65 | 1 | NR | 1.961% | OFFICIAL | 3BL24G26F6471F0100 | 30 | 3BL | INSTALLATION BLOC | 24G | IEC309 RANGE | 26F | IEC309 PLUGS/SOCK.O. | 1 | 20 | NR | 1915.2 | CCM | 355.2 | 319.68 | G | 8011564004634 | 8011564513334 | 8011564513334 | 85366990
GW63015H | CONNECTOR HP IP44 3P+N+E 63A 110V 4H | ZŁĄCZE HP IP44 3P+N+E 63A 110V 4H | 72.9 | 1 | NR | 71.5 | 1 | NR | 1.958% | OFFICIAL | 3BL24G26F6391DL100 | 30 | 3BL | INSTALLATION BLOC | 24G | IEC309 RANGE | 26F | IEC309 PLUGS/SOCK.O. | 1 | 4 | NR | 4773.75 | CCM | 923.975 | 800.539 | G | 8011564829381 | 8011564829381 | 8011564970298 | 85366990
GW63252H | 10°FLUSH.S.O.HP IP67 2P+E 63A 400V 9H | 10°GNIA.PODTYN.HP IP67 2P+E 63A 400V 9H | 57.3 | 1 | NR | 56.2 | 1 | NR | 1.957% | OFFICIAL | 3BL24G26F6431EE100 | 30 | 3BL | INSTALLATION BLOC | 24G | IEC309 RANGE | 26F | IEC309 PLUGS/SOCK.O. | 1 | 4 | NR | 2129.316 | CCM | 527.177 | 491.037 | G | 8011564828858 | 8011564828858 | 8011564969766 | 85366990
GW61050H | PLUG HP IP67 3P+N+E 63A 230V 9H | WTYCZKA HP IP67 3P+N+E 63A 230V 9H | 67.8 | 1 | NR | 66.5 | 1 | NR | 1.955% | OFFICIAL | 3BL24G26F6311C4100 | 30 | 3BL | INSTALLATION BLOC | 24G | IEC309 RANGE | 26F | IEC309 PLUGS/SOCK.O. | 1 | 4 | NR | 4039.875 | CCM | 932.688 | 819.564 | G | 8011564829503 | 8011564829503 | 8011564970410 | 85366990
GW63250H | 10°FLUSH.S.O.HP IP67 3P+E 63A 230V 9H | 10°PODT.GNIA.HP IP67 3P+E 63A 230V 9H | 62.6 | 1 | NR | 61.4 | 1 | NR | 1.954% | OFFICIAL | 3BL24G26F6431EE100 | 30 | 3BL | INSTALLATION BLOC | 24G | IEC309 RANGE | 26F | IEC309 PLUGS/SOCK.O. | 1 | 4 | NR | 2129.316 | CCM | 581.127 | 544.987 | G | 8011564828834 | 8011564828834 | 8011564969742 | 85366990
GW63258H | 10°FLUSH.S.O.HP IP67 3P+E 63A 690V 5H | 10°GNIA.PODTYN.HP IP67 3P+E 63A 690V 5H | 62.6 | 1 | NR | 61.4 | 1 | NR | 1.954% | OFFICIAL | 3BL24G26F6431EE100 | 30 | 3BL | INSTALLATION BLOC | 24G | IEC309 RANGE | 26F | IEC309 PLUGS/SOCK.O. | 1 | 4 | NR | 2129.316 | CCM | 581.127 | 544.987 | G | 8011564828919 | 8011564828919 | 8011564969827 | 85366990
GW63261H | 10°FLUSH.S.O.HP IP67 3P+E 63A >50V 10H | 10°GNIA.PODTY.HP IP67 2P+E 63A >50V 10H | 62.6 | 1 | NR | 61.4 | 1 | NR | 1.954% | OFFICIAL | 3BL24G26F6431EE100 | 30 | 3BL | INSTALLATION BLOC | 24G | IEC309 RANGE | 26F | IEC309 PLUGS/SOCK.O. | 1 | 4 | NR | 2129.316 | CCM | 581.127 | 544.987 | G | 8011564828940 | 8011564828940 | 8011564969858 | 85366990
GW63264H | 10°FLUSH.S.O.HP IP67 3P+E 63A >50V 2H | 10°GNIA.PODTYN.HP IP67 3P+E 63A >50V 2H | 62.6 | 1 | NR | 61.4 | 1 | NR | 1.954% | OFFICIAL | 3BL24G26F6431EE100 | 30 | 3BL | INSTALLATION BLOC | 24G | IEC309 RANGE | 26F | IEC309 PLUGS/SOCK.O. | 1 | 4 | NR | 2129.316 | CCM | 581.127 | 544.987 | G | 8011564828971 | 8011564828971 | 8011564969889 | 85366990
GW63266H | 10°FL.S.O.HP IP67 3P+E 63A 440÷460V 11H | 10°GN.PODT.HP IP67 3P+E 63A 440÷460V 11H | 62.6 | 1 | NR | 61.4 | 1 | NR | 1.954% | OFFICIAL | 3BL24G26F6431EE100 | 30 | 3BL | INSTALLATION BLOC | 24G | IEC309 RANGE | 26F | IEC309 PLUGS/SOCK.O. | 1 | 4 | NR | 2129.316 | CCM | 581.027 | 544.887 | G | 8011564828995 | 8011564828995 | 8011564969902 | 85366990
GW62235FH | 10°FLUS.S.O. HP IP67 2P+E 32A 110V 4H FW | 10°PODT.GNIA HP IP67 2P+E 32A 110V4H FW | 26.1 | 1 | NR | 25.6 | 1 | NR | 1.953% | OFFICIAL | 3BL24G26F6431EC100 | 30 | 3BL | INSTALLATION BLOC | 24G | IEC309 RANGE | 26F | IEC309 PLUGS/SOCK.O. | 1 | 15 | NR | 2224.933 | CCM | 272.841 | 231.78 | G | 8011564799400 | 8011564939097 | 8011564939097 | 85366990
GW60030WH | PLUG HP IP67 3P+E 16A 400V 6H INVER. | WTYCZKA HP IP67 3P+E 16A 400V 6H IN.FAZ | 20.9 | 1 | NR | 20.5 | 1 | NR | 1.951% | OFFICIAL | 3BL24G26F6361CJ100 | 30 | 3BL | INSTALLATION BLOC | 24G | IEC309 RANGE | 26F | IEC309 PLUGS/SOCK.O. | 1 | 15 | NR | 1441.15 | CCM | 220 | 220 | G | 8011564870451 | 8011564996366 | 8011564996366 | 85366990
GW60038H | PLUG HP IP67 3P+E 32A 230V 9H | WTYCZKA HP IP67 3P+E 32A 230V 9H | 20.9 | 1 | NR | 20.5 | 1 | NR | 1.951% | OFFICIAL | 3BL24G26F6311C2100 | 30 | 3BL | INSTALLATION BLOC | 24G | IEC309 RANGE | 26F | IEC309 PLUGS/SOCK.O. | 1 | 15 | NR | 2224.933 | CCM | 324.648 | 283.587 | G | 8011564797208 | 8011564936898 | 8011564936898 | 85366990
GW60042FH | PLUG HP IP67 3P+N+E 32A 400V 6H FW | WTYCZKA HP IP67 3P+N+E 32A 400V 6H FW | 20.9 | 1 | NR | 20.5 | 1 | NR | 1.951% | OFFICIAL | 3BL24G26F6311C2100 | 30 | 3BL | INSTALLATION BLOC | 24G | IEC309 RANGE | 26F | IEC309 PLUGS/SOCK.O. | 1 | 15 | NR | 2224.933 | CCM | 360.918 | 319.857 | G | 8011564797277 | 8011564936966 | 8011564936966 | 85366990
GW60043H | PLUG HP IP67 3P+E 32A 500V 7H | WTYCZKA HP IP67 3P+E 32A 500V 7H | 20.9 | 1 | NR | 20.5 | 1 | NR | 1.951% | OFFICIAL | 3BL24G26F6311C2100 | 30 | 3BL | INSTALLATION BLOC | 24G | IEC309 RANGE | 26F | IEC309 PLUGS/SOCK.O. | 1 | 15 | NR | 2224.933 | CCM | 324.648 | 283.587 | G | 8011564797291 | 8011564936980 | 8011564936980 | 85366990
GW60119 | IP67 90°STD.PLUG 2P+E 32A 230V 6H | WTYCZKA IP67 90° STD. 2P+E 32A 230V 6H | 20.9 | 1 | NR | 20.5 | 1 | NR | 1.951% | OFFICIAL | 3BL24G26F6331CI100 | 30 | 3BL | INSTALLATION BLOC | 24G | IEC309 RANGE | 26F | IEC309 PLUGS/SOCK.O. | 8 | 16 | NR | 2085.875 | CCM | 294.625 | 229.28 | G | 8011564009783 | 8011564317451 | 8011564317468 | 85366990
GW60228 | IP67 APPL.INLET 3P+N+E 16A 230V 9H | WTYCZKA PR.POD.IP67 3P+N+E 16A 230V 9H | 20.9 | 1 | NR | 20.5 | 1 | NR | 1.951% | OFFICIAL | 3BL24G26F6351CS100 | 30 | 3BL | INSTALLATION BLOC | 24G | IEC309 RANGE | 26F | IEC309 PLUGS/SOCK.O. | 10 | 20 | NR | 1668.7 | CCM | 253.23 | 206.73 | G | 8011564010185 | 8011564318250 | 8011564318267 | 85366990
GW60233 | IP67 APPL.INLET 3P+N+E 16A 500V 7H | WTYCZKA PR.POD.IP67 3P+N+E 16A 500V 7H | 20.9 | 1 | NR | 20.5 | 1 | NR | 1.951% | OFFICIAL | 3BL24G26F6351CS100 | 30 | 3BL | INSTALLATION BLOC | 24G | IEC309 RANGE | 26F | IEC309 PLUGS/SOCK.O. | 10 | 20 | NR | 1668.7 | CCM | 246.3 | 206.58 | G | 8011564010284 | 8011564318458 | 8011564318465 | 85366990
GW60237 | IP67 APPL.INLET 2P+E 32A 230V 6H | WTYCZKA PR.POD.IP67 2P+E 32A 230V 6H | 20.9 | 1 | NR | 20.5 | 1 | NR | 1.951% | OFFICIAL | 3BL24G26F6351CU100 | 30 | 3BL | INSTALLATION BLOC | 24G | IEC309 RANGE | 26F | IEC309 PLUGS/SOCK.O. | 8 | 16 | NR | 2085.875 | CCM | 291.313 | 242.58 | G | 8011564010192 | 8011564318274 | 8011564318281 | 85366990
GW60414 | IP44 90°APPL.INLET 3P+N+E 32A 110V 4H | WTYCZ.PR.POD.90° IP44 3P+N+E 32A 110V 4H | 20.9 | 1 | NR | 20.5 | 1 | NR | 1.951% | OFFICIAL | 3BL24G26F6371D4100 | 30 | 3BL | INSTALLATION BLOC | 24G | IEC309 RANGE | 26F | IEC309 PLUGS/SOCK.O. | 8 | 16 | NR | 2085.875 | CCM | 317.688 | 285.919 | G | 8011564010468 | 8011564318816 | 8011564318823 | 85366990
GW60437 | IP67 90°APPL.INLET 2P+E 32A 230V 6H | WTYCZKA PR.POD.90° IP67 2P+E 32A 230V 6H | 20.9 | 1 | NR | 20.5 | 1 | NR | 1.951% | OFFICIAL | 3BL24G26F6371D8100 | 30 | 3BL | INSTALLATION BLOC | 24G | IEC309 RANGE | 26F | IEC309 PLUGS/SOCK.O. | 8 | 16 | NR | 2394 | CCM | 346.438 | 311.794 | G | 8011564010635 | 8011564319158 | 8011564319165 | 85366990
GW60753H | PLUG HP IP67 3P+E 32A 690V 5H | WTYCZKA HP IP67 3P+E 32A 690V 5H | 20.9 | 1 | NR | 20.5 | 1 | NR | 1.951% | OFFICIAL | 3BL24G26F6311C2100 | 30 | 3BL | INSTALLATION BLOC | 24G | IEC309 RANGE | 26F | IEC309 PLUGS/SOCK.O. | 1 | 15 | NR | 2224.933 | CCM | 324.648 | 283.587 | G | 8011564797840 | 8011564937536 | 8011564937536 | 85366990
GW60756H | PLUG HP IP67 3P+E 32A >50V 10H | WTYCZKA HP IP67 3P+E 32A >50V 10H | 20.9 | 1 | NR | 20.5 | 1 | NR | 1.951% | OFFICIAL | 3BL24G26F6311C2100 | 30 | 3BL | INSTALLATION BLOC | 24G | IEC309 RANGE | 26F | IEC309 PLUGS/SOCK.O. | 1 | 15 | NR | 2224.933 | CCM | 324.648 | 283.587 | G | 8011564797871 | 8011564937567 | 8011564937567 | 85366990
GW62037H | CONNECTOR HP IP67 2P+E 32A 230V 6H | ZŁĄCZE HP IP67 2P+E 32A 230V 6H | 20.9 | 1 | NR | 20.5 | 1 | NR | 1.951% | OFFICIAL | 3BL24G26F6391DO100 | 30 | 3BL | INSTALLATION BLOC | 24G | IEC309 RANGE | 26F | IEC309 PLUGS/SOCK.O. | 1 | 15 | NR | 2224.933 | CCM | 365.286 | 324.225 | G | 8011564798663 | 8011564938359 | 8011564938359 | 85366990
GW62041H | CONNECTOR HP IP67 3P+E 32A 400V 6H | ZŁĄCZE HP IP67 3P+E 32A 400V 6H | 20.9 | 1 | NR | 20.5 | 1 | NR | 1.951% | OFFICIAL | 3BL24G26F6391DO100 | 30 | 3BL | INSTALLATION BLOC | 24G | IEC309 RANGE | 26F | IEC309 PLUGS/SOCK.O. | 1 | 15 | NR | 2224.933 | CCM | 382.096 | 341.035 | G | 8011564798748 | 8011564938434 | 8011564938434 | 85366990
GW62229FH | 10°FL.S.O. HP IP67 3P+N+E 16A 230V 9H FW | 10°PODT.GN HP IP67 3P+N+E 16A 230V 9H FW | 20.9 | 1 | NR | 20.5 | 1 | NR | 1.951% | OFFICIAL | 3BL24G26F6431EA100 | 30 | 3BL | INSTALLATION BLOC | 24G | IEC309 RANGE | 26F | IEC309 PLUGS/SOCK.O. | 1 | 15 | NR | 1441.15 | CCM | 225.026 | 194.74 | G | 8011564799301 | 8011564938991 | 8011564938991 | 85366990
GW62238FH | 10°FLUS.S.O. HP IP67 2P+E 32A 230V 6H FW | 10°PODT.GNIA HP IP67 2P+E 32A 230V6H FW | 20.9 | 1 | NR | 20.5 | 1 | NR | 1.951% | OFFICIAL | 3BL24G26F6431EC100 | 30 | 3BL | INSTALLATION BLOC | 24G | IEC309 RANGE | 26F | IEC309 PLUGS/SOCK.O. | 1 | 15 | NR | 2224.933 | CCM | 272.841 | 231.78 | G | 8011564799462 | 8011564939158 | 8011564939158 | 85366990
GW62418 | IP44 10°W.RECEPTACLE 2P+E 32A 400V 9H | 10°GNIAZ NATYN.IP44 2P+E 32A 400V 9H | 20.9 | 1 | NR | 20.5 | 1 | NR | 1.951% | OFFICIAL | 3BL24G26F6451EO100 | 30 | 3BL | INSTALLATION BLOC | 24G | IEC309 RANGE | 26F | IEC309 PLUGS/SOCK.O. | 1 | 16 | NR | 2358.125 | CCM | 360.75 | 295.6 | G | 8011564005006 | 8011564310018 | 8011564310018 | 85366990
GW62462 | IP44 10°W.RECEPTACLE 2P 16A 24/42V 11H | 10°GNIAZ NATYN.IP44 2P 16A 24/42V 11H | 20.9 | 1 | NR | 20.5 | 1 | NR | 1.951% | OFFICIAL | 3BL24G26F6451EW100 | 30 | 3BL | INSTALLATION BLOC | 24G | IEC309 RANGE | 26F | IEC309 PLUGS/SOCK.O. | 10 | 20 | NR | 1886.5 | CCM | 272.39 | 220.69 | G | 8011564008496 | 8011564314979 | 8011564314986 | 85366990
GW62466 | IP44 10°W.RECEPTACLE 3P 32A 24V N.R. | 10°GNIAZ NATYN.IP44 3P 32A 24V N.R. | 20.9 | 1 | NR | 20.5 | 1 | NR | 1.951% | OFFICIAL | 3BL24G26F6451EY100 | 30 | 3BL | INSTALLATION BLOC | 24G | IEC309 RANGE | 26F | IEC309 PLUGS/SOCK.O. | 10 | 20 | NR | 1886.5 | CCM | 300.25 | 270.225 | G | 8011564008526 | 8011564315037 | 8011564315044 | 85366990
GW62469 | IP44 10°W.RECEPTACLE 2P 32A 24/42V4H | 10°GNIAZ NATYN.IP44 2P 32A 24/42V4H | 20.9 | 1 | NR | 20.5 | 1 | NR | 1.951% | OFFICIAL | 3BL24G26F6451EY100 | 30 | 3BL | INSTALLATION BLOC | 24G | IEC309 RANGE | 26F | IEC309 PLUGS/SOCK.O. | 10 | 20 | NR | 1886.5 | CCM | 282.95 | 221.24 | G | 8011564008564 | 8011564315112 | 8011564315129 | 85366990
GW62471 | IP44 10°W.RECEPTACLE 2P 32A 24/42V 11H | 10°GNIAZ NATYN.IP44 2P 32A 24/42V 11H | 20.9 | 1 | NR | 20.5 | 1 | NR | 1.951% | OFFICIAL | 3BL24G26F6451EY100 | 30 | 3BL | INSTALLATION BLOC | 24G | IEC309 RANGE | 26F | IEC309 PLUGS/SOCK.O. | 10 | 20 | NR | 1886.5 | CCM | 282.75 | 221.24 | G | 8011564008588 | 8011564315150 | 8011564315167 | 85366990
GW60038WH | PLUG HP IP67 3P+E 32A 230V 9H INVER. | WTYCZKA HP IP67 3P+E 32A 230V 9H IN.FAZ | 31.4 | 1 | NR | 30.8 | 1 | NR | 1.948% | OFFICIAL | 3BL24G26F6361CL100 | 30 | 3BL | INSTALLATION BLOC | 24G | IEC309 RANGE | 26F | IEC309 PLUGS/SOCK.O. | 1 | 15 | NR | 2224.933 | CCM | 347.738 | 301.167 | G | 8011564870475 | 8011564996380 | 8011564996380 | 85366990
GW62518 | IP67 90°W.RECEPTACLE 3P+N+T 32A 500V 7H | 90°GNIAZ NATYN.IP67 3P+N+T 32A 500V 7H | 41.9 | 1 | NR | 41.1 | 1 | NR | 1.946% | OFFICIAL | 3BL24G26F6471F6100 | 30 | 3BL | INSTALLATION BLOC | 24G | IEC309 RANGE | 26F | IEC309 PLUGS/SOCK.O. | 1 | 16 | NR | 3598.438 | CCM | 562.29 | 459.45 | G | 8011564005747 | 8011564311435 | 8011564311435 | 85366990
GW60120 | IP67 90°STD.PLUG 3P+E 32A 230V 9H | WTYCZKA IP67 90° STD. 3P+E 32A 230V 9H | 26.2 | 1 | NR | 25.7 | 1 | NR | 1.946% | OFFICIAL | 3BL24G26F6331CI100 | 30 | 3BL | INSTALLATION BLOC | 24G | IEC309 RANGE | 26F | IEC309 PLUGS/SOCK.O. | 8 | 16 | NR | 2085.875 | CCM | 311.59 | 240.83 | G | 8011564009851 | 8011564317598 | 8011564317604 | 85366990
GW60125 | IP67 90°STD.PLUG 3P+E 32A 500V 7H | WTYCZKA IP67 90° STD. 3P+E 32A 500V 7H | 26.2 | 1 | NR | 25.7 | 1 | NR | 1.946% | OFFICIAL | 3BL24G26F6331CI100 | 30 | 3BL | INSTALLATION BLOC | 24G | IEC309 RANGE | 26F | IEC309 PLUGS/SOCK.O. | 8 | 16 | NR | 2085.875 | CCM | 301.125 | 240.82 | G | 8011564009868 | 8011564317611 | 8011564317628 | 85366990
GW60146 | IP67 90°STD.PLUG 3P+E 32A 380V 3H | WTYCZKA IP67 90° STD. 3P+E 32A 380V 3H | 26.2 | 1 | NR | 25.7 | 1 | NR | 1.946% | OFFICIAL | 3BL24G26F6331CI100 | 30 | 3BL | INSTALLATION BLOC | 24G | IEC309 RANGE | 26F | IEC309 PLUGS/SOCK.O. | 8 | 16 | NR | 2085.875 | CCM | 296.875 | 235.45 | G | 8011564025028 | 8011564336575 | 8011564336582 | 85366990
GW62490 | IP44 90°W.RECEPTACLE 3P+N+T 32A 230V 9H | 90°GNIA.NATYN.IP44 3P+N+T 32A 230V 9H | 26.2 | 1 | NR | 25.7 | 1 | NR | 1.946% | OFFICIAL | 3BL24G26F6471F2100 | 30 | 3BL | INSTALLATION BLOC | 24G | IEC309 RANGE | 26F | IEC309 PLUGS/SOCK.O. | 1 | 16 | NR | 3598.438 | CCM | 463.75 | 417.375 | G | 8011564004818 | 8011564309630 | 8011564309630 | 85366990
GW62509 | IP67 90°W.RECEPTACLE 3P+E 32A 110V 4H | 90°GNIAZ NATYN.IP67 3P+E 32A 110V 4H | 36.7 | 1 | NR | 36 | 1 | NR | 1.944% | OFFICIAL | 3BL24G26F6471F6100 | 30 | 3BL | INSTALLATION BLOC | 24G | IEC309 RANGE | 26F | IEC309 PLUGS/SOCK.O. | 1 | 16 | NR | 3598.438 | CCM | 539.438 | 456.2 | G | 8011564005211 | 8011564310438 | 8011564310438 | 85366990
GW60735H | PLUG HP IP67 2P+E 16A 500V 7H | WTYCZKA HP IP67 2P+E 16A 500V 7H | 10.5 | 1 | NR | 10.3 | 1 | NR | 1.942% | OFFICIAL | 3BL24G26F6311C0100 | 30 | 3BL | INSTALLATION BLOC | 24G | IEC309 RANGE | 26F | IEC309 PLUGS/SOCK.O. | 1 | 15 | NR | 1441.15 | CCM | 187.364 | 157.072 | G | 8011564797666 | 8011564937352 | 8011564937352 | 85366990
GW60738H | PLUG HP IP67 2P+E 16A >50V 10H | WTYCZKA HP IP67 2P+E 16A >50V 10H | 10.5 | 1 | NR | 10.3 | 1 | NR | 1.942% | OFFICIAL | 3BL24G26F6311C0100 | 30 | 3BL | INSTALLATION BLOC | 24G | IEC309 RANGE | 26F | IEC309 PLUGS/SOCK.O. | 1 | 15 | NR | 1441.15 | CCM | 187.364 | 157.072 | G | 8011564797697 | 8011564937383 | 8011564937383 | 85366990
GW60741H | PLUG HP IP67 2P+E 16A >50V 2H | WTYCZKA HP IP67 2P+E 16A >50V 2H | 10.5 | 1 | NR | 10.3 | 1 | NR | 1.942% | OFFICIAL | 3BL24G26F6311C0100 | 30 | 3BL | INSTALLATION BLOC | 24G | IEC309 RANGE | 26F | IEC309 PLUGS/SOCK.O. | 1 | 15 | NR | 1441.15 | CCM | 187.364 | 157.072 | G | 8011564797727 | 8011564937413 | 8011564937413 | 85366990
GW60748H | PLUG HP IP67 2P+E 16A TRASF.12H | WTYCZKA HP IP67 2P+E 16A TRASF.12H | 10.5 | 1 | NR | 10.3 | 1 | NR | 1.942% | OFFICIAL | 3BL24G26F6311C0100 | 30 | 3BL | INSTALLATION BLOC | 24G | IEC309 RANGE | 26F | IEC309 PLUGS/SOCK.O. | 1 | 15 | NR | 1441.15 | CCM | 187.364 | 157.072 | G | 8011564797796 | 8011564937482 | 8011564937482 | 85366990
GW60750H | PLUG HP IP67 2P+E 16A >50÷250 Vcc 3H | WTYCZKA HP IP67 2P+E 16A >50÷250 Vcc 3H | 10.5 | 1 | NR | 10.3 | 1 | NR | 1.942% | OFFICIAL | 3BL24G26F6311C0100 | 30 | 3BL | INSTALLATION BLOC | 24G | IEC309 RANGE | 26F | IEC309 PLUGS/SOCK.O. | 1 | 15 | NR | 1441.15 | CCM | 187.364 | 157.072 | G | 8011564797819 | 8011564937505 | 8011564937505 | 85366990
GW60751H | PLUG HP IP67 2P+E 16A >250Vcc 8H | WTYCZKA HP IP67 2P+E 16A >250Vcc 8H | 10.5 | 1 | NR | 10.3 | 1 | NR | 1.942% | OFFICIAL | 3BL24G26F6311C0100 | 30 | 3BL | INSTALLATION BLOC | 24G | IEC309 RANGE | 26F | IEC309 PLUGS/SOCK.O. | 1 | 15 | NR | 1441.15 | CCM | 187.364 | 157.072 | G | 8011564797826 | 8011564937512 | 8011564937512 | 85366990
GW61049H | PLUG HP IP67 3P+E 63A 230V 9H | WTYCZKA HP IP67 3P+E 63A 230V 9H | 63 | 1 | NR | 61.8 | 1 | NR | 1.942% | OFFICIAL | 3BL24G26F6311C4100 | 30 | 3BL | INSTALLATION BLOC | 24G | IEC309 RANGE | 26F | IEC309 PLUGS/SOCK.O. | 1 | 4 | NR | 4039.875 | CCM | 880.608 | 767.484 | G | 8011564829497 | 8011564829497 | 8011564970403 | 85366990
GW62009FH | CONNECTOR HP IP44 3P+N+E 16A 400V 6H FW | ZŁĄCZE HP IP44 3P+N+E 16A 400V 6H FW | 10.5 | 1 | NR | 10.3 | 1 | NR | 1.942% | OFFICIAL | 3BL24G26F6401DJ100 | 30 | 3BL | INSTALLATION BLOC | 24G | IEC309 RANGE | 26F | IEC309 PLUGS/SOCK.O. | 1 | 15 | NR | 1441.15 | CCM | 280 | 239.903 | G | 8011564798151 | 8011564937840 | 8011564937840 | 85366990
GW63445 | IP67 10°W.RECEPTACLE 2P+E 63A 110V 4H | 10°GNIAZ NATYN.IP67 2P+E 63A 110V 4H | 68.4 | 1 | NR | 67.1 | 1 | NR | 1.937% | OFFICIAL | 3BL24G26F6451EU100 | 30 | 3BL | INSTALLATION BLOC | 24G | IEC309 RANGE | 26F | IEC309 PLUGS/SOCK.O. | 2 | 4 | NR | 5343.75 | CCM | 1.058 | 0.952 | KG | 8011564023918 | 8011564334823 | 8011564334830 | 85366990
GW60042H | PLUG HP IP67 3P+N+E 32A 400V 6H | WTYCZKA HP IP67 3P+N+E 32A 400V 6H | 15.8 | 1 | NR | 15.5 | 1 | NR | 1.935% | OFFICIAL | 3BL24G26F6311C2100 | 30 | 3BL | INSTALLATION BLOC | 24G | IEC309 RANGE | 26F | IEC309 PLUGS/SOCK.O. | 1 | 25 | NR | 2440 | CCM | 364.187 | 324.361 | G | 8011564797284 | 8011564936973 | 8011564936973 | 85366990
GW60061H | PLUG HP IP67 3P+N+E 125A 400V 6H | WTYCZKA HP IP67 3P+N+E 125A 400V 6H | 158 | 1 | NR | 155 | 1 | NR | 1.935% | OFFICIAL | 3BL24G26F6311C6100 | 30 | 3BL | INSTALLATION BLOC | 24G | IEC309 RANGE | 26F | IEC309 PLUGS/SOCK.O. | 1 | 2 | NR | 10687.5 | CCM | 1.772 | 1.391 | KG | 8011564830219 | 8011564830219 | 8011564971202 | 85366990
GW60203 | IP44 APPL.INLET 3P+N+E 16A 110V 4H | WTYCZKA PR.POD.IP44 3P+N+E 16A 110V 4H | 15.8 | 1 | NR | 15.5 | 1 | NR | 1.935% | OFFICIAL | 3BL24G26F6351CO100 | 30 | 3BL | INSTALLATION BLOC | 24G | IEC309 RANGE | 26F | IEC309 PLUGS/SOCK.O. | 10 | 20 | NR | 1068.75 | CCM | 205.5 | 176.86 | G | 8011564009929 | 8011564317734 | 8011564317741 | 85366990
GW60206 | IP44 APPL.INLET 3P+N+E 16A 230V 9H | WTYCZKA PR.POD.IP44 3P+N+E 16A 230V 9H | 15.8 | 1 | NR | 15.5 | 1 | NR | 1.935% | OFFICIAL | 3BL24G26F6351CO100 | 30 | 3BL | INSTALLATION BLOC | 24G | IEC309 RANGE | 26F | IEC309 PLUGS/SOCK.O. | 10 | 20 | NR | 1068.75 | CCM | 206 | 169.62 | G | 8011564009967 | 8011564317819 | 8011564317826 | 85366990
GW60463 | IP67 90°APPL.INLET 3P+N+E 125A 500V 7H | WTYCZ.PR.POD.90°IP67 3P+N+E 125A 500V 7H | 158 | 1 | NR | 155 | 1 | NR | 1.935% | OFFICIAL | 3BL24G26F6371DC100 | 30 | 3BL | INSTALLATION BLOC | 24G | IEC309 RANGE | 26F | IEC309 PLUGS/SOCK.O. | 1 | 2 | NR | 10687.5 | CCM | 1.86 | 1.433 | KG | 8011564010932 | 8011564010932 | 8011564319684 | 85366990
GW61054H | PLUG HP IP67 3P+E 63A 500V 7H | WTYCZKA HP IP67 3P+E 63A 500V 7H | 79 | 1 | NR | 77.5 | 1 | NR | 1.935% | OFFICIAL | 3BL24G26F6311C4100 | 30 | 3BL | INSTALLATION BLOC | 24G | IEC309 RANGE | 26F | IEC309 PLUGS/SOCK.O. | 1 | 4 | NR | 4039.875 | CCM | 880.608 | 767.484 | G | 8011564829558 | 8011564829558 | 8011564970465 | 85366990
GW62026FH | CONNECTOR HP IP67 2P+E 16A 230V 6H FW | ZŁĄCZE HP IP67 2P+E 16A 230V 6H FW | 15.8 | 1 | NR | 15.5 | 1 | NR | 1.935% | OFFICIAL | 3BL24G26F6401DN100 | 30 | 3BL | INSTALLATION BLOC | 24G | IEC309 RANGE | 26F | IEC309 PLUGS/SOCK.O. | 1 | 50 | NR | 1220 | CCM | 209.917 | 190.787 | G | 8011564798458 | 8011564938144 | 8011564938144 | 85366990
GW62222H | 10°FLUSH.S.O. HP IP44 3P+E 32A 500V 7H | 10°PODT.GNIA HP IP44 3P+E 32A 500V 7H | 15.8 | 1 | NR | 15.5 | 1 | NR | 1.935% | OFFICIAL | 3BL24G26F6431E8100 | 30 | 3BL | INSTALLATION BLOC | 24G | IEC309 RANGE | 26F | IEC309 PLUGS/SOCK.O. | 1 | 15 | NR | 1441.15 | CCM | 225.354 | 195.09 | G | 8011564799189 | 8011564938878 | 8011564938878 | 85366990
GW62535 | IP67 90°W.RECEPTACLE 3P+N+T125A 400V 6H | 90°GNIAZ NATYN.IP67 3P+N+T125A 400V 6H | 158 | 1 | NR | 155 | 1 | NR | 1.935% | OFFICIAL | 3BL24G26F6471FA100 | 30 | 3BL | INSTALLATION BLOC | 24G | IEC309 RANGE | 26F | IEC309 PLUGS/SOCK.O. | 1 | 2 | NR | 10687.5 | CCM | 2.452 | 2.177 | KG | 8011564005372 | 8011564005372 | 8011564310735 | 85366990
GW62819H | 10°FLUSH.S.O. HP IP44 3P+E 32A 690V 5H | 10°PODT.GNIA HP IP44 3P+E 32A 690V 5H | 15.8 | 1 | NR | 15.5 | 1 | NR | 1.935% | OFFICIAL | 3BL24G26F6431E8100 | 30 | 3BL | INSTALLATION BLOC | 24G | IEC309 RANGE | 26F | IEC309 PLUGS/SOCK.O. | 1 | 15 | NR | 1441.15 | CCM | 225.354 | 195.09 | G | 8011564800465 | 8011564940154 | 8011564940154 | 85366990
GW62825H | 10°FLUSH.S.O. HP IP44 3P+E 32A >50V 2H | 10°PODT.GNIA HP IP44 3P+E 32A >50V 2H | 15.8 | 1 | NR | 15.5 | 1 | NR | 1.935% | OFFICIAL | 3BL24G26F6431E8100 | 30 | 3BL | INSTALLATION BLOC | 24G | IEC309 RANGE | 26F | IEC309 PLUGS/SOCK.O. | 1 | 15 | NR | 1441.15 | CCM | 225.354 | 195.09 | G | 8011564800526 | 8011564940215 | 8011564940215 | 85366990
GW62827H | 10°FL.S.O. HP IP44 3P+E 32A 440÷460V11H | 10°PODT.GN HP IP44 3P+E 32A 440÷460V11H | 15.8 | 1 | NR | 15.5 | 1 | NR | 1.935% | OFFICIAL | 3BL24G26F6431E8100 | 30 | 3BL | INSTALLATION BLOC | 24G | IEC309 RANGE | 26F | IEC309 PLUGS/SOCK.O. | 1 | 15 | NR | 1441.15 | CCM | 225.354 | 195.09 | G | 8011564800540 | 8011564940239 | 8011564940239 | 85366990
GW62829H | 10°FL.S.O. HP IP44 3P+E 32A 380/440V 3H | 10°PODT.GN HP IP44 3P+E 32A 380/440V 3H | 15.8 | 1 | NR | 15.5 | 1 | NR | 1.935% | OFFICIAL | 3BL24G26F6431E8100 | 30 | 3BL | INSTALLATION BLOC | 24G | IEC309 RANGE | 26F | IEC309 PLUGS/SOCK.O. | 1 | 15 | NR | 1441.15 | CCM | 225.354 | 195.09 | G | 8011564800564 | 8011564940253 | 8011564940253 | 85366990
GW62832H | 10°FLUSH.S.O. HP IP44 3P+E 32A TRASF.12H | 10°PODT.GNIA HP IP44 3P+E 32A TRASF.12H | 15.8 | 1 | NR | 15.5 | 1 | NR | 1.935% | OFFICIAL | 3BL24G26F6431E8100 | 30 | 3BL | INSTALLATION BLOC | 24G | IEC309 RANGE | 26F | IEC309 PLUGS/SOCK.O. | 1 | 15 | NR | 1441.15 | CCM | 225.354 | 195.09 | G | 8011564800595 | 8011564940284 | 8011564940284 | 85366990
GW62514 | IP67 90°W.RECEPTACLE 2P+E 32A 400V 9H | 90°GNIAZ NATYN.IP67 2P+E 32A 400V 9H | 36.9 | 1 | NR | 36.2 | 1 | NR | 1.934% | OFFICIAL | 3BL24G26F6471F6100 | 30 | 3BL | INSTALLATION BLOC | 24G | IEC309 RANGE | 26F | IEC309 PLUGS/SOCK.O. | 1 | 16 | NR | 3598.438 | CCM | 505.938 | 424.72 | G | 8011564005235 | 8011564310476 | 8011564310476 | 85366990
GW61451 | IP67 90°APPL.INLET 2P+E 63A 400V 9H | WTYCZKA PR.POD.90° IP67 2P+E 63A 400V 9H | 58 | 1 | NR | 56.9 | 1 | NR | 1.933% | OFFICIAL | 3BL24G26F6371DA100 | 30 | 3BL | INSTALLATION BLOC | 24G | IEC309 RANGE | 26F | IEC309 PLUGS/SOCK.O. | 2 | 4 | NR | 4914 | CCM | 831.5 | 748.35 | G | 8011564023727 | 8011564023727 | 8011564334472 | 85366990
GW60225 | IP67 APPL.INLET 3P+N+E 16A 110V 4H | WTYCZKA PR.POD.IP67 3P+N+E 16A 110V 4H | 21.1 | 1 | NR | 20.7 | 1 | NR | 1.932% | OFFICIAL | 3BL24G26F6351CS100 | 30 | 3BL | INSTALLATION BLOC | 24G | IEC309 RANGE | 26F | IEC309 PLUGS/SOCK.O. | 10 | 20 | NR | 1668.7 | CCM | 247.5 | 222.75 | G | 8011564010147 | 8011564318175 | 8011564318182 | 85366990
GW60427 | IP67 90°APPL.INLET 3P+E 16A 230V 9H | WTYCZKA PR.POD.90° IP67 3P+E 16A 230V 9H | 21.1 | 1 | NR | 20.7 | 1 | NR | 1.932% | OFFICIAL | 3BL24G26F6371D6100 | 30 | 3BL | INSTALLATION BLOC | 24G | IEC309 RANGE | 26F | IEC309 PLUGS/SOCK.O. | 10 | 20 | NR | 1668.7 | CCM | 249.2 | 199.65 | G | 8011564010604 | 8011564319097 | 8011564319103 | 85366990
GW60432 | IP67 90°APPL.INLET 3P+E 16A 500V 7H | WTYCZKA PR.POD.90° IP67 3P+E 16A 500V 7H | 21.1 | 1 | NR | 20.7 | 1 | NR | 1.932% | OFFICIAL | 3BL24G26F6371D6100 | 30 | 3BL | INSTALLATION BLOC | 24G | IEC309 RANGE | 26F | IEC309 PLUGS/SOCK.O. | 10 | 20 | NR | 1668.7 | CCM | 244.95 | 220.455 | G | 8011564010611 | 8011564319110 | 8011564319127 | 85366990
GW62429 | IP67 10°W.RECEPTACLE 2P+E 16A 400V 9H | 10°GNIAZ NATYN.IP67 2P+E 16A 400V 9H | 21.1 | 1 | NR | 20.7 | 1 | NR | 1.932% | OFFICIAL | 3BL24G26F6451EQ100 | 30 | 3BL | INSTALLATION BLOC | 24G | IEC309 RANGE | 26F | IEC309 PLUGS/SOCK.O. | 1 | 20 | NR | 1886.5 | CCM | 320.8 | 288.72 | G | 8011564005518 | 8011564310971 | 8011564310971 | 85366990
GW62737H | CONNECTOR HP IP67 3P+N+E 16A 690V 5H | ZŁĄCZE HP IP67 3P+N+E 16A 690V 5H | 21.1 | 1 | NR | 20.7 | 1 | NR | 1.932% | OFFICIAL | 3BL24G26F6391DM100 | 30 | 3BL | INSTALLATION BLOC | 24G | IEC309 RANGE | 26F | IEC309 PLUGS/SOCK.O. | 1 | 15 | NR | 2224.933 | CCM | 322.006 | 280.945 | G | 8011564799974 | 8011564939660 | 8011564939660 | 85366990
GW62740H | CONNECTOR HP IP67 3P+N+E 16A >50V 10H | ZŁĄCZE HP IP67 3P+N+E 16A >50V 10H | 21.1 | 1 | NR | 20.7 | 1 | NR | 1.932% | OFFICIAL | 3BL24G26F6391DM100 | 30 | 3BL | INSTALLATION BLOC | 24G | IEC309 RANGE | 26F | IEC309 PLUGS/SOCK.O. | 1 | 15 | NR | 2224.933 | CCM | 322.006 | 280.945 | G | 8011564800007 | 8011564939691 | 8011564939691 | 85366990
GW62743H | CONNECTOR HP IP67 3P+N+E 16A >50V2H | ZŁĄCZE HP IP67 3P+N+E 16A >50V2H | 21.1 | 1 | NR | 20.7 | 1 | NR | 1.932% | OFFICIAL | 3BL24G26F6391DM100 | 30 | 3BL | INSTALLATION BLOC | 24G | IEC309 RANGE | 26F | IEC309 PLUGS/SOCK.O. | 1 | 15 | NR | 2224.933 | CCM | 322.006 | 280.945 | G | 8011564800038 | 8011564939721 | 8011564939721 | 85366990
GW62745H | CONNECTOR HP IP67 3P+N+E 16A 440÷460V11H | ZŁĄCZE HP IP67 3P+N+E 16A 440÷460V11H | 21.1 | 1 | NR | 20.7 | 1 | NR | 1.932% | OFFICIAL | 3BL24G26F6391DM100 | 30 | 3BL | INSTALLATION BLOC | 24G | IEC309 RANGE | 26F | IEC309 PLUGS/SOCK.O. | 1 | 15 | NR | 2224.933 | CCM | 322.006 | 280.945 | G | 8011564800052 | 8011564939745 | 8011564939745 | 85366990
GW62747H | CONNECTOR HP IP67 3P+N+E 16A 380/440V 3H | ZŁĄCZE HP IP67 3P+N+E 16A 380/440V 3H | 21.1 | 1 | NR | 20.7 | 1 | NR | 1.932% | OFFICIAL | 3BL24G26F6391DM100 | 30 | 3BL | INSTALLATION BLOC | 24G | IEC309 RANGE | 26F | IEC309 PLUGS/SOCK.O. | 1 | 15 | NR | 2224.933 | CCM | 322.006 | 280.945 | G | 8011564800076 | 8011564939769 | 8011564939769 | 85366990
GW63526 | IP67 90°W.RECEPTACLE 3P+E 63A 400V 6H | 90°GNIAZ NATYN.IP67 3P+E 63A 400V 6H | 73.9 | 1 | NR | 72.5 | 1 | NR | 1.931% | OFFICIAL | 3BL24G26F6471F8100 | 30 | 3BL | INSTALLATION BLOC | 24G | IEC309 RANGE | 26F | IEC309 PLUGS/SOCK.O. | 2 | 4 | NR | 6719.25 | CCM | 1.272 | 1.145 | KG | 8011564024137 | 8011564335264 | 8011564335271 | 85366990
GW62236FH | 10°FLUS.S.O. HP IP67 3P+E 32A 110V 4H FW | 10°PODT.GNIA HP IP67 3P+E 32A 110V4H FW | 26.4 | 1 | NR | 25.9 | 1 | NR | 1.931% | OFFICIAL | 3BL24G26F6431EC100 | 30 | 3BL | INSTALLATION BLOC | 24G | IEC309 RANGE | 26F | IEC309 PLUGS/SOCK.O. | 1 | 15 | NR | 2224.933 | CCM | 288.031 | 246.97 | G | 8011564799424 | 8011564939110 | 8011564939110 | 85366990
GW62240H | 10°FLUSH.S.O. HP IP67 3P+N+E 32A 230V 9H | 10°PODT.GNIA HP IP67 3P+N+E 32A 230V 9H | 26.4 | 1 | NR | 25.9 | 1 | NR | 1.931% | OFFICIAL | 3BL24G26F6431EC100 | 30 | 3BL | INSTALLATION BLOC | 24G | IEC309 RANGE | 26F | IEC309 PLUGS/SOCK.O. | 1 | 15 | NR | 2224.933 | CCM | 324.511 | 283.45 | G | 8011564799516 | 8011564939202 | 8011564939202 | 85366990
GW62245H | 10°FLUSH.S.O. HP IP67 3P+N+E 32A 500V 7H | 10°PODT.GNIA HP IP67 3P+N+E 32A 500V 7H | 26.4 | 1 | NR | 25.9 | 1 | NR | 1.931% | OFFICIAL | 3BL24G26F6431EC100 | 30 | 3BL | INSTALLATION BLOC | 24G | IEC309 RANGE | 26F | IEC309 PLUGS/SOCK.O. | 1 | 15 | NR | 2224.933 | CCM | 324.511 | 283.45 | G | 8011564799592 | 8011564939288 | 8011564939288 | 85366990
GW62860H | 10°FLUSH.S.O. HP IP67 3P+N+E 32A >50V2H | 10°PODT.GNIA HP IP67 3P+N+E 32A >50V2H | 26.4 | 1 | NR | 25.9 | 1 | NR | 1.931% | OFFICIAL | 3BL24G26F6431EC100 | 30 | 3BL | INSTALLATION BLOC | 24G | IEC309 RANGE | 26F | IEC309 PLUGS/SOCK.O. | 1 | 15 | NR | 2224.933 | CCM | 324.511 | 283.45 | G | 8011564800878 | 8011564940567 | 8011564940567 | 85366990
GW62862H | 10°FL.S.O.HP IP67 3P+N+E 32A 440÷460V11H | 10°GN.POD.HP IP67 3P+N+E 32A 440÷460V11H | 26.4 | 1 | NR | 25.9 | 1 | NR | 1.931% | OFFICIAL | 3BL24G26F6431EC100 | 30 | 3BL | INSTALLATION BLOC | 24G | IEC309 RANGE | 26F | IEC309 PLUGS/SOCK.O. | 1 | 15 | NR | 2224.933 | CCM | 324.511 | 283.45 | G | 8011564800892 | 8011564940581 | 8011564940581 | 85366990
GW62863H | 10°FL.S.O. HP IP67 3P+N+E 32A 380/440V3H | 10°PODT.GN HP IP67 3P+N+E 32A 380/440V3H | 26.4 | 1 | NR | 25.9 | 1 | NR | 1.931% | OFFICIAL | 3BL24G26F6431EC100 | 30 | 3BL | INSTALLATION BLOC | 24G | IEC309 RANGE | 26F | IEC309 PLUGS/SOCK.O. | 1 | 15 | NR | 2224.933 | CCM | 324.511 | 283.45 | G | 8011564800908 | 8011564940598 | 8011564940598 | 85366990
GW63453 | IP67 10°W.RECEPTACLE 3P+N+T 63A 400V 6H | 10°GNIAZ NATYN.IP67 3P+N+T 63A 400V 6H | 68.8 | 1 | NR | 67.5 | 1 | NR | 1.926% | OFFICIAL | 3BL24G26F6451EU100 | 30 | 3BL | INSTALLATION BLOC | 24G | IEC309 RANGE | 26F | IEC309 PLUGS/SOCK.O. | 2 | 4 | NR | 5343.75 | CCM | 1.186 | 1.067 | KG | 8011564023833 | 8011564334663 | 8011564334670 | 85366990
GW63053PH | CONNECTOR HP IP67 3P+N+E 63A 400V 6H PC | ZŁĄCZE HP IP67 3P+N+E 63A 400V 6H PC | 74.1 | 1 | NR | 72.7 | 1 | NR | 1.926% | OFFICIAL | 3BL24G26F6391DQ100 | 30 | 3BL | INSTALLATION BLOC | 24G | IEC309 RANGE | 26F | IEC309 PLUGS/SOCK.O. | 1 | 4 | NR | 4773.75 | CCM | 1.012 | 0.959 | KG | 8011564828384 | 8011564828384 | 8011564969568 | 85366990
GW63447 | IP67 10°W.RECEPTACLE 3P+N+T 63A 110V 4H | 10°GNIAZ NATYN.IP67 3P+N+T 63A 110V 4H | 79.4 | 1 | NR | 77.9 | 1 | NR | 1.926% | OFFICIAL | 3BL24G26F6451EU100 | 30 | 3BL | INSTALLATION BLOC | 24G | IEC309 RANGE | 26F | IEC309 PLUGS/SOCK.O. | 2 | 4 | NR | 5343.75 | CCM | 1.52 | 1.169 | KG | 8011564023895 | 8011564334786 | 8011564334793 | 85366990
GW60099 | IP44 90°STD.PLUG 2P+E 32A 400V 9H | WTYCZKA IP44 90° STD. 2P+E 32A 400V 9H | 15.9 | 1 | NR | 15.6 | 1 | NR | 1.923% | OFFICIAL | 3BL24G26F6331CE100 | 30 | 3BL | INSTALLATION BLOC | 24G | IEC309 RANGE | 26F | IEC309 PLUGS/SOCK.O. | 8 | 16 | NR | 1335.938 | CCM | 229.063 | 206.156 | G | 8011564009257 | 8011564316454 | 8011564316461 | 85366990
GW61449 | IP67 90°APPL.INLET 3P+E 63A 230V 9H | WTYCZKA PR.POD.90° IP67 3P+E 63A 230V 9H | 63.6 | 1 | NR | 62.4 | 1 | NR | 1.923% | OFFICIAL | 3BL24G26F6371DA100 | 30 | 3BL | INSTALLATION BLOC | 24G | IEC309 RANGE | 26F | IEC309 PLUGS/SOCK.O. | 2 | 4 | NR | 4914 | CCM | 882.25 | 794.025 | G | 8011564023703 | 8011564023703 | 8011564334434 | 85366990
GW61454 | IP67 90°APPL.INLET 3P+E 63A 500V 7H | WTYCZKA PR.POD.90° IP67 3P+E 63A 500V 7H | 63.6 | 1 | NR | 62.4 | 1 | NR | 1.923% | OFFICIAL | 3BL24G26F6371DA100 | 30 | 3BL | INSTALLATION BLOC | 24G | IEC309 RANGE | 26F | IEC309 PLUGS/SOCK.O. | 1 | 4 | NR | 4914 | CCM | 868.75 | 781.875 | G | 8011564023758 | 8011564023758 | 8011564334533 | 85366990
GW62010H | CONNECTOR HP IP44 3P+E 16A 500V 7H | ZŁĄCZE HP IP44 3P+E 16A 500V 7H | 7.95 | 1 | NR | 7.8 | 1 | NR | 1.923% | OFFICIAL | 3BL24G26F6391DI100 | 30 | 3BL | INSTALLATION BLOC | 24G | IEC309 RANGE | 26F | IEC309 PLUGS/SOCK.O. | 1 | 15 | NR | 1441.15 | CCM | 203.144 | 172.855 | G | 8011564798175 | 8011564937864 | 8011564937864 | 85366990
GW62240FH | 10°FL.S.O. HP IP67 3P+N+E 32A 230V 9H FW | 10°PODT.GN HP IP67 3P+N+E 32A 230V 9H FW | 31.8 | 1 | NR | 31.2 | 1 | NR | 1.923% | OFFICIAL | 3BL24G26F6431EC100 | 30 | 3BL | INSTALLATION BLOC | 24G | IEC309 RANGE | 26F | IEC309 PLUGS/SOCK.O. | 1 | 15 | NR | 2224.933 | CCM | 319.011 | 277.95 | G | 8011564799509 | 8011564939196 | 8011564939196 | 85366990
GW62702H | CONNECTOR HP IP44 3P+E 16A 690V 5H | ZŁĄCZE HP IP44 3P+E 16A 690V 5H | 7.95 | 1 | NR | 7.8 | 1 | NR | 1.923% | OFFICIAL | 3BL24G26F6391DI100 | 30 | 3BL | INSTALLATION BLOC | 24G | IEC309 RANGE | 26F | IEC309 PLUGS/SOCK.O. | 1 | 15 | NR | 1441.15 | CCM | 209.274 | 178.985 | G | 8011564799622 | 8011564939318 | 8011564939318 | 85366990
GW62705H | CONNECTOR HP IP44 3P+E 16A >50V 10H | ZŁĄCZE HP IP44 3P+E 16A >50V 10H | 7.95 | 1 | NR | 7.8 | 1 | NR | 1.923% | OFFICIAL | 3BL24G26F6391DI100 | 30 | 3BL | INSTALLATION BLOC | 24G | IEC309 RANGE | 26F | IEC309 PLUGS/SOCK.O. | 1 | 15 | NR | 1441.15 | CCM | 209.274 | 178.985 | G | 8011564799653 | 8011564939349 | 8011564939349 | 85366990
GW62708H | CONNECTOR HP IP44 3P+E 16A >50V 2H | ZŁĄCZE HP IP44 3P+E 16A >50V 2H | 7.95 | 1 | NR | 7.8 | 1 | NR | 1.923% | OFFICIAL | 3BL24G26F6391DI100 | 30 | 3BL | INSTALLATION BLOC | 24G | IEC309 RANGE | 26F | IEC309 PLUGS/SOCK.O. | 1 | 15 | NR | 1441.15 | CCM | 209.274 | 178.985 | G | 8011564799684 | 8011564939370 | 8011564939370 | 85366990
GW62710H | CONNECTOR HP IP44 3P+E 16A 440÷460V 11H | ZŁĄCZE HP IP44 3P+E 16A 440÷460V 11H | 7.95 | 1 | NR | 7.8 | 1 | NR | 1.923% | OFFICIAL | 3BL24G26F6391DI100 | 30 | 3BL | INSTALLATION BLOC | 24G | IEC309 RANGE | 26F | IEC309 PLUGS/SOCK.O. | 1 | 15 | NR | 1441.15 | CCM | 209.274 | 178.985 | G | 8011564799707 | 8011564939394 | 8011564939394 | 85366990
GW62712H | CONNECTOR HP IP44 3P+E 16A 380/440V 3H | ZŁĄCZE HP IP44 3P+E 16A 380/440V 3H | 7.95 | 1 | NR | 7.8 | 1 | NR | 1.923% | OFFICIAL | 3BL24G26F6391DI100 | 30 | 3BL | INSTALLATION BLOC | 24G | IEC309 RANGE | 26F | IEC309 PLUGS/SOCK.O. | 1 | 15 | NR | 1441.15 | CCM | 209.274 | 178.985 | G | 8011564799721 | 8011564939417 | 8011564939417 | 85366990
GW62715H | CONNECTOR HP IP44 3P+E 16A TRASF.12H | ZŁĄCZE HP IP44 3P+E 16A TRASF.12H | 7.95 | 1 | NR | 7.8 | 1 | NR | 1.923% | OFFICIAL | 3BL24G26F6391DI100 | 30 | 3BL | INSTALLATION BLOC | 24G | IEC309 RANGE | 26F | IEC309 PLUGS/SOCK.O. | 1 | 15 | NR | 1441.15 | CCM | 209.274 | 178.985 | G | 8011564799752 | 8011564939448 | 8011564939448 | 85366990
GW60265 | WATERTIGHT CAP FOR 16A 3P+N+E APPL.INLET | WODOSZ.OSŁONA,WTYCZKA PR.PROD.16A 3P+N+E | 2.65 | 1 | NR | 2.6 | 1 | NR | 1.923% | OFFICIAL | 3BL24G26F6381D0100 | 30 | 3BL | INSTALLATION BLOC | 24G | IEC309 RANGE | 26F | IEC309 PLUGS/SOCK.O. | 10 | 80 | NR | 677.25 | CCM | 55.425 | 49.883 | G | 8011564010963 | 8011564319738 | 8011564516151 | 85389099
GW62061PH | CONNECTOR HP IP67 3P+N+E 125A 400V 6H PC | ZŁĄCZE HP IP67 3P+N+E 125A 400V 6H PC | 159 | 1 | NR | 156 | 1 | NR | 1.923% | OFFICIAL | 3BL24G26F6391DS100 | 30 | 3BL | INSTALLATION BLOC | 24G | IEC309 RANGE | 26F | IEC309 PLUGS/SOCK.O. | 1 | 2 | NR | 10687.5 | CCM | 2.185 | 1.804 | KG | 8011564828407 | 8011564828407 | 8011564969582 | 85366990
GW63013H | CONNECTOR HP IP44 2P+E 63A 110V 4H | ZŁĄCZE HP IP44 2P+E 63A 110V 4H | 63.7 | 1 | NR | 62.5 | 1 | NR | 1.92% | OFFICIAL | 3BL24G26F6391DL100 | 30 | 3BL | INSTALLATION BLOC | 24G | IEC309 RANGE | 26F | IEC309 PLUGS/SOCK.O. | 1 | 4 | NR | 4773.75 | CCM | 832.515 | 709.079 | G | 8011564829367 | 8011564829367 | 8011564970274 | 85366990
GW63523 | IP67 90°W.RECEPTACLE 3P+E 63A 230V 9H | 90°GNIAZ NATYN.IP67 3P+E 63A 230V 9H | 85 | 1 | NR | 83.4 | 1 | NR | 1.918% | OFFICIAL | 3BL24G26F6471F8100 | 30 | 3BL | INSTALLATION BLOC | 24G | IEC309 RANGE | 26F | IEC309 PLUGS/SOCK.O. | 2 | 4 | NR | 6719.25 | CCM | 1.286 | 1.043 | KG | 8011564024106 | 8011564335202 | 8011564335219 | 85366990
GW63528 | IP67 90°W.RECEPTACLE 3P+E 63A 500V 7H | 90°GNIAZ NATYN.IP67 3P+E 63A 500V 7H | 85 | 1 | NR | 83.4 | 1 | NR | 1.918% | OFFICIAL | 3BL24G26F6471F8100 | 30 | 3BL | INSTALLATION BLOC | 24G | IEC309 RANGE | 26F | IEC309 PLUGS/SOCK.O. | 2 | 4 | NR | 6719.25 | CCM | 1.315 | 1.183 | KG | 8011564024151 | 8011564335301 | 8011564335318 | 85366990
GW61046H | PLUG HP IP67 3P+E 63A 110V 4H | WTYCZKA HP IP67 3P+E 63A 110V 4H | 63.8 | 1 | NR | 62.6 | 1 | NR | 1.917% | OFFICIAL | 3BL24G26F6311C4100 | 30 | 3BL | INSTALLATION BLOC | 24G | IEC309 RANGE | 26F | IEC309 PLUGS/SOCK.O. | 1 | 4 | NR | 4039.875 | CCM | 880.608 | 767.484 | G | 8011564829466 | 8011564829466 | 8011564970373 | 85366990
GW63255H | 10°FLUSH.S.O.HP IP67 3P+E 63A 500V 7H | 10°PODT.GNIA.HP IP67 3P+E 63A 500V 7H | 79.8 | 1 | NR | 78.3 | 1 | NR | 1.916% | OFFICIAL | 3BL24G26F6431EE100 | 30 | 3BL | INSTALLATION BLOC | 24G | IEC309 RANGE | 26F | IEC309 PLUGS/SOCK.O. | 1 | 4 | NR | 2129.316 | CCM | 581.127 | 544.987 | G | 8011564828896 | 8011564828896 | 8011564969803 | 85366990
GW62503 | IP67 90°W.RECEPTACLE 2P+E 16A 400V 9H | 90°GNIAZ NATYN.IP67 2P+E 16A 400V 9H | 26.6 | 1 | NR | 26.1 | 1 | NR | 1.916% | OFFICIAL | 3BL24G26F6471F4100 | 30 | 3BL | INSTALLATION BLOC | 24G | IEC309 RANGE | 26F | IEC309 PLUGS/SOCK.O. | 1 | 20 | NR | 1915.2 | CCM | 360.2 | 300.58 | G | 8011564005136 | 8011564310278 | 8011564310278 | 85366990
GW60034FH | PLUG HP IP67 2P+E 32A 110V 4H FW | WTYCZKA HP IP67 2P+E 32A 110V4H FW | 21.3 | 1 | NR | 20.9 | 1 | NR | 1.914% | OFFICIAL | 3BL24G26F6311C2100 | 30 | 3BL | INSTALLATION BLOC | 24G | IEC309 RANGE | 26F | IEC309 PLUGS/SOCK.O. | 1 | 15 | NR | 2224.933 | CCM | 303.168 | 262.107 | G | 8011564797116 | 8011564936805 | 8011564936805 | 85366990
GW60417 | IP44 90°APPL.INLET 3P+N+E 32A 230V 9H | WTYCZ.PR.POD.90° IP44 3P+N+E 32A 230V 9H | 21.3 | 1 | NR | 20.9 | 1 | NR | 1.914% | OFFICIAL | 3BL24G26F6371D4100 | 30 | 3BL | INSTALLATION BLOC | 24G | IEC309 RANGE | 26F | IEC309 PLUGS/SOCK.O. | 8 | 16 | NR | 2085.875 | CCM | 317.625 | 265.15 | G | 8011564010512 | 8011564318915 | 8011564318922 | 85366990
GW60422 | IP44 90°APPL.INLET 3P+N+E 32A 500V 7H | WTYCZ.PR.POD.90° IP44 3P+N+E 32A 500V 7H | 21.3 | 1 | NR | 20.9 | 1 | NR | 1.914% | OFFICIAL | 3BL24G26F6371D4100 | 30 | 3BL | INSTALLATION BLOC | 24G | IEC309 RANGE | 26F | IEC309 PLUGS/SOCK.O. | 8 | 16 | NR | 2085.875 | CCM | 317.688 | 285.919 | G | 8011564010529 | 8011564318939 | 8011564318946 | 85366990
GW62232FH | 10°FL.S.O. HP IP67 3P+N+E 16A 400V 6H FW | 10°PODT.GN HP IP67 3P+N+E 16A 400V 6H FW | 21.3 | 1 | NR | 20.9 | 1 | NR | 1.914% | OFFICIAL | 3BL24G26F6431EA100 | 30 | 3BL | INSTALLATION BLOC | 24G | IEC309 RANGE | 26F | IEC309 PLUGS/SOCK.O. | 1 | 15 | NR | 1441.15 | CCM | 225.026 | 194.74 | G | 8011564799363 | 8011564939059 | 8011564939059 | 85366990
GW62457 | IP44 10°W.RECEPTACLE 3P 16A 24V N.R. | 10°GNIAZ NATYN.IP44 3P 16A 24V N.R. | 21.3 | 1 | NR | 20.9 | 1 | NR | 1.914% | OFFICIAL | 3BL24G26F6451EW100 | 30 | 3BL | INSTALLATION BLOC | 24G | IEC309 RANGE | 26F | IEC309 PLUGS/SOCK.O. | 10 | 20 | NR | 1886.5 | CCM | 298.6 | 235.1 | G | 8011564008434 | 8011564314856 | 8011564314863 | 85366990
GW62459 | IP44 10°W.RECEPTACLE 3P 16A 42V 12H | 10°GNIAZ NATYN.IP44 3P 16A 42V 12H | 21.3 | 1 | NR | 20.9 | 1 | NR | 1.914% | OFFICIAL | 3BL24G26F6451EW100 | 30 | 3BL | INSTALLATION BLOC | 24G | IEC309 RANGE | 26F | IEC309 PLUGS/SOCK.O. | 10 | 20 | NR | 1886.5 | CCM | 294.85 | 234.32 | G | 8011564008458 | 8011564314894 | 8011564314900 | 85366990
GW62460 | IP44 10°W.RECEPTACLE 2P 16A 24/42V 4H | 10°GNIAZ NATYN.IP44 2P 16A 24/42V 4H | 21.3 | 1 | NR | 20.9 | 1 | NR | 1.914% | OFFICIAL | 3BL24G26F6451EW100 | 30 | 3BL | INSTALLATION BLOC | 24G | IEC309 RANGE | 26F | IEC309 PLUGS/SOCK.O. | 10 | 20 | NR | 1886.5 | CCM | 279.15 | 220.69 | G | 8011564008472 | 8011564314931 | 8011564314948 | 85366990
GW62468 | IP44 10°W.RECEPTACLE 3P 32A 42V 12H | 10°GNIAZ NATYN.IP44 3P 32A 42V 12H | 21.3 | 1 | NR | 20.9 | 1 | NR | 1.914% | OFFICIAL | 3BL24G26F6451EY100 | 30 | 3BL | INSTALLATION BLOC | 24G | IEC309 RANGE | 26F | IEC309 PLUGS/SOCK.O. | 10 | 20 | NR | 1886.5 | CCM | 293.65 | 264.291 | G | 8011564008540 | 8011564315075 | 8011564315082 | 85366990
GW62485 | IP44 90°W.RECEPTACLE 2P+E 32A 110V 4H | 90°GNIAZ NATYN.IP44 2P+E 32A 110V 4H | 21.3 | 1 | NR | 20.9 | 1 | NR | 1.914% | OFFICIAL | 3BL24G26F6471F2100 | 30 | 3BL | INSTALLATION BLOC | 24G | IEC309 RANGE | 26F | IEC309 PLUGS/SOCK.O. | 1 | 16 | NR | 3598.438 | CCM | 422 | 379.8 | G | 8011564004740 | 8011564309494 | 8011564309494 | 85366990
GW62499 | IP67 90°W.RECEPTACLE 2P+E 16A 230V 6H | 90°GNIAZ NATYN.IP67 2P+E 16A 230V 6H | 21.3 | 1 | NR | 20.9 | 1 | NR | 1.914% | OFFICIAL | 3BL24G26F6471F4100 | 30 | 3BL | INSTALLATION BLOC | 24G | IEC309 RANGE | 26F | IEC309 PLUGS/SOCK.O. | 1 | 20 | NR | 1915.2 | CCM | 365.2 | 328.68 | G | 8011564005075 | 8011564513341 | 8011564513341 | 85366990
GW62852H | 10°FLUSH.S.O. HP IP67 2P+E 32A 500V 7H | 10°PODT.GNIA HP IP67 2P+E 32A 500V 7H | 21.3 | 1 | NR | 20.9 | 1 | NR | 1.914% | OFFICIAL | 3BL24G26F6431EC100 | 30 | 3BL | INSTALLATION BLOC | 24G | IEC309 RANGE | 26F | IEC309 PLUGS/SOCK.O. | 1 | 15 | NR | 2224.933 | CCM | 273.211 | 232.15 | G | 8011564800793 | 8011564940482 | 8011564940482 | 85366990
GW62855H | 10°FLUSH.S.O. HP IP67 2P+E 32A >50V 10H | 10°PODT.GNIA HP IP67 2P+E 32A >50V 10H | 21.3 | 1 | NR | 20.9 | 1 | NR | 1.914% | OFFICIAL | 3BL24G26F6431EC100 | 30 | 3BL | INSTALLATION BLOC | 24G | IEC309 RANGE | 26F | IEC309 PLUGS/SOCK.O. | 1 | 15 | NR | 2224.933 | CCM | 273.211 | 232.15 | G | 8011564800823 | 8011564940512 | 8011564940512 | 85366990
GW62858H | 10°FLUSH.S.O. HP IP67 2P+E 32A >50V 2H | 10°PODT.GNIA HP IP67 2P+E 32A >50V 2H | 21.3 | 1 | NR | 20.9 | 1 | NR | 1.914% | OFFICIAL | 3BL24G26F6431EC100 | 30 | 3BL | INSTALLATION BLOC | 24G | IEC309 RANGE | 26F | IEC309 PLUGS/SOCK.O. | 1 | 15 | NR | 2224.933 | CCM | 273.211 | 232.15 | G | 8011564800854 | 8011564940543 | 8011564940543 | 85366990
GW62864H | 10°FLUSH.S.O. HP IP67 2P+E 32A TRASF.12H | 10°PODT.GNIA HP IP67 2P+E 32A TRASF.12H | 21.3 | 1 | NR | 20.9 | 1 | NR | 1.914% | OFFICIAL | 3BL24G26F6431EC100 | 30 | 3BL | INSTALLATION BLOC | 24G | IEC309 RANGE | 26F | IEC309 PLUGS/SOCK.O. | 1 | 15 | NR | 2224.933 | CCM | 273.211 | 232.15 | G | 8011564800915 | 8011564940604 | 8011564940604 | 85366990
GW62867H | 10°FLUSH.S.O. HP IP67 2P+E 32A >250Vcc8H | 10°PODT.GNIA HP IP67 2P+E 32A >250Vcc8H | 21.3 | 1 | NR | 20.9 | 1 | NR | 1.914% | OFFICIAL | 3BL24G26F6431EC100 | 30 | 3BL | INSTALLATION BLOC | 24G | IEC309 RANGE | 26F | IEC309 PLUGS/SOCK.O. | 1 | 15 | NR | 1441.15 | CCM | 262.414 | 232.15 | G | 8011564800946 | 8011564940635 | 8011564940635 | 85366990
GW63016H | CONNECTOR HP IP44 2P+E 63A 230V 6H | ZŁĄCZE HP IP44 2P+E 63A 230V 6H | 58.6 | 1 | NR | 57.5 | 1 | NR | 1.913% | OFFICIAL | 3BL24G26F6391DL100 | 30 | 3BL | INSTALLATION BLOC | 24G | IEC309 RANGE | 26F | IEC309 PLUGS/SOCK.O. | 1 | 4 | NR | 4773.75 | CCM | 832.315 | 708.879 | G | 8011564829398 | 8011564829398 | 8011564970304 | 85366990
GW60082 | IP44 90°STD.PLUG 2P+E 16A 110V 4H | WTYCZKA IP44 90° STD. 2P+E 16A 110V 4H | 8 | 1 | NR | 7.85 | 1 | NR | 1.911% | OFFICIAL | 3BL24G26F6331CC100 | 30 | 3BL | INSTALLATION BLOC | 24G | IEC309 RANGE | 26F | IEC309 PLUGS/SOCK.O. | 10 | 40 | NR | 491.4 | CCM | 165.55 | 148.995 | G | 8011564009127 | 8011564316195 | 8011564316201 | 85366990
GW60230 | IP67 APPL.INLET 3P+E 16A 400V 6H | WTYCZKA PR.POD.IP67 3P+E 16A 400V 6H | 16 | 1 | NR | 15.7 | 1 | NR | 1.911% | OFFICIAL | 3BL24G26F6351CS100 | 30 | 3BL | INSTALLATION BLOC | 24G | IEC309 RANGE | 26F | IEC309 PLUGS/SOCK.O. | 10 | 20 | NR | 1668.7 | CCM | 223.55 | 171.94 | G | 8011564010109 | 8011564318090 | 8011564318106 | 85366990
GW62534 | IP67 90°W.RECEPTACLE 3P+E125A 400V 6H | 90°GNIAZ NATYN.IP67 3P+E125A 400V 6H | 160 | 1 | NR | 157 | 1 | NR | 1.911% | OFFICIAL | 3BL24G26F6471FA100 | 30 | 3BL | INSTALLATION BLOC | 24G | IEC309 RANGE | 26F | IEC309 PLUGS/SOCK.O. | 1 | 2 | NR | 10687.5 | CCM | 2.267 | 2.003 | KG | 8011564005365 | 8011564005365 | 8011564310728 | 85366990
GW63254H | 10°FLUSH.S.O.HP IP67 3P+N+E 63A 400V 6H | 10°PODT.GNIA.HP IP67 3P+N+E 63A 400V 6H | 48 | 1 | NR | 47.1 | 1 | NR | 1.911% | OFFICIAL | 3BL24G26F6431EE100 | 30 | 3BL | INSTALLATION BLOC | 24G | IEC309 RANGE | 26F | IEC309 PLUGS/SOCK.O. | 1 | 4 | NR | 2129.316 | CCM | 618.637 | 582.497 | G | 8011564828872 | 8011564828872 | 8011564969780 | 85366990
GW63215H | 10°FLUSH.S.O.HP IP44 3P+N+E 63A 110V 4H | 10°GNIA.PODTY.HP IP44 3P+N+E 63A 110V 4H | 58.8 | 1 | NR | 57.7 | 1 | NR | 1.906% | OFFICIAL | 3BL24G26F6431E9100 | 30 | 3BL | INSTALLATION BLOC | 24G | IEC309 RANGE | 26F | IEC309 PLUGS/SOCK.O. | 1 | 4 | NR | 2129.316 | CCM | 541.922 | 505.782 | G | 8011564829053 | 8011564829053 | 8011564969964 | 85366990
GW60002H | PLUG HP IP44 3P+E 16A 110V 4H | WTYCZKA HP IP44 3P+E 16A 110V 4H | 5.35 | 1 | NR | 5.25 | 1 | NR | 1.905% | OFFICIAL | 3BL24G26F6311BW100 | 30 | 3BL | INSTALLATION BLOC | 24G | IEC309 RANGE | 26F | IEC309 PLUGS/SOCK.O. | 1 | 50 | NR | 904.704 | CCM | 176.38 | 158.742 | G | 8011564796546 | 8034035465710 | 8034035465710 | 85366990
GW60015FH | PLUG HP IP44 2P+E 32A 230V 6H FW | WTYCZKA HP IP44 2P+E 32A 230V 6H FW | 10.7 | 1 | NR | 10.5 | 1 | NR | 1.905% | OFFICIAL | 3BL24G26F6311BY100 | 30 | 3BL | INSTALLATION BLOC | 24G | IEC309 RANGE | 26F | IEC309 PLUGS/SOCK.O. | 1 | 15 | NR | 1441.15 | CCM | 265.619 | 235.327 | G | 8011564796775 | 8011564936461 | 8011564936461 | 85366990
GW60023H | PLUG HP IP67 2P+E 16A 110V 4H | WTYCZKA HP IP67 2P+E 16A 110V 4H | 10.7 | 1 | NR | 10.5 | 1 | NR | 1.905% | OFFICIAL | 3BL24G26F6311C0100 | 30 | 3BL | INSTALLATION BLOC | 24G | IEC309 RANGE | 26F | IEC309 PLUGS/SOCK.O. | 1 | 25 | NR | 1334.96 | CCM | 182.744 | 158.079 | G | 8011564796928 | 8011564936614 | 8011564936614 | 85366990
GW60031WH | PLUG HP IP67 3P+N+E 16A 400V 6H INVER. | WTYCZ. HP IP67 3P+N+E 16A 400V 6H IN.FAZ | 21.4 | 1 | NR | 21 | 1 | NR | 1.905% | OFFICIAL | 3BL24G26F6361CJ100 | 30 | 3BL | INSTALLATION BLOC | 24G | IEC309 RANGE | 26F | IEC309 PLUGS/SOCK.O. | 1 | 15 | NR | 2224.933 | CCM | 286.667 | 286.667 | G | 8011564870468 | 8011564996373 | 8011564996373 | 85366990
GW60217 | IP44 APPL.INLET 3P+N+E 32A 230V 9H | WTYCZKA PR.POD.IP44 3P+N+E 32A 230V 9H | 21.4 | 1 | NR | 21 | 1 | NR | 1.905% | OFFICIAL | 3BL24G26F6351CQ100 | 30 | 3BL | INSTALLATION BLOC | 24G | IEC309 RANGE | 26F | IEC309 PLUGS/SOCK.O. | 8 | 16 | NR | 2085.875 | CCM | 303.563 | 250.37 | G | 8011564010079 | 8011564318038 | 8011564318045 | 85366990
GW60222 | IP44 APPL.INLET 3P+N+E 32A 500V 7H | WTYCZKA PR.POD.IP44 3P+N+E 32A 500V 7H | 21.4 | 1 | NR | 21 | 1 | NR | 1.905% | OFFICIAL | 3BL24G26F6351CQ100 | 30 | 3BL | INSTALLATION BLOC | 24G | IEC309 RANGE | 26F | IEC309 PLUGS/SOCK.O. | 8 | 16 | NR | 2085.875 | CCM | 300.938 | 270.844 | G | 8011564010086 | 8011564318052 | 8011564318069 | 85366990
GW62028H | CONNECTOR HP IP67 3P+N+E 16A 230V 9H | ZŁĄCZE HP IP67 3P+N+E 16A 230V 9H | 21.4 | 1 | NR | 21 | 1 | NR | 1.905% | OFFICIAL | 3BL24G26F6391DM100 | 30 | 3BL | INSTALLATION BLOC | 24G | IEC309 RANGE | 26F | IEC309 PLUGS/SOCK.O. | 1 | 15 | NR | 2224.933 | CCM | 321.026 | 279.965 | G | 8011564798502 | 8011564938199 | 8011564938199 | 85366990
GW62033H | CONNECTOR HP IP67 3P+N+E 16A 500V 7H | ZŁĄCZE HP IP67 3P+N+E 16A 500V 7H | 21.4 | 1 | NR | 21 | 1 | NR | 1.905% | OFFICIAL | 3BL24G26F6391DM100 | 30 | 3BL | INSTALLATION BLOC | 24G | IEC309 RANGE | 26F | IEC309 PLUGS/SOCK.O. | 1 | 25 | NR | 2440 | CCM | 312.589 | 279.909 | G | 8011564798588 | 8011564938274 | 8011564938274 | 85366990
GW62040FH | CONNECTOR HP IP67 2P+E 32A 400V 9H FW | ZŁĄCZE HP IP67 2P+E 32A 400V 9H FW | 32.1 | 1 | NR | 31.5 | 1 | NR | 1.905% | OFFICIAL | 3BL24G26F6391DO100 | 30 | 3BL | INSTALLATION BLOC | 24G | IEC309 RANGE | 26F | IEC309 PLUGS/SOCK.O. | 1 | 15 | NR | 2224.933 | CCM | 364.916 | 323.855 | G | 8011564798717 | 8011564938403 | 8011564938403 | 85366990
GW62218FH | 10°FL.S.O. HP IP44 3P+N+E 32A 230V 9H FW | 10°PODT.GN HP IP44 3P+N+E 32A 230V 9H FW | 21.4 | 1 | NR | 21 | 1 | NR | 1.905% | OFFICIAL | 3BL24G26F6431E8100 | 30 | 3BL | INSTALLATION BLOC | 24G | IEC309 RANGE | 26F | IEC309 PLUGS/SOCK.O. | 1 | 15 | NR | 3081.4 | CCM | 260.425 | 217.38 | G | 8011564799103 | 8011564938793 | 8011564938793 | 85366990
GW62235H | 10°FLUSH.S.O. HP IP67 2P+E 32A 110V 4H | 10°PODT.GNIA HP IP67 2P+E 32A 110V 4H | 21.4 | 1 | NR | 21 | 1 | NR | 1.905% | OFFICIAL | 3BL24G26F6431EC100 | 30 | 3BL | INSTALLATION BLOC | 24G | IEC309 RANGE | 26F | IEC309 PLUGS/SOCK.O. | 1 | 25 | NR | 1848.84 | CCM | 257.921 | 232.094 | G | 8011564799417 | 8011564939103 | 8011564939103 | 85366990
GW62421 | IP44 10°W.RECEPTACLE 3P+E 32A 500V 7H | 10°GNIAZ NATYN.IP44 3P+E 32A 500V 7H | 21.4 | 1 | NR | 21 | 1 | NR | 1.905% | OFFICIAL | 3BL24G26F6451EO100 | 30 | 3BL | INSTALLATION BLOC | 24G | IEC309 RANGE | 26F | IEC309 PLUGS/SOCK.O. | 1 | 14 | NR | 2695 | CCM | 382.143 | 343.929 | G | 8011564005020 | 8011564552050 | 8011564552050 | 85366990
GW62866H | 10°FL.S.O. HP IP67 2P+E 32A >50÷250Vcc3H | 10°PODT.GN HP IP67 2P+E 32A >50÷250Vcc3H | 21.4 | 1 | NR | 21 | 1 | NR | 1.905% | OFFICIAL | 3BL24G26F6431EC100 | 30 | 3BL | INSTALLATION BLOC | 24G | IEC309 RANGE | 26F | IEC309 PLUGS/SOCK.O. | 1 | 15 | NR | 1441.15 | CCM | 262.414 | 232.15 | G | 8011564800939 | 8011564940628 | 8011564940628 | 85366990
GW63454 | IP67 10°W.RECEPTACLE 3P+E 63A 500V 7H | 10°GNIAZ NATYN.IP67 3P+E 63A 500V 7H | 74.9 | 1 | NR | 73.5 | 1 | NR | 1.905% | OFFICIAL | 3BL24G26F6451EU100 | 30 | 3BL | INSTALLATION BLOC | 24G | IEC309 RANGE | 26F | IEC309 PLUGS/SOCK.O. | 2 | 4 | NR | 5343.75 | CCM | 1.12 | 1.008 | KG | 8011564023826 | 8011564334649 | 8011564334656 | 85366990
GW63519 | IP67 90°W.RECEPTACLE 2P+E 63A 110V 4H | 90°GNIAZ NATYN.IP67 2P+E 63A 110V 4H | 74.9 | 1 | NR | 73.5 | 1 | NR | 1.905% | OFFICIAL | 3BL24G26F6471F8100 | 30 | 3BL | INSTALLATION BLOC | 24G | IEC309 RANGE | 26F | IEC309 PLUGS/SOCK.O. | 2 | 4 | NR | 6719.25 | CCM | 1.231 | 1.108 | KG | 8011564024069 | 8011564335127 | 8011564335134 | 85366990
GW60666H | PLUG HP IP67 2P+E 125A 400V 9H | WTYCZKA HP IP67 2P+E 125A 400V 9H | 107 | 1 | NR | 105 | 1 | NR | 1.905% | OFFICIAL | 3BL24G26F6311C6100 | 30 | 3BL | INSTALLATION BLOC | 24G | IEC309 RANGE | 26F | IEC309 PLUGS/SOCK.O. | 1 | 2 | NR | 10687.5 | CCM | 1.631 | 1.249 | KG | 8011564830196 | 8011564830196 | 8011564971189 | 85366990
GW63049H | CONNECTOR HP IP67 3P+E 63A 230V 9H | ZŁĄCZE HP IP67 3P+E 63A 230V 9H | 80.3 | 1 | NR | 78.8 | 1 | NR | 1.904% | OFFICIAL | 3BL24G26F6391DQ100 | 30 | 3BL | INSTALLATION BLOC | 24G | IEC309 RANGE | 26F | IEC309 PLUGS/SOCK.O. | 1 | 4 | NR | 4773.75 | CCM | 965.8 | 842.364 | G | 8011564829169 | 8011564829169 | 8011564970076 | 85366990
GW63247H | 10°FLUSH.S.O.HP IP67 3P+E 63A 110V 4H | 10°PODT.GNIA.HP IP67 3P+E 63A 110V 4H | 64.3 | 1 | NR | 63.1 | 1 | NR | 1.902% | OFFICIAL | 3BL24G26F6431EE100 | 30 | 3BL | INSTALLATION BLOC | 24G | IEC309 RANGE | 26F | IEC309 PLUGS/SOCK.O. | 1 | 4 | NR | 2129.316 | CCM | 581.127 | 544.987 | G | 8011564828605 | 8011564828605 | 8011564969711 | 85366990
GW62040H | CONNECTOR HP IP67 2P+E 32A 400V 9H | ZŁĄCZE HP IP67 2P+E 32A 400V 9H | 26.8 | 1 | NR | 26.3 | 1 | NR | 1.901% | OFFICIAL | 3BL24G26F6391DO100 | 30 | 3BL | INSTALLATION BLOC | 24G | IEC309 RANGE | 26F | IEC309 PLUGS/SOCK.O. | 1 | 15 | NR | 2224.933 | CCM | 365.286 | 324.225 | G | 8011564798724 | 8011564938410 | 8011564938410 | 85366990
GW63524 | IP67 90°W.RECEPTACLE 3P+N+T 63A 230V 9H | 90°GNIAZ NATYN.IP67 3P+N+T 63A 230V 9H | 85.8 | 1 | NR | 84.2 | 1 | NR | 1.9% | OFFICIAL | 3BL24G26F6471F8100 | 30 | 3BL | INSTALLATION BLOC | 24G | IEC309 RANGE | 26F | IEC309 PLUGS/SOCK.O. | 2 | 4 | NR | 6719.25 | CCM | 1.35 | 1.129 | KG | 8011564024113 | 8011564335226 | 8011564335233 | 85366990
GW63529 | IP67 90°W.RECEPTACLE 3P+N+T 63A 500V 7H | 90°GNIAZ NATYN.IP67 3P+N+T 63A 500V 7H | 85.8 | 1 | NR | 84.2 | 1 | NR | 1.9% | OFFICIAL | 3BL24G26F6471F8100 | 30 | 3BL | INSTALLATION BLOC | 24G | IEC309 RANGE | 26F | IEC309 PLUGS/SOCK.O. | 2 | 4 | NR | 6719.25 | CCM | 1.374 | 1.236 | KG | 8011564024168 | 8011564335325 | 8011564335332 | 85366990
GW60037H | PLUG HP IP67 2P+E 32A 230V 6H | WTYCZKA HP IP67 2P+E 32A 230V 6H | 16.1 | 1 | NR | 15.8 | 1 | NR | 1.899% | OFFICIAL | 3BL24G26F6311C2100 | 30 | 3BL | INSTALLATION BLOC | 24G | IEC309 RANGE | 26F | IEC309 PLUGS/SOCK.O. | 1 | 15 | NR | 2224.933 | CCM | 361.333 | 325.2 | G | 8011564797185 | 8011564936874 | 8011564936874 | 85366990
GW60106 | IP67 90°STD.PLUG 3P+E 16A 110V 4H | WTYCZKA IP67 90° STD. 3P+E 16A 110V 4H | 16.1 | 1 | NR | 15.8 | 1 | NR | 1.899% | OFFICIAL | 3BL24G26F6331CG100 | 30 | 3BL | INSTALLATION BLOC | 24G | IEC309 RANGE | 26F | IEC309 PLUGS/SOCK.O. | 10 | 20 | NR | 1068.75 | CCM | 178.51 | 137.28 | G | 8011564009721 | 8011564317338 | 8011564317345 | 85366990
GW60114 | IP67 90°STD.PLUG 3P+E 16A 500V 7H | WTYCZKA IP67 90° STD. 3P+E 16A 500V 7H | 16.1 | 1 | NR | 15.8 | 1 | NR | 1.899% | OFFICIAL | 3BL24G26F6331CG100 | 30 | 3BL | INSTALLATION BLOC | 24G | IEC309 RANGE | 26F | IEC309 PLUGS/SOCK.O. | 10 | 20 | NR | 1068.75 | CCM | 191.51 | 150.28 | G | 8011564009769 | 8011564317413 | 8011564317420 | 85366990
GW60219 | IP44 APPL.INLET 3P+E 32A 400V 6H | WTYCZKA PR.POD.IP44 3P+E 32A 400V 6H | 16.1 | 1 | NR | 15.8 | 1 | NR | 1.899% | OFFICIAL | 3BL24G26F6351CQ100 | 30 | 3BL | INSTALLATION BLOC | 24G | IEC309 RANGE | 26F | IEC309 PLUGS/SOCK.O. | 8 | 16 | NR | 2085.875 | CCM | 277.625 | 215.48 | G | 8011564009981 | 8011564317857 | 8011564317864 | 85366990
GW60223 | IP67 APPL.INLET 2P+E 16A 110V 4H | WTYCZKA PR.POD.IP67 2P+E 16A 110V 4H | 16.1 | 1 | NR | 15.8 | 1 | NR | 1.899% | OFFICIAL | 3BL24G26F6351CS100 | 30 | 3BL | INSTALLATION BLOC | 24G | IEC309 RANGE | 26F | IEC309 PLUGS/SOCK.O. | 10 | 20 | NR | 1668.7 | CCM | 189.45 | 170.505 | G | 8011564010123 | 8011564318137 | 8011564318144 | 85366990
GW62214H | 10°FLUSH.S.O. HP IP44 3P+E 32A 110V 4H | 10°PODT.GNIA HP IP44 3P+E 32A 110V 4H | 16.1 | 1 | NR | 15.8 | 1 | NR | 1.899% | OFFICIAL | 3BL24G26F6431E8100 | 30 | 3BL | INSTALLATION BLOC | 24G | IEC309 RANGE | 26F | IEC309 PLUGS/SOCK.O. | 1 | 15 | NR | 1441.15 | CCM | 225.354 | 195.09 | G | 8011564799035 | 8011564938724 | 8011564938724 | 85366990
GW62217H | 10°FLUSH.S.O. HP IP44 3P+E 32A 230V 9H | 10°PODT.GNIA HP IP44 3P+E 32A 230V 9H | 16.1 | 1 | NR | 15.8 | 1 | NR | 1.899% | OFFICIAL | 3BL24G26F6431E8100 | 30 | 3BL | INSTALLATION BLOC | 24G | IEC309 RANGE | 26F | IEC309 PLUGS/SOCK.O. | 1 | 15 | NR | 1441.15 | CCM | 225.354 | 195.09 | G | 8011564799097 | 8011564938786 | 8011564938786 | 85366990
GW62475 | IP44 90°W.RECEPTACLE 3P+E 16A 110V 4H | 90°GNIAZ NATYN.IP44 3P+E 16A 110V 4H | 16.1 | 1 | NR | 15.8 | 1 | NR | 1.899% | OFFICIAL | 3BL24G26F6471F0100 | 30 | 3BL | INSTALLATION BLOC | 24G | IEC309 RANGE | 26F | IEC309 PLUGS/SOCK.O. | 1 | 20 | NR | 1915.2 | CCM | 333.8 | 300.42 | G | 8011564004658 | 8011564309319 | 8011564309319 | 85366990
GW62483 | IP44 90°W.RECEPTACLE 3P+E 16A 500V 7H | 90°GNIAZ NATYN.IP44 3P+E 16A 500V 7H | 16.1 | 1 | NR | 15.8 | 1 | NR | 1.899% | OFFICIAL | 3BL24G26F6471F0100 | 30 | 3BL | INSTALLATION BLOC | 24G | IEC309 RANGE | 26F | IEC309 PLUGS/SOCK.O. | 1 | 20 | NR | 1915.2 | CCM | 325.35 | 292.815 | G | 8011564004696 | 8011564309395 | 8011564309395 | 85366990
GW62822H | 10°FLUSH.S.O. HP IP44 3P+E 32A >50V 10H | 10°PODT.GNIA HP IP44 3P+E 32A >50V 10H | 16.1 | 1 | NR | 15.8 | 1 | NR | 1.899% | OFFICIAL | 3BL24G26F6431E8100 | 30 | 3BL | INSTALLATION BLOC | 24G | IEC309 RANGE | 26F | IEC309 PLUGS/SOCK.O. | 1 | 15 | NR | 1441.15 | CCM | 225.354 | 195.09 | G | 8011564800496 | 8011564940185 | 8011564940185 | 85366990
GW63046H | CONNECTOR HP IP67 3P+E 63A 110V 4H | ZŁĄCZE HP IP67 3P+E 63A 110V 4H | 80.6 | 1 | NR | 79.1 | 1 | NR | 1.896% | OFFICIAL | 3BL24G26F6391DQ100 | 30 | 3BL | INSTALLATION BLOC | 24G | IEC309 RANGE | 26F | IEC309 PLUGS/SOCK.O. | 1 | 4 | NR | 4773.75 | CCM | 965.8 | 842.364 | G | 8011564829138 | 8011564829138 | 8011564970045 | 85366990
GW63249H | 10°FLUSH.S.O.HP IP67 2P+E 63A 230V 6H | 10°GNIA.PODTYN.HP IP67 2P+E 63A 230V 6H | 53.8 | 1 | NR | 52.8 | 1 | NR | 1.894% | OFFICIAL | 3BL24G26F6431EE100 | 30 | 3BL | INSTALLATION BLOC | 24G | IEC309 RANGE | 26F | IEC309 PLUGS/SOCK.O. | 1 | 4 | NR | 2129.316 | CCM | 549.776 | 501.686 | G | 8011564828827 | 8011564828827 | 8011564969735 | 85366990
GW62435 | IP67 10°W.RECEPTACLE 3P+E 32A 110V 4H | 10°GNIAZ NATYN.IP67 3P+E 32A 110V 4H | 32.3 | 1 | NR | 31.7 | 1 | NR | 1.893% | OFFICIAL | 3BL24G26F6451ES100 | 30 | 3BL | INSTALLATION BLOC | 24G | IEC309 RANGE | 26F | IEC309 PLUGS/SOCK.O. | 1 | 16 | NR | 2358.125 | CCM | 467.375 | 408.26 | G | 8011564005594 | 8011564311138 | 8011564311138 | 85366990
GW62440 | IP67 10°W.RECEPTACLE 2P+E 32A 400V 9H | 10°GNIAZ NATYN.IP67 2P+E 32A 400V 9H | 32.3 | 1 | NR | 31.7 | 1 | NR | 1.893% | OFFICIAL | 3BL24G26F6451ES100 | 30 | 3BL | INSTALLATION BLOC | 24G | IEC309 RANGE | 26F | IEC309 PLUGS/SOCK.O. | 1 | 16 | NR | 2358.125 | CCM | 429.5 | 374.58 | G | 8011564005617 | 8011564311176 | 8011564311176 | 85366990
GW60236 | IP67 APPL.INLET 3P+N+E 32A 110V 4H | WTYCZKA PR.POD.IP67 3P+N+E 32A 110V 4H | 27 | 1 | NR | 26.5 | 1 | NR | 1.887% | OFFICIAL | 3BL24G26F6351CU100 | 30 | 3BL | INSTALLATION BLOC | 24G | IEC309 RANGE | 26F | IEC309 PLUGS/SOCK.O. | 8 | 16 | NR | 3598.438 | CCM | 388.063 | 298.46 | G | 8011564010246 | 8011564318373 | 8011564318380 | 85366990
GW60239 | IP67 APPL.INLET 3P+N+E 32A 230V 9H | WTYCZKA PR.POD.IP67 3P+N+E 32A 230V 9H | 27 | 1 | NR | 26.5 | 1 | NR | 1.887% | OFFICIAL | 3BL24G26F6351CU100 | 30 | 3BL | INSTALLATION BLOC | 24G | IEC309 RANGE | 26F | IEC309 PLUGS/SOCK.O. | 8 | 16 | NR | 3598.438 | CCM | 392.96 | 290.09 | G | 8011564010291 | 8011564318472 | 8011564318489 | 85366990
GW60244 | IP67 APPL.INLET 3P+N+E 32A 500V 7H | WTYCZKA PR.POD.IP67 3P+N+E 32A 500V 7H | 27 | 1 | NR | 26.5 | 1 | NR | 1.887% | OFFICIAL | 3BL24G26F6351CU100 | 30 | 3BL | INSTALLATION BLOC | 24G | IEC309 RANGE | 26F | IEC309 PLUGS/SOCK.O. | 8 | 16 | NR | 3598.438 | CCM | 377.25 | 290.15 | G | 8011564010307 | 8011564318496 | 8011564318502 | 85366990
GW61053H | PLUG HP IP67 3P+N+E 63A 400V 6H | WTYCZKA HP IP67 3P+N+E 63A 400V 6H | 43.2 | 1 | NR | 42.4 | 1 | NR | 1.887% | OFFICIAL | 3BL24G26F6311C4100 | 30 | 3BL | INSTALLATION BLOC | 24G | IEC309 RANGE | 26F | IEC309 PLUGS/SOCK.O. | 1 | 4 | NR | 4039.875 | CCM | 933.327 | 820.203 | G | 8011564829534 | 8011564829534 | 8011564970441 | 85366990
GW62059H | CONNECTOR HP IP67 3P+N+E 125A 230V 9H | ZŁĄCZE HP IP67 3P+N+E 125A 230V 9H | 162 | 1 | NR | 159 | 1 | NR | 1.887% | OFFICIAL | 3BL24G26F6391DS100 | 30 | 3BL | INSTALLATION BLOC | 24G | IEC309 RANGE | 26F | IEC309 PLUGS/SOCK.O. | 1 | 2 | NR | 10687.5 | CCM | 1.943 | 1.561 | KG | 8011564828742 | 8011564828742 | 8011564970724 | 85366990
GW62063H | CONNECTOR HP IP67 3P+N+E 125A 500V 7H | ZŁĄCZE HP IP67 3P+N+E 125A 500V 7H | 162 | 1 | NR | 159 | 1 | NR | 1.887% | OFFICIAL | 3BL24G26F6391DS100 | 30 | 3BL | INSTALLATION BLOC | 24G | IEC309 RANGE | 26F | IEC309 PLUGS/SOCK.O. | 1 | 2 | NR | 10687.5 | CCM | 1.943 | 1.561 | KG | 8011564828803 | 8011564828803 | 8011564970786 | 85366990
GW62202H | 10°FLUSH.S.O. HP IP44 3P+E 16A 110V 4H | 10°PODT.GNIA HP IP44 3P+E 16A 110V 4H | 10.8 | 1 | NR | 10.6 | 1 | NR | 1.887% | OFFICIAL | 3BL24G26F6431E6100 | 30 | 3BL | INSTALLATION BLOC | 24G | IEC309 RANGE | 26F | IEC309 PLUGS/SOCK.O. | 1 | 15 | NR | 1441.15 | CCM | 161.089 | 130.8 | G | 8011564798830 | 8011564938526 | 8011564938526 | 85366990
GW62236H | 10°FLUSH.S.O. HP IP67 3P+E 32A 110V 4H | 10°PODT.GNIA HP IP67 3P+E 32A 110V 4H | 21.6 | 1 | NR | 21.2 | 1 | NR | 1.887% | OFFICIAL | 3BL24G26F6431EC100 | 30 | 3BL | INSTALLATION BLOC | 24G | IEC309 RANGE | 26F | IEC309 PLUGS/SOCK.O. | 1 | 15 | NR | 2224.933 | CCM | 289.041 | 247.98 | G | 8011564799431 | 8011564939127 | 8011564939127 | 85366990
GW62420 | IP44 10°W.RECEPTACLE 3P+N+T 32A 400V 6H | 10°GNIA.NATYN.IP44 3P+N+T 32A 400V 6H | 21.6 | 1 | NR | 21.2 | 1 | NR | 1.887% | OFFICIAL | 3BL24G26F6451EO100 | 30 | 3BL | INSTALLATION BLOC | 24G | IEC309 RANGE | 26F | IEC309 PLUGS/SOCK.O. | 1 | 16 | NR | 2358.125 | CCM | 429.063 | 386.156 | G | 8011564004962 | 8011564309937 | 8011564309937 | 85366990
GW62530 | IP67 90°W.RECEPTACLE 3P+E125A 110V 4H | 90°GNIAZ NATYN.IP67 3P+E125A 110V 4H | 162 | 1 | NR | 159 | 1 | NR | 1.887% | OFFICIAL | 3BL24G26F6471FA100 | 30 | 3BL | INSTALLATION BLOC | 24G | IEC309 RANGE | 26F | IEC309 PLUGS/SOCK.O. | 1 | 2 | NR | 10687.5 | CCM | 2.283 | 2.009 | KG | 8011564005389 | 8011564005389 | 8011564310742 | 85366990
GW62532 | IP67 90°W.RECEPTACLE 3P+E125A 230V 9H | 90°GNIAZ NATYN.IP67 3P+E125A 230V 9H | 162 | 1 | NR | 159 | 1 | NR | 1.887% | OFFICIAL | 3BL24G26F6471FA100 | 30 | 3BL | INSTALLATION BLOC | 24G | IEC309 RANGE | 26F | IEC309 PLUGS/SOCK.O. | 1 | 2 | NR | 10687.5 | CCM | 2.303 | 2.009 | KG | 8011564005402 | 8011564005402 | 8011564310766 | 85366990
GW62536 | IP67 90°W.RECEPTACLE 3P+E125A 500V 7H | 90°GNIAZ NATYN.IP67 3P+E125A 500V 7H | 162 | 1 | NR | 159 | 1 | NR | 1.887% | OFFICIAL | 3BL24G26F6471FA100 | 30 | 3BL | INSTALLATION BLOC | 24G | IEC309 RANGE | 26F | IEC309 PLUGS/SOCK.O. | 1 | 2 | NR | 10687.5 | CCM | 2.298 | 2.068 | KG | 8011564005419 | 8011564005419 | 8011564310773 | 85366990
GW62669H | CONNECTOR HP IP67 3P+N+E 125A 690V 5H | ZŁĄCZE HP IP67 3P+N+E 125A 690V 5H | 162 | 1 | NR | 159 | 1 | NR | 1.887% | OFFICIAL | 3BL24G26F6391DS100 | 30 | 3BL | INSTALLATION BLOC | 24G | IEC309 RANGE | 26F | IEC309 PLUGS/SOCK.O. | 1 | 2 | NR | 10687.5 | CCM | 1.943 | 1.561 | KG | 8011564829824 | 8011564829824 | 8011564970809 | 85366990
GW62672H | CONNECTOR HP IP67 3P+N+E 125A >50V 10H | ZŁĄCZE HP IP67 3P+N+E 125A >50V 10H | 162 | 1 | NR | 159 | 1 | NR | 1.887% | OFFICIAL | 3BL24G26F6391DS100 | 30 | 3BL | INSTALLATION BLOC | 24G | IEC309 RANGE | 26F | IEC309 PLUGS/SOCK.O. | 1 | 2 | NR | 10687.5 | CCM | 1.943 | 1.561 | KG | 8011564829855 | 8011564829855 | 8011564970830 | 85366990
GW62675H | CONNECTOR HP IP67 3P+N+E 125A >50V 2H | ZŁĄCZE HP IP67 3P+N+E 125A >50V 2H | 162 | 1 | NR | 159 | 1 | NR | 1.887% | OFFICIAL | 3BL24G26F6391DS100 | 30 | 3BL | INSTALLATION BLOC | 24G | IEC309 RANGE | 26F | IEC309 PLUGS/SOCK.O. | 1 | 2 | NR | 10687.5 | CCM | 1.943 | 1.561 | KG | 8011564829886 | 8011564829886 | 8011564970861 | 85366990
GW62677H | CONNECTOR HP IP67 3P+N+E 125A440÷460V11H | ZŁĄCZE HP IP67 3P+N+E 125A440÷460V11H | 162 | 1 | NR | 159 | 1 | NR | 1.887% | OFFICIAL | 3BL24G26F6391DS100 | 30 | 3BL | INSTALLATION BLOC | 24G | IEC309 RANGE | 26F | IEC309 PLUGS/SOCK.O. | 1 | 2 | NR | 10687.5 | CCM | 1.943 | 1.561 | KG | 8011564829909 | 8011564829909 | 8011564970885 | 85366990
GW63055H | CONNECTOR HP IP67 3P+N+E 63A 500V 7H | ZŁĄCZE HP IP67 3P+N+E 63A 500V 7H | 81 | 1 | NR | 79.5 | 1 | NR | 1.887% | OFFICIAL | 3BL24G26F6391DQ100 | 30 | 3BL | INSTALLATION BLOC | 24G | IEC309 RANGE | 26F | IEC309 PLUGS/SOCK.O. | 1 | 4 | NR | 4773.75 | CCM | 1.003 | 0.88 | KG | 8011564829237 | 8011564829237 | 8011564970144 | 85366990
GW63058H | CONNECTOR HP IP67 3P+N+E 63A 690V 5H | ZŁĄCZE HP IP67 3P+N+E 63A 690V 5H | 81 | 1 | NR | 79.5 | 1 | NR | 1.887% | OFFICIAL | 3BL24G26F6391DQ100 | 30 | 3BL | INSTALLATION BLOC | 24G | IEC309 RANGE | 26F | IEC309 PLUGS/SOCK.O. | 1 | 4 | NR | 4773.75 | CCM | 1.003 | 0.88 | KG | 8011564829251 | 8011564829251 | 8011564970168 | 85366990
GW63061H | CONNECTOR HP IP67 3P+N+E 63A >50V 10H | ZŁĄCZE HP IP67 3P+N+E 63A >50V 10H | 81 | 1 | NR | 79.5 | 1 | NR | 1.887% | OFFICIAL | 3BL24G26F6391DQ100 | 30 | 3BL | INSTALLATION BLOC | 24G | IEC309 RANGE | 26F | IEC309 PLUGS/SOCK.O. | 1 | 4 | NR | 4773.75 | CCM | 1.003 | 0.88 | KG | 8011564829282 | 8011564829282 | 8011564970199 | 85366990
GW63064H | CONNECTOR HP IP67 3P+N+E 63A >50V 2H | ZŁĄCZE HP IP67 3P+N+E 63A >50V 2H | 81 | 1 | NR | 79.5 | 1 | NR | 1.887% | OFFICIAL | 3BL24G26F6391DQ100 | 30 | 3BL | INSTALLATION BLOC | 24G | IEC309 RANGE | 26F | IEC309 PLUGS/SOCK.O. | 1 | 4 | NR | 4773.75 | CCM | 1.003 | 0.88 | KG | 8011564829312 | 8011564829312 | 8011564970229 | 85366990
GW63066H | CONNECTOR HP IP67 3P+N+E 63A 440÷460V11H | ZŁĄCZE HP IP67 3P+N+E 63A 440÷460V11H | 81 | 1 | NR | 79.5 | 1 | NR | 1.887% | OFFICIAL | 3BL24G26F6391DQ100 | 30 | 3BL | INSTALLATION BLOC | 24G | IEC309 RANGE | 26F | IEC309 PLUGS/SOCK.O. | 1 | 4 | NR | 4773.75 | CCM | 1.003 | 0.88 | KG | 8011564829336 | 8011564829336 | 8011564970243 | 85366990
GW63216H | 10°FLUSH.S.O.HP IP44 2P+E 63A 230V 6H | 10°GNIA.PODTYN.HP IP44 2P+E 63A 230V 6H | 48.6 | 1 | NR | 47.7 | 1 | NR | 1.887% | OFFICIAL | 3BL24G26F6431E9100 | 30 | 3BL | INSTALLATION BLOC | 24G | IEC309 RANGE | 26F | IEC309 PLUGS/SOCK.O. | 1 | 4 | NR | 2129.316 | CCM | 450.262 | 414.122 | G | 8011564829060 | 8011564829060 | 8011564969971 | 85366990
GW63521 | IP67 90°W.RECEPTACLE 3P+N+T 63A 110V 4H | 90°GNIAZ NATYN.IP67 3P+N+T 63A 110V 4H | 86.4 | 1 | NR | 84.8 | 1 | NR | 1.887% | OFFICIAL | 3BL24G26F6471F8100 | 30 | 3BL | INSTALLATION BLOC | 24G | IEC309 RANGE | 26F | IEC309 PLUGS/SOCK.O. | 2 | 4 | NR | 6719.25 | CCM | 1.38 | 1.242 | KG | 8011564024083 | 8011564335165 | 8011564335172 | 85366990
GW63047H | CONNECTOR HP IP67 3P+N+E 63A 110V 4H | ZŁĄCZE HP IP67 3P+N+E 63A 110V 4H | 81.1 | 1 | NR | 79.6 | 1 | NR | 1.884% | OFFICIAL | 3BL24G26F6391DQ100 | 30 | 3BL | INSTALLATION BLOC | 24G | IEC309 RANGE | 26F | IEC309 PLUGS/SOCK.O. | 1 | 4 | NR | 4773.75 | CCM | 1.003 | 0.88 | KG | 8011564829145 | 8011564829145 | 8011564970052 | 85366990
GW61452 | IP67 90°APPL.INLET 3P+E 63A 400V 6H | WTYCZKA PR.POD.90° IP67 3P+E 63A 400V 6H | 54.1 | 1 | NR | 53.1 | 1 | NR | 1.883% | OFFICIAL | 3BL24G26F6371DA100 | 30 | 3BL | INSTALLATION BLOC | 24G | IEC309 RANGE | 26F | IEC309 PLUGS/SOCK.O. | 1 | 4 | NR | 4914 | CCM | 886 | 797.4 | G | 8011564023734 | 8011564023734 | 8011564334496 | 85366990
GW63056H | CONNECTOR HP IP67 2P+E 63A 500V 7H | ZŁĄCZE HP IP67 2P+E 63A 500V 7H | 70.5 | 1 | NR | 69.2 | 1 | NR | 1.879% | OFFICIAL | 3BL24G26F6391DQ100 | 30 | 3BL | INSTALLATION BLOC | 24G | IEC309 RANGE | 26F | IEC309 PLUGS/SOCK.O. | 1 | 4 | NR | 4773.75 | CCM | 911.95 | 788.514 | G | 8011564829213 | 8011564829213 | 8011564970120 | 85366990
GW63059H | CONNECTOR HP IP67 2P+E 63A >50V 10H | ZŁĄCZE HP IP67 2P+E 63A >50V 10H | 70.5 | 1 | NR | 69.2 | 1 | NR | 1.879% | OFFICIAL | 3BL24G26F6391DQ100 | 30 | 3BL | INSTALLATION BLOC | 24G | IEC309 RANGE | 26F | IEC309 PLUGS/SOCK.O. | 1 | 4 | NR | 4773.75 | CCM | 911.95 | 788.514 | G | 8011564829268 | 8011564829268 | 8011564970175 | 85366990
GW63062H | CONNECTOR HP IP67 2P+E 63A >50V 2H | ZŁĄCZE HP IP67 2P+E 63A >50V 2H | 70.5 | 1 | NR | 69.2 | 1 | NR | 1.879% | OFFICIAL | 3BL24G26F6391DQ100 | 30 | 3BL | INSTALLATION BLOC | 24G | IEC309 RANGE | 26F | IEC309 PLUGS/SOCK.O. | 1 | 4 | NR | 4773.75 | CCM | 911.95 | 788.514 | G | 8011564829299 | 8011564829299 | 8011564970205 | 85366990
GW63067H | CONNECTOR HP IP67 2P+E 63A >50÷250Vcc 3H | ZŁĄCZE HP IP67 2P+E 63A >50÷250Vcc 3H | 70.5 | 1 | NR | 69.2 | 1 | NR | 1.879% | OFFICIAL | 3BL24G26F6391DQ100 | 30 | 3BL | INSTALLATION BLOC | 24G | IEC309 RANGE | 26F | IEC309 PLUGS/SOCK.O. | 1 | 4 | NR | 4773.75 | CCM | 911.95 | 788.514 | G | 8011564829343 | 8011564829343 | 8011564970250 | 85366990
GW63068H | CONNECTOR HP IP67 2P+E 63A >250Vcc 8H | ZŁĄCZE HP IP67 2P+E 63A >250Vcc 8H | 70.5 | 1 | NR | 69.2 | 1 | NR | 1.879% | OFFICIAL | 3BL24G26F6391DQ100 | 30 | 3BL | INSTALLATION BLOC | 24G | IEC309 RANGE | 26F | IEC309 PLUGS/SOCK.O. | 1 | 4 | NR | 4773.75 | CCM | 911.95 | 788.514 | G | 8011564829350 | 8011564829350 | 8011564970267 | 85366990
GW63452 | IP67 10°W.RECEPTACLE 3P+E 63A 400V 6H | 10°GNIAZ NATYN.IP67 3P+E 63A 400V 6H | 70.5 | 1 | NR | 69.2 | 1 | NR | 1.879% | OFFICIAL | 3BL24G26F6451EU100 | 30 | 3BL | INSTALLATION BLOC | 24G | IEC309 RANGE | 26F | IEC309 PLUGS/SOCK.O. | 2 | 4 | NR | 5343.75 | CCM | 1.119 | 0.924 | KG | 8011564023840 | 8011564334687 | 8011564334694 | 85366990
GW63446 | IP67 10°W.RECEPTACLE 3P+E 63A 110V 4H | 10°GNIAZ NATYN.IP67 3P+E 63A 110V 4H | 76 | 1 | NR | 74.6 | 1 | NR | 1.877% | OFFICIAL | 3BL24G26F6451EU100 | 30 | 3BL | INSTALLATION BLOC | 24G | IEC309 RANGE | 26F | IEC309 PLUGS/SOCK.O. | 2 | 4 | NR | 5343.75 | CCM | 1.143 | 1.028 | KG | 8011564023901 | 8011564334809 | 8011564334816 | 85366990
GW60030FH | PLUG HP IP67 3P+E 16A 400V 6H FW | WTYCZKA HP IP67 3P+E 16A 400V 6H FW | 16.3 | 1 | NR | 16 | 1 | NR | 1.875% | OFFICIAL | 3BL24G26F6321C1100 | 30 | 3BL | INSTALLATION BLOC | 24G | IEC309 RANGE | 26F | IEC309 PLUGS/SOCK.O. | 1 | 15 | NR | 1441.15 | CCM | 210.253 | 179.989 | G | 8011564797055 | 8011564936744 | 8011564936744 | 85366990
GW60143 | IP44 90°STD.PLUG 3P 32A 24/42V 11H | WTYCZKA IP44 90° STD. 3P 32A 24/42V 11H | 16.3 | 1 | NR | 16 | 1 | NR | 1.875% | OFFICIAL | 3BL24G26F6331CM100 | 30 | 3BL | INSTALLATION BLOC | 24G | IEC309 RANGE | 26F | IEC309 PLUGS/SOCK.O. | 10 | 20 | NR | 954.75 | CCM | 165.9 | 149.31 | G | 8011564011342 | 8011564320499 | 8011564320505 | 85366990
GW62209H | 10°FLUSH.S.O. HP IP44 3P+E 16A 400V 6H | 10°PODT.GNIA HP IP44 3P+E 16A 400V 6H | 8.15 | 1 | NR | 8 | 1 | NR | 1.875% | OFFICIAL | 3BL24G26F6431E6100 | 30 | 3BL | INSTALLATION BLOC | 24G | IEC309 RANGE | 26F | IEC309 PLUGS/SOCK.O. | 1 | 50 | NR | 924.42 | CCM | 137.257 | 119.336 | G | 8011564798953 | 8011564938649 | 8011564938649 | 85366990
GW61018H | PLUG HP IP44 3P+N+E 63A 230V 9H | WTYCZKA HP IP44 3P+N+E 63A 230V 9H | 59.8 | 1 | NR | 58.7 | 1 | NR | 1.874% | OFFICIAL | 3BL24G26F6311BZ100 | 30 | 3BL | INSTALLATION BLOC | 24G | IEC309 RANGE | 26F | IEC309 PLUGS/SOCK.O. | 1 | 4 | NR | 4039.875 | CCM | 901.913 | 788.789 | G | 8011564829749 | 8011564829749 | 8011564970656 | 85366990
GW63248H | 10°FLUSH.S.O.HP IP67 3P+N+E 63A 110V 4H | 10°PODT.GNIA.HP IP67 3P+N+E 63A 110V 4H | 65.3 | 1 | NR | 64.1 | 1 | NR | 1.872% | OFFICIAL | 3BL24G26F6431EE100 | 30 | 3BL | INSTALLATION BLOC | 24G | IEC309 RANGE | 26F | IEC309 PLUGS/SOCK.O. | 1 | 4 | NR | 2129.316 | CCM | 618.737 | 582.597 | G | 8011564828810 | 8011564828810 | 8011564969728 | 85366990
GW62039FH | CONNECTOR HP IP67 3P+N+E 32A 230V 9H FW | ZŁĄCZE HP IP67 3P+N+E 32A 230V 9H FW | 38.1 | 1 | NR | 37.4 | 1 | NR | 1.872% | OFFICIAL | 3BL24G26F6391DO100 | 30 | 3BL | INSTALLATION BLOC | 24G | IEC309 RANGE | 26F | IEC309 PLUGS/SOCK.O. | 1 | 15 | NR | 2224.933 | CCM | 421.266 | 380.205 | G | 8011564798694 | 8011564938380 | 8011564938380 | 85366990
GW63221H | 10°FLUSH.S.O.HP IP44 3P+N+E 63A 400V 6H | 10°GNIA.PODTY.HP IP44 3P+N+E 63A 400V 6H | 38.1 | 1 | NR | 37.4 | 1 | NR | 1.872% | OFFICIAL | 3BL24G26F6431E9100 | 30 | 3BL | INSTALLATION BLOC | 24G | IEC309 RANGE | 26F | IEC309 PLUGS/SOCK.O. | 1 | 4 | NR | 2129.316 | CCM | 541.572 | 505.432 | G | 8011564829114 | 8011564829114 | 8011564970021 | 85366990
GW60065 | IP44 STD.PLUG 3P 16A 24V N.R. | WTYCZKA IP44 STD. 3P 16A 24V N.R. | 10.9 | 1 | NR | 10.7 | 1 | NR | 1.869% | OFFICIAL | 3BL24G26F6311C8100 | 30 | 3BL | INSTALLATION BLOC | 24G | IEC309 RANGE | 26F | IEC309 PLUGS/SOCK.O. | 10 | 20 | NR | 740.35 | CCM | 158 | 142.2 | G | 8011564011007 | 8011564319813 | 8011564319820 | 85366990
GW60067 | IP44 STD.PLUG 3P 16A 42V 12H | WTYCZKA IP44 STD. 3P 16A 42V 12H | 10.9 | 1 | NR | 10.7 | 1 | NR | 1.869% | OFFICIAL | 3BL24G26F6311C8100 | 30 | 3BL | INSTALLATION BLOC | 24G | IEC309 RANGE | 26F | IEC309 PLUGS/SOCK.O. | 10 | 20 | NR | 740.35 | CCM | 156.15 | 140.535 | G | 8011564011021 | 8011564319851 | 8011564319868 | 85366990
GW62042H | CONNECTOR HP IP67 3P+N+E 32A 400V 6H | ZŁĄCZE HP IP67 3P+N+E 32A 400V 6H | 21.8 | 1 | NR | 21.4 | 1 | NR | 1.869% | OFFICIAL | 3BL24G26F6391DO100 | 30 | 3BL | INSTALLATION BLOC | 24G | IEC309 RANGE | 26F | IEC309 PLUGS/SOCK.O. | 1 | 15 | NR | 2224.933 | CCM | 427.746 | 386.685 | G | 8011564798762 | 8011564938458 | 8011564938458 | 85366990
GW62206FH | 10°FL.S.O. HP IP44 3P+E 16A 230V 9H FW | 10°PODT.GN HP IP44 3P+E 16A 230V 9H FW | 10.9 | 1 | NR | 10.7 | 1 | NR | 1.869% | OFFICIAL | 3BL24G26F6431E6100 | 30 | 3BL | INSTALLATION BLOC | 24G | IEC309 RANGE | 26F | IEC309 PLUGS/SOCK.O. | 1 | 15 | NR | 1441.15 | CCM | 162.859 | 132.57 | G | 8011564798885 | 8011564938571 | 8011564938571 | 85366990
GW62401 | IP44 10°W.RECEPTACLE 2P+E 16A 110V 4H | 10°GNIAZ NATYN.IP44 2P+E 16A 110V 4H | 10.9 | 1 | NR | 10.7 | 1 | NR | 1.869% | OFFICIAL | 3BL24G26F6451EM100 | 30 | 3BL | INSTALLATION BLOC | 24G | IEC309 RANGE | 26F | IEC309 PLUGS/SOCK.O. | 1 | 40 | NR | 1898.75 | CCM | 283.85 | 255.465 | G | 8011564004870 | 8011564309753 | 8011564309753 | 85366990
GW62416 | IP44 10°W.RECEPTACLE 3P+E 32A 230V 9H | 10°GNIAZ NATYN.IP44 3P+E 32A 230V 9H | 21.8 | 1 | NR | 21.4 | 1 | NR | 1.869% | OFFICIAL | 3BL24G26F6451EO100 | 30 | 3BL | INSTALLATION BLOC | 24G | IEC309 RANGE | 26F | IEC309 PLUGS/SOCK.O. | 1 | 16 | NR | 2358.125 | CCM | 372.75 | 303.22 | G | 8011564005013 | 8011564310032 | 8011564310032 | 85366990
GW63017H | CONNECTOR HP IP44 3P+E 63A 230V 9H | ZŁĄCZE HP IP44 3P+E 63A 230V 9H | 70.9 | 1 | NR | 69.6 | 1 | NR | 1.868% | OFFICIAL | 3BL24G26F6391DL100 | 30 | 3BL | INSTALLATION BLOC | 24G | IEC309 RANGE | 26F | IEC309 PLUGS/SOCK.O. | 1 | 4 | NR | 4773.75 | CCM | 886.165 | 762.729 | G | 8011564829404 | 8011564829404 | 8011564970311 | 85366990
GW61015H | PLUG HP IP44 3P+N+E 63A 110V 4H | WTYCZKA HP IP44 3P+N+E 63A 110V 4H | 60 | 1 | NR | 58.9 | 1 | NR | 1.868% | OFFICIAL | 3BL24G26F6311BZ100 | 30 | 3BL | INSTALLATION BLOC | 24G | IEC309 RANGE | 26F | IEC309 PLUGS/SOCK.O. | 1 | 4 | NR | 4039.875 | CCM | 901.913 | 788.789 | G | 8011564829718 | 8011564829718 | 8011564970625 | 85366990
GW63254PH | 10°FL.S.O.HP IP67 3P+N+E 63A 400V 6H PC | 10°GN.PODT.HP IP67 3P+N+E 63A 400V 6H PC | 60 | 1 | NR | 58.9 | 1 | NR | 1.868% | OFFICIAL | 3BL24G26F6431EE100 | 30 | 3BL | INSTALLATION BLOC | 24G | IEC309 RANGE | 26F | IEC309 PLUGS/SOCK.O. | 1 | 4 | NR | 2129.316 | CCM | 697.987 | 661.847 | G | 8011564828353 | 8011564828353 | 8011564969537 | 85366990
GW60435 | IP67 90°APPL.INLET 3P+E 32A 110V 4H | WTYCZKA PR.POD.90° IP67 3P+E 32A 110V 4H | 27.3 | 1 | NR | 26.8 | 1 | NR | 1.866% | OFFICIAL | 3BL24G26F6371D8100 | 30 | 3BL | INSTALLATION BLOC | 24G | IEC309 RANGE | 26F | IEC309 PLUGS/SOCK.O. | 8 | 16 | NR | 2394 | CCM | 359.75 | 298.39 | G | 8011564010673 | 8011564319233 | 8011564319240 | 85366990
GW60438 | IP67 90°APPL.INLET 3P+E 32A 230V 9H | WTYCZKA PR.POD.90° IP67 3P+E 32A 230V 9H | 27.3 | 1 | NR | 26.8 | 1 | NR | 1.866% | OFFICIAL | 3BL24G26F6371D8100 | 30 | 3BL | INSTALLATION BLOC | 24G | IEC309 RANGE | 26F | IEC309 PLUGS/SOCK.O. | 8 | 16 | NR | 2394 | CCM | 348.688 | 295.67 | G | 8011564010703 | 8011564319295 | 8011564319301 | 85366990
GW60443 | IP67 90°APPL.INLET 3P+E 32A 500V 7H | WTYCZKA PR.POD.90° IP67 3P+E 32A 500V 7H | 27.3 | 1 | NR | 26.8 | 1 | NR | 1.866% | OFFICIAL | 3BL24G26F6371D8100 | 30 | 3BL | INSTALLATION BLOC | 24G | IEC309 RANGE | 26F | IEC309 PLUGS/SOCK.O. | 8 | 16 | NR | 2394 | CCM | 353.563 | 318.206 | G | 8011564010710 | 8011564319318 | 8011564319325 | 85366990
GW60482 | IP67 90°APPL.INLET 3P+E 32A 380V 3H | WTYCZKA PR.POD.90° IP67 3P+E 32A 380V 3H | 27.3 | 1 | NR | 26.8 | 1 | NR | 1.866% | OFFICIAL | 3BL24G26F6371D8100 | 30 | 3BL | INSTALLATION BLOC | 24G | IEC309 RANGE | 26F | IEC309 PLUGS/SOCK.O. | 8 | 16 | NR | 2394 | CCM | 356.875 | 290.29 | G | 8011564025042 | 8011564336612 | 8011564336629 | 85366990
GW62035H | CONNECTOR HP IP67 3P+E 32A 110V 4H | ZŁĄCZE HP IP67 3P+E 32A 110V 4H | 27.3 | 1 | NR | 26.8 | 1 | NR | 1.866% | OFFICIAL | 3BL24G26F6391DO100 | 30 | 3BL | INSTALLATION BLOC | 24G | IEC309 RANGE | 26F | IEC309 PLUGS/SOCK.O. | 1 | 15 | NR | 2224.933 | CCM | 381.116 | 340.055 | G | 8011564798625 | 8011564938311 | 8011564938311 | 85366990
GW62057H | CONNECTOR HP IP67 3P+N+E 125A 110V 4H | ZŁĄCZE HP IP67 3P+N+E 125A 110V 4H | 164 | 1 | NR | 161 | 1 | NR | 1.863% | OFFICIAL | 3BL24G26F6391DS100 | 30 | 3BL | INSTALLATION BLOC | 24G | IEC309 RANGE | 26F | IEC309 PLUGS/SOCK.O. | 1 | 2 | NR | 10687.5 | CCM | 1.943 | 1.561 | KG | 8011564830370 | 8011564830370 | 8011564971363 | 85366990
GW62492 | IP44 90°W.RECEPTACLE 3P+E 32A 400V 6H | 90°GNIAZ NATYN.IP44 3P+E 32A 400V 6H | 8.2 | 1 | NR | 8.05 | 1 | NR | 1.863% | OFFICIAL | 3BL24G26F6471F2100 | 30 | 3BL | INSTALLATION BLOC | 24G | IEC309 RANGE | 26F | IEC309 PLUGS/SOCK.O. | 1 | 16 | NR | 3598.438 | CCM | 467.25 | 420.525 | G | 8011564004726 | 8011564309456 | 8011564309456 | 85366990
GW63014H | CONNECTOR HP IP44 3P+E 63A 110V 4H | ZŁĄCZE HP IP44 3P+E 63A 110V 4H | 71.1 | 1 | NR | 69.8 | 1 | NR | 1.862% | OFFICIAL | 3BL24G26F6391DL100 | 30 | 3BL | INSTALLATION BLOC | 24G | IEC309 RANGE | 26F | IEC309 PLUGS/SOCK.O. | 1 | 4 | NR | 4773.75 | CCM | 886.365 | 762.929 | G | 8011564829374 | 8011564829374 | 8011564970281 | 85366990
GW63053H | CONNECTOR HP IP67 3P+N+E 63A 400V 6H | ZŁĄCZE HP IP67 3P+N+E 63A 400V 6H | 38.4 | 1 | NR | 37.7 | 1 | NR | 1.857% | OFFICIAL | 3BL24G26F6391DQ100 | 30 | 3BL | INSTALLATION BLOC | 24G | IEC309 RANGE | 26F | IEC309 PLUGS/SOCK.O. | 1 | 4 | NR | 4773.75 | CCM | 1.003 | 0.88 | KG | 8011564829206 | 8011564829206 | 8011564970113 | 85366990
GW63050H | CONNECTOR HP IP67 3P+N+E 63A 230V 9H | ZŁĄCZE HP IP67 3P+N+E 63A 230V 9H | 82.3 | 1 | NR | 80.8 | 1 | NR | 1.856% | OFFICIAL | 3BL24G26F6391DQ100 | 30 | 3BL | INSTALLATION BLOC | 24G | IEC309 RANGE | 26F | IEC309 PLUGS/SOCK.O. | 1 | 4 | NR | 4773.75 | CCM | 1.003 | 0.88 | KG | 8011564829176 | 8011564829176 | 8011564970083 | 85366990
GW60016H | PLUG HP IP44 3P+E 32A 230V 9H | WTYCZKA HP IP44 3P+E 32A 230V 9H | 8.25 | 1 | NR | 8.1 | 1 | NR | 1.852% | OFFICIAL | 3BL24G26F6311BY100 | 30 | 3BL | INSTALLATION BLOC | 24G | IEC309 RANGE | 26F | IEC309 PLUGS/SOCK.O. | 1 | 50 | NR | 1220 | CCM | 272.587 | 256.219 | G | 8011564796805 | 8011564936492 | 8011564936492 | 85366990
GW60018H | PLUG HP IP44 2P+E 32A 400V 9H | WTYCZKA HP IP44 2P+E 32A 400V 9H | 8.25 | 1 | NR | 8.1 | 1 | NR | 1.852% | OFFICIAL | 3BL24G26F6311BY100 | 30 | 3BL | INSTALLATION BLOC | 24G | IEC309 RANGE | 26F | IEC309 PLUGS/SOCK.O. | 1 | 15 | NR | 1441.15 | CCM | 266.469 | 236.177 | G | 8011564796843 | 8011564936539 | 8011564936539 | 85366990
GW62035FH | CONNECTOR HP IP67 3P+E 32A 110V 4H FW | ZŁĄCZE HP IP67 3P+E 32A 110V 4H FW | 33 | 1 | NR | 32.4 | 1 | NR | 1.852% | OFFICIAL | 3BL24G26F6391DO100 | 30 | 3BL | INSTALLATION BLOC | 24G | IEC309 RANGE | 26F | IEC309 PLUGS/SOCK.O. | 1 | 15 | NR | 2224.933 | CCM | 380.106 | 339.045 | G | 8011564798618 | 8011564938304 | 8011564938304 | 85366990
GW62753H | CONNECTOR HP IP67 3P+E 32A 690V 5H | ZŁĄCZE HP IP67 3P+E 32A 690V 5H | 27.5 | 1 | NR | 27 | 1 | NR | 1.852% | OFFICIAL | 3BL24G26F6391DO100 | 30 | 3BL | INSTALLATION BLOC | 24G | IEC309 RANGE | 26F | IEC309 PLUGS/SOCK.O. | 1 | 15 | NR | 2224.933 | CCM | 382.096 | 341.035 | G | 8011564800137 | 8011564939820 | 8011564939820 | 85366990
GW62759H | CONNECTOR HP IP67 3P+E 32A >50V 2H | ZŁĄCZE HP IP67 3P+E 32A >50V 2H | 27.5 | 1 | NR | 27 | 1 | NR | 1.852% | OFFICIAL | 3BL24G26F6391DO100 | 30 | 3BL | INSTALLATION BLOC | 24G | IEC309 RANGE | 26F | IEC309 PLUGS/SOCK.O. | 1 | 15 | NR | 2224.933 | CCM | 382.096 | 341.035 | G | 8011564800199 | 8011564939882 | 8011564939882 | 85366990
GW62765H | CONNECTOR HP IP67 3P+E 32A TRASF.12H | ZŁĄCZE HP IP67 3P+E 32A TRASF.12H | 27.5 | 1 | NR | 27 | 1 | NR | 1.852% | OFFICIAL | 3BL24G26F6391DO100 | 30 | 3BL | INSTALLATION BLOC | 24G | IEC309 RANGE | 26F | IEC309 PLUGS/SOCK.O. | 1 | 15 | NR | 2224.933 | CCM | 382.096 | 341.035 | G | 8011564800250 | 8011564939943 | 8011564939943 | 85366990
GW60020WH | PLUG HP IP44 3P+N+E 32A 400V 6H INVER. | WTYCZ. HP IP44 3P+N+E 32A 400V 6H IN.FAZ | 11 | 1 | NR | 10.8 | 1 | NR | 1.852% | OFFICIAL | 3BL24G26F6361CH100 | 30 | 3BL | INSTALLATION BLOC | 24G | IEC309 RANGE | 26F | IEC309 PLUGS/SOCK.O. | 1 | 15 | NR | 1441.15 | CCM | 322.618 | 287.197 | G | 8011564870581 | 8011564996496 | 8011564996496 | 85366990
GW60083 | IP44 90°STD.PLUG 3P+E 16A 110V 4H | WTYCZKA IP44 90° STD. 3P+E 16A 110V 4H | 11 | 1 | NR | 10.8 | 1 | NR | 1.852% | OFFICIAL | 3BL24G26F6331CC100 | 30 | 3BL | INSTALLATION BLOC | 24G | IEC309 RANGE | 26F | IEC309 PLUGS/SOCK.O. | 10 | 20 | NR | 954.75 | CCM | 161.56 | 127.68 | G | 8011564009134 | 8011564316218 | 8011564316225 | 85366990
GW60108 | IP67 90°STD.PLUG 2P+E 16A 230V 6H | WTYCZKA IP67 90° STD. 2P+E 16A 230V 6H | 11 | 1 | NR | 10.8 | 1 | NR | 1.852% | OFFICIAL | 3BL24G26F6331CG100 | 30 | 3BL | INSTALLATION BLOC | 24G | IEC309 RANGE | 26F | IEC309 PLUGS/SOCK.O. | 10 | 40 | NR | 895.9 | CCM | 156.6 | 140.94 | G | 8011564009684 | 8011564317253 | 8011564317260 | 85366990
GW60201 | IP44 APPL.INLET 2P+E 16A 110V 4H | WTYCZKA PR.POD.IP44 2P+E 16A 110V 4H | 11 | 1 | NR | 10.8 | 1 | NR | 1.852% | OFFICIAL | 3BL24G26F6351CO100 | 30 | 3BL | INSTALLATION BLOC | 24G | IEC309 RANGE | 26F | IEC309 PLUGS/SOCK.O. | 10 | 20 | NR | 1080.863 | CCM | 158.45 | 127.97 | G | 8011564009905 | 8011564317697 | 8011564317703 | 85366990
GW60214 | IP44 APPL.INLET 3P+N+E 32A 110V 4H | WTYCZKA PR.POD.IP44 3P+N+E 32A 110V 4H | 22 | 1 | NR | 21.6 | 1 | NR | 1.852% | OFFICIAL | 3BL24G26F6351CQ100 | 30 | 3BL | INSTALLATION BLOC | 24G | IEC309 RANGE | 26F | IEC309 PLUGS/SOCK.O. | 8 | 16 | NR | 2085.875 | CCM | 312.5 | 281.25 | G | 8011564010024 | 8011564317932 | 8011564317949 | 85366990
GW60241 | IP67 APPL.INLET 3P+E 32A 400V 6H | WTYCZKA PR.POD.IP67 3P+E 32A 400V 6H | 22 | 1 | NR | 21.6 | 1 | NR | 1.852% | OFFICIAL | 3BL24G26F6351CU100 | 30 | 3BL | INSTALLATION BLOC | 24G | IEC309 RANGE | 26F | IEC309 PLUGS/SOCK.O. | 8 | 16 | NR | 2085.875 | CCM | 307.125 | 257.71 | G | 8011564010208 | 8011564318298 | 8011564318304 | 85366990
GW60441 | IP67 90°APPL.INLET 3P+E 32A 400V 6H | WTYCZKA PR.POD.90° IP67 3P+E 32A 400V 6H | 22 | 1 | NR | 21.6 | 1 | NR | 1.852% | OFFICIAL | 3BL24G26F6371D8100 | 30 | 3BL | INSTALLATION BLOC | 24G | IEC309 RANGE | 26F | IEC309 PLUGS/SOCK.O. | 8 | 16 | NR | 2394 | CCM | 364.75 | 328.275 | G | 8011564010642 | 8011564319172 | 8011564319189 | 85366990
GW61013H | PLUG HP IP44 2P+E 63A 110V 4H | WTYCZKA HP IP44 2P+E 63A 110V 4H | 49.5 | 1 | NR | 48.6 | 1 | NR | 1.852% | OFFICIAL | 3BL24G26F6311BZ100 | 30 | 3BL | INSTALLATION BLOC | 24G | IEC309 RANGE | 26F | IEC309 PLUGS/SOCK.O. | 1 | 4 | NR | 4039.875 | CCM | 796.75 | 683.626 | G | 8011564829695 | 8011564829695 | 8011564970601 | 85366990
GW62413 | IP44 10°W.RECEPTACLE 3P+E 32A 110V 4H | 10°GNIAZ NATYN.IP44 3P+E 32A 110V 4H | 22 | 1 | NR | 21.6 | 1 | NR | 1.852% | OFFICIAL | 3BL24G26F6451EO100 | 30 | 3BL | INSTALLATION BLOC | 24G | IEC309 RANGE | 26F | IEC309 PLUGS/SOCK.O. | 1 | 16 | NR | 2358.125 | CCM | 375.063 | 303.22 | G | 8011564004986 | 8011564309975 | 8011564309975 | 85366990
GW62546 | IP44 90°W.RECEPTACLE 2P 16A CC 10H | 90°GNIAZ NATYN.IP44 2P 16A CC 10H | 22 | 1 | NR | 21.6 | 1 | NR | 1.852% | OFFICIAL | 3BL24G26F6471FC100 | 30 | 3BL | INSTALLATION BLOC | 24G | IEC309 RANGE | 26F | IEC309 PLUGS/SOCK.O. | 10 | 20 | NR | 1915.2 | CCM | 326.7 | 282.69 | G | 8011564008649 | 8011564315273 | 8011564315280 | 85366990
GW62861H | 10°FL.S.O. HP IP67 3P+E 32A 440÷460V 11H | 10°PODT.GN HP IP67 3P+E 32A 440÷460V 11H | 22 | 1 | NR | 21.6 | 1 | NR | 1.852% | OFFICIAL | 3BL24G26F6431EC100 | 30 | 3BL | INSTALLATION BLOC | 24G | IEC309 RANGE | 26F | IEC309 PLUGS/SOCK.O. | 1 | 15 | NR | 2224.933 | CCM | 289.041 | 247.98 | G | 8011564800885 | 8011564940574 | 8011564940574 | 85366990
GW63213H | 10°FLUSH.S.O.HP IP44 2P+E 63A 110V 4H | 10°GNIA.PODTYN.HP IP44 2P+E 63A 110V 4H | 49.5 | 1 | NR | 48.6 | 1 | NR | 1.852% | OFFICIAL | 3BL24G26F6431E9100 | 30 | 3BL | INSTALLATION BLOC | 24G | IEC309 RANGE | 26F | IEC309 PLUGS/SOCK.O. | 1 | 4 | NR | 2129.316 | CCM | 450.541 | 414.401 | G | 8011564829039 | 8011564829039 | 8011564969940 | 85366990
GW61058H | PLUG HP IP67 3P+N+E 63A 690V 5H | WTYCZKA HP IP67 3P+N+E 63A 690V 5H | 66.1 | 1 | NR | 64.9 | 1 | NR | 1.849% | OFFICIAL | 3BL24G26F6311C4100 | 30 | 3BL | INSTALLATION BLOC | 24G | IEC309 RANGE | 26F | IEC309 PLUGS/SOCK.O. | 1 | 4 | NR | 4039.875 | CCM | 932.688 | 819.564 | G | 8011564829589 | 8011564829589 | 8011564970496 | 85366990
GW61061H | PLUG HP IP67 3P+N+E 63A >50V 10H | WTYCZKA HP IP67 3P+N+E 63A >50V 10H | 66.1 | 1 | NR | 64.9 | 1 | NR | 1.849% | OFFICIAL | 3BL24G26F6311C4100 | 30 | 3BL | INSTALLATION BLOC | 24G | IEC309 RANGE | 26F | IEC309 PLUGS/SOCK.O. | 1 | 4 | NR | 4039.875 | CCM | 932.688 | 819.564 | G | 8011564829619 | 8011564829619 | 8011564970526 | 85366990
GW61064H | PLUG HP IP67 3P+N+E 63A >50V 2H | WTYCZKA HP IP67 3P+N+E 63A >50V 2H | 66.1 | 1 | NR | 64.9 | 1 | NR | 1.849% | OFFICIAL | 3BL24G26F6311C4100 | 30 | 3BL | INSTALLATION BLOC | 24G | IEC309 RANGE | 26F | IEC309 PLUGS/SOCK.O. | 1 | 4 | NR | 4039.875 | CCM | 932.688 | 819.564 | G | 8011564829640 | 8011564829640 | 8011564970557 | 85366990
GW61066H | PLUG HP IP67 3P+N+E 63A 440÷460V11H | WTYCZKA HP IP67 3P+N+E 63A 440÷460V11H | 66.1 | 1 | NR | 64.9 | 1 | NR | 1.849% | OFFICIAL | 3BL24G26F6311C4100 | 30 | 3BL | INSTALLATION BLOC | 24G | IEC309 RANGE | 26F | IEC309 PLUGS/SOCK.O. | 1 | 4 | NR | 4039.875 | CCM | 932.588 | 819.464 | G | 8011564829664 | 8011564829664 | 8011564970571 | 85366990
GW61448 | IP67 90°APPL.INLET 2P+E 63A 230V 6H | WTYCZKA PR.POD.90° IP67 2P+E 63A 230V 6H | 49.7 | 1 | NR | 48.8 | 1 | NR | 1.844% | OFFICIAL | 3BL24G26F6371DA100 | 30 | 3BL | INSTALLATION BLOC | 24G | IEC309 RANGE | 26F | IEC309 PLUGS/SOCK.O. | 1 | 4 | NR | 4914 | CCM | 814 | 732.6 | G | 8011564023697 | 8011564023697 | 8011564334410 | 85366990
GW60031FH | PLUG HP IP67 3P+N+E 16A 400V 6H FW | WTYCZKA HP IP67 3P+N+E 16A 400V 6H FW | 22.1 | 1 | NR | 21.7 | 1 | NR | 1.843% | OFFICIAL | 3BL24G26F6321C1100 | 30 | 3BL | INSTALLATION BLOC | 24G | IEC309 RANGE | 26F | IEC309 PLUGS/SOCK.O. | 1 | 25 | NR | 2440 | CCM | 267.801 | 235.121 | G | 8011564797079 | 8011564936768 | 8011564936768 | 85366990
GW63045H | CONNECTOR HP IP67 2P+E 63A 110V 4H | ZŁĄCZE HP IP67 2P+E 63A 110V 4H | 71.9 | 1 | NR | 70.6 | 1 | NR | 1.841% | OFFICIAL | 3BL24G26F6391DQ100 | 30 | 3BL | INSTALLATION BLOC | 24G | IEC309 RANGE | 26F | IEC309 PLUGS/SOCK.O. | 1 | 4 | NR | 4773.75 | CCM | 911.95 | 788.514 | G | 8011564829121 | 8011564829121 | 8011564970038 | 85366990
GW60013H | PLUG HP IP44 3P+E 32A 110V 4H | WTYCZKA HP IP44 3P+E 32A 110V 4H | 8.3 | 1 | NR | 8.15 | 1 | NR | 1.84% | OFFICIAL | 3BL24G26F6311BY100 | 30 | 3BL | INSTALLATION BLOC | 24G | IEC309 RANGE | 26F | IEC309 PLUGS/SOCK.O. | 1 | 15 | NR | 1441.15 | CCM | 286.609 | 256.317 | G | 8011564796744 | 8011564936430 | 8011564936430 | 85366990
GW60019WH | PLUG HP IP44 3P+E 32A 400V 6H INVER. | WTYCZKA HP IP44 3P+E 32A 400V 6H IN.FAZ | 8.3 | 1 | NR | 8.15 | 1 | NR | 1.84% | OFFICIAL | 3BL24G26F6361CH100 | 30 | 3BL | INSTALLATION BLOC | 24G | IEC309 RANGE | 26F | IEC309 PLUGS/SOCK.O. | 1 | 15 | NR | 1441.15 | CCM | 309.788 | 274.367 | G | 8011564870574 | 8011564996489 | 8011564996489 | 85366990
GW60089 | IP44 90°STD.PLUG 3P+E 16A 400V 6H | WTYCZKA IP44 90° STD. 3P+E 16A 400V 6H | 8.3 | 1 | NR | 8.15 | 1 | NR | 1.84% | OFFICIAL | 3BL24G26F6331CC100 | 30 | 3BL | INSTALLATION BLOC | 24G | IEC309 RANGE | 26F | IEC309 PLUGS/SOCK.O. | 10 | 40 | NR | 924.8 | CCM | 156.525 | 140.873 | G | 8011564009103 | 8011564316157 | 8011564316164 | 85366990
GW60132 | IP44 90°STD.PLUG 3P 16A 24/42V 4H | WTYCZKA IP44 90° STD. 3P 16A 24/42V 4H | 16.6 | 1 | NR | 16.3 | 1 | NR | 1.84% | OFFICIAL | 3BL24G26F6331CK100 | 30 | 3BL | INSTALLATION BLOC | 24G | IEC309 RANGE | 26F | IEC309 PLUGS/SOCK.O. | 10 | 20 | NR | 954.75 | CCM | 208.95 | 188.055 | G | 8011564011236 | 8011564320277 | 8011564320284 | 85366990
GW60134 | IP44 90°STD.PLUG 3P 16A 24/42V 11H | WTYCZKA IP44 90° STD. 3P 16A 24/42V 11H | 16.6 | 1 | NR | 16.3 | 1 | NR | 1.84% | OFFICIAL | 3BL24G26F6331CK100 | 30 | 3BL | INSTALLATION BLOC | 24G | IEC309 RANGE | 26F | IEC309 PLUGS/SOCK.O. | 10 | 20 | NR | 954.75 | CCM | 165.55 | 148.995 | G | 8011564011250 | 8011564320314 | 8011564320321 | 85366990
GW60412 | IP44 90°APPL.INLET 2P+E 32A 110V 4H | WTYCZKA PR.POD.90° IP44 2P+E 32A 110V 4H | 16.6 | 1 | NR | 16.3 | 1 | NR | 1.84% | OFFICIAL | 3BL24G26F6371D4100 | 30 | 3BL | INSTALLATION BLOC | 24G | IEC309 RANGE | 26F | IEC309 PLUGS/SOCK.O. | 8 | 16 | NR | 1335.938 | CCM | 261.925 | 209.42 | G | 8011564010444 | 8011564318779 | 8011564318786 | 85366990
GW61047H | PLUG HP IP67 3P+N+E 63A 110V 4H | WTYCZKA HP IP67 3P+N+E 63A 110V 4H | 66.4 | 1 | NR | 65.2 | 1 | NR | 1.84% | OFFICIAL | 3BL24G26F6311C4100 | 30 | 3BL | INSTALLATION BLOC | 24G | IEC309 RANGE | 26F | IEC309 PLUGS/SOCK.O. | 1 | 4 | NR | 4039.875 | CCM | 932.688 | 819.564 | G | 8011564829473 | 8011564829473 | 8011564970380 | 85366990
GW62029H | CONNECTOR HP IP67 2P+E 16A 400V 9H | ZŁĄCZE HP IP67 2P+E 16A 400V 9H | 16.6 | 1 | NR | 16.3 | 1 | NR | 1.84% | OFFICIAL | 3BL24G26F6391DM100 | 30 | 3BL | INSTALLATION BLOC | 24G | IEC309 RANGE | 26F | IEC309 PLUGS/SOCK.O. | 1 | 15 | NR | 1441.15 | CCM | 219.457 | 189.165 | G | 8011564798526 | 8011564938212 | 8011564938212 | 85366990
GW62215H | 10°FLUSH.S.O. HP IP44 3P+N+E 32A 110V 4H | 10°PODT.GNIA HP IP44 3P+N+E 32A 110V 4H | 16.6 | 1 | NR | 16.3 | 1 | NR | 1.84% | OFFICIAL | 3BL24G26F6431E8100 | 30 | 3BL | INSTALLATION BLOC | 24G | IEC309 RANGE | 26F | IEC309 PLUGS/SOCK.O. | 1 | 15 | NR | 3081.4 | CCM | 265.925 | 222.88 | G | 8011564799059 | 8011564938748 | 8011564938748 | 85366990
GW62226H | 10°FLUSH.S.O. HP IP67 3P+N+E 16A 110V 4H | 10°PODT.GNIA HP IP67 3P+N+E 16A 110V 4H | 16.6 | 1 | NR | 16.3 | 1 | NR | 1.84% | OFFICIAL | 3BL24G26F6431EA100 | 30 | 3BL | INSTALLATION BLOC | 24G | IEC309 RANGE | 26F | IEC309 PLUGS/SOCK.O. | 1 | 15 | NR | 1441.15 | CCM | 222.406 | 192.12 | G | 8011564799257 | 8011564938946 | 8011564938946 | 85366990
GW60118 | IP67 90°STD.PLUG 3P+N+E 32A 110V 4H | WTYCZKA IP67 90° STD. 3P+N+E 32A 110V 4H | 27.7 | 1 | NR | 27.2 | 1 | NR | 1.838% | OFFICIAL | 3BL24G26F6331CI100 | 30 | 3BL | INSTALLATION BLOC | 24G | IEC309 RANGE | 26F | IEC309 PLUGS/SOCK.O. | 8 | 16 | NR | 2085.875 | CCM | 350.438 | 275.41 | G | 8011564009837 | 8011564317550 | 8011564317567 | 85366990
GW60121 | IP67 90°STD.PLUG 3P+N+E 32A 230V 9H | WTYCZKA IP67 90° STD. 3P+N+E 32A 230V 9H | 27.7 | 1 | NR | 27.2 | 1 | NR | 1.838% | OFFICIAL | 3BL24G26F6331CI100 | 30 | 3BL | INSTALLATION BLOC | 24G | IEC309 RANGE | 26F | IEC309 PLUGS/SOCK.O. | 8 | 16 | NR | 2085.875 | CCM | 341.8 | 271.04 | G | 8011564009295 | 8011564316539 | 8011564316546 | 85366990
GW61445 | IP67 90°APPL.INLET 2P+E 63A 110V 4H | WTYCZKA PR.POD.90° IP67 2P+E 63A 110V 4H | 55.4 | 1 | NR | 54.4 | 1 | NR | 1.838% | OFFICIAL | 3BL24G26F6371DA100 | 30 | 3BL | INSTALLATION BLOC | 24G | IEC309 RANGE | 26F | IEC309 PLUGS/SOCK.O. | 2 | 4 | NR | 4914 | CCM | 819.25 | 737.325 | G | 8011564023666 | 8011564023666 | 8011564334359 | 85366990
GW62030FH | CONNECTOR HP IP67 3P+E 16A 400V 6H FW | ZŁĄCZE HP IP67 3P+E 16A 400V 6H FW | 27.7 | 1 | NR | 27.2 | 1 | NR | 1.838% | OFFICIAL | 3BL24G26F6401DN100 | 30 | 3BL | INSTALLATION BLOC | 24G | IEC309 RANGE | 26F | IEC309 PLUGS/SOCK.O. | 1 | 15 | NR | 2224.933 | CCM | 260.031 | 216.262 | G | 8011564798533 | 8011564938229 | 8011564938229 | 85366990
GW62239FH | 10°FLUS.S.O. HP IP67 3P+E 32A 230V 9H FW | 10°PODT.GNIA HP IP67 3P+E 32A 230V9H FW | 27.7 | 1 | NR | 27.2 | 1 | NR | 1.838% | OFFICIAL | 3BL24G26F6431EC100 | 30 | 3BL | INSTALLATION BLOC | 24G | IEC309 RANGE | 26F | IEC309 PLUGS/SOCK.O. | 1 | 15 | NR | 2224.933 | CCM | 288.031 | 246.97 | G | 8011564799486 | 8011564939172 | 8011564939172 | 85366990
GW60091 | IP44 90°STD.PLUG 3P+E 16A 500V 7H | WTYCZKA IP44 90° STD. 3P+E 16A 500V 7H | 11.1 | 1 | NR | 10.9 | 1 | NR | 1.835% | OFFICIAL | 3BL24G26F6331CC100 | 30 | 3BL | INSTALLATION BLOC | 24G | IEC309 RANGE | 26F | IEC309 PLUGS/SOCK.O. | 10 | 20 | NR | 954.75 | CCM | 162.45 | 146.205 | G | 8011564009172 | 8011564316294 | 8011564316300 | 85366990
GW62208FH | 10°FLUS.S.O. HP IP44 2P+E 16A 400V 9H FW | 10°PODT.GNIA HP IP44 2P+E 16A 400V9H FW | 11.1 | 1 | NR | 10.9 | 1 | NR | 1.835% | OFFICIAL | 3BL24G26F6431E6100 | 30 | 3BL | INSTALLATION BLOC | 24G | IEC309 RANGE | 26F | IEC309 PLUGS/SOCK.O. | 1 | 15 | NR | 1441.15 | CCM | 148.319 | 118.03 | G | 8011564798922 | 8011564938618 | 8011564938618 | 85366990
GW62216H | 10°FLUSH.S.O. HP IP44 2P+E 32A 230V 6H | 10°PODT.GNIA HP IP44 2P+E 32A 230V 6H | 11.1 | 1 | NR | 10.9 | 1 | NR | 1.835% | OFFICIAL | 3BL24G26F6431E8100 | 30 | 3BL | INSTALLATION BLOC | 24G | IEC309 RANGE | 26F | IEC309 PLUGS/SOCK.O. | 1 | 25 | NR | 1334.96 | CCM | 203.841 | 179.204 | G | 8011564799073 | 8011564938762 | 8011564938762 | 85366990
GW60019H | PLUG HP IP44 3P+E 32A 400V 6H | WTYCZKA HP IP44 3P+E 32A 400V 6H | 5.55 | 1 | NR | 5.45 | 1 | NR | 1.835% | OFFICIAL | 3BL24G26F6311BY100 | 30 | 3BL | INSTALLATION BLOC | 24G | IEC309 RANGE | 26F | IEC309 PLUGS/SOCK.O. | 1 | 50 | NR | 1220 | CCM | 290 | 261 | G | 8011564796867 | 8011564936553 | 8011564936553 | 85366990
GW62001H | CONNECTOR HP IP44 2P+E 16A 110V 4H | ZŁĄCZE HP IP44 2P+E 16A 110V 4H | 5.55 | 1 | NR | 5.45 | 1 | NR | 1.835% | OFFICIAL | 3BL24G26F6391DI100 | 30 | 3BL | INSTALLATION BLOC | 24G | IEC309 RANGE | 26F | IEC309 PLUGS/SOCK.O. | 1 | 50 | NR | 924.42 | CCM | 169.655 | 156.717 | G | 8011564798007 | 8011564937697 | 8011564937697 | 85366990
GW62004H | CONNECTOR HP IP44 2P+E 16A 230V 6H | ZŁĄCZE HP IP44 2P+E 16A 230V 6H | 5.55 | 1 | NR | 5.45 | 1 | NR | 1.835% | OFFICIAL | 3BL24G26F6391DI100 | 30 | 3BL | INSTALLATION BLOC | 24G | IEC309 RANGE | 26F | IEC309 PLUGS/SOCK.O. | 1 | 50 | NR | 904.704 | CCM | 170 | 153 | G | 8011564798069 | 8034035465635 | 8034035465635 | 85366990
GW62701H | CONNECTOR HP IP44 2P+E 16A 500V 7H | ZŁĄCZE HP IP44 2P+E 16A 500V 7H | 5.55 | 1 | NR | 5.45 | 1 | NR | 1.835% | OFFICIAL | 3BL24G26F6391DI100 | 30 | 3BL | INSTALLATION BLOC | 24G | IEC309 RANGE | 26F | IEC309 PLUGS/SOCK.O. | 1 | 15 | NR | 1441.15 | CCM | 193.234 | 162.945 | G | 8011564799615 | 8011564939301 | 8011564939301 | 85366990
GW62704H | CONNECTOR HP IP44 2P+E 16A >50V 10H | ZŁĄCZE HP IP44 2P+E 16A >50V 10H | 5.55 | 1 | NR | 5.45 | 1 | NR | 1.835% | OFFICIAL | 3BL24G26F6391DI100 | 30 | 3BL | INSTALLATION BLOC | 24G | IEC309 RANGE | 26F | IEC309 PLUGS/SOCK.O. | 1 | 15 | NR | 1441.15 | CCM | 193.494 | 163.205 | G | 8011564799646 | 8011564939332 | 8011564939332 | 85366990
GW62707H | CONNECTOR HP IP44 2P+E 16A >50V 2H | ZŁĄCZE HP IP44 2P+E 16A >50V 2H | 5.55 | 1 | NR | 5.45 | 1 | NR | 1.835% | OFFICIAL | 3BL24G26F6391DI100 | 30 | 3BL | INSTALLATION BLOC | 24G | IEC309 RANGE | 26F | IEC309 PLUGS/SOCK.O. | 1 | 15 | NR | 1441.15 | CCM | 193.494 | 163.205 | G | 8011564799677 | 8011564939363 | 8011564939363 | 85366990
GW62714H | CONNECTOR HP IP44 2P+E 16A TRASF.12H | ZŁĄCZE HP IP44 2P+E 16A TRASF.12H | 5.55 | 1 | NR | 5.45 | 1 | NR | 1.835% | OFFICIAL | 3BL24G26F6391DI100 | 30 | 3BL | INSTALLATION BLOC | 24G | IEC309 RANGE | 26F | IEC309 PLUGS/SOCK.O. | 1 | 15 | NR | 1441.15 | CCM | 193.494 | 163.205 | G | 8011564799745 | 8011564939431 | 8011564939431 | 85366990
GW62716H | CONNECTOR HP IP44 2P+E 16A >50÷250 Vcc3H | ZŁĄCZE HP IP44 2P+E 16A >50÷250 Vcc3H | 5.55 | 1 | NR | 5.45 | 1 | NR | 1.835% | OFFICIAL | 3BL24G26F6391DI100 | 30 | 3BL | INSTALLATION BLOC | 24G | IEC309 RANGE | 26F | IEC309 PLUGS/SOCK.O. | 1 | 15 | NR | 1441.15 | CCM | 193.494 | 163.205 | G | 8011564799769 | 8011564939455 | 8011564939455 | 85366990
GW62717H | CONNECTOR HP IP44 2P+E 16A >250Vcc 8H | ZŁĄCZE HP IP44 2P+E 16A >250Vcc 8H | 5.55 | 1 | NR | 5.45 | 1 | NR | 1.835% | OFFICIAL | 3BL24G26F6391DI100 | 30 | 3BL | INSTALLATION BLOC | 24G | IEC309 RANGE | 26F | IEC309 PLUGS/SOCK.O. | 1 | 15 | NR | 1441.15 | CCM | 193.494 | 163.205 | G | 8011564799776 | 8011564939462 | 8011564939462 | 85366990
GW63054H | CONNECTOR HP IP67 3P+E 63A 500V 7H | ZŁĄCZE HP IP67 3P+E 63A 500V 7H | 100 | 1 | NR | 98.2 | 1 | NR | 1.833% | OFFICIAL | 3BL24G26F6391DQ100 | 30 | 3BL | INSTALLATION BLOC | 24G | IEC309 RANGE | 26F | IEC309 PLUGS/SOCK.O. | 1 | 4 | NR | 4773.75 | CCM | 965.8 | 842.364 | G | 8011564829220 | 8011564829220 | 8011564970137 | 85366990
GW61017H | PLUG HP IP44 3P+E 63A 230V 9H | WTYCZKA HP IP44 3P+E 63A 230V 9H | 55.6 | 1 | NR | 54.6 | 1 | NR | 1.832% | OFFICIAL | 3BL24G26F6311BZ100 | 30 | 3BL | INSTALLATION BLOC | 24G | IEC309 RANGE | 26F | IEC309 PLUGS/SOCK.O. | 1 | 4 | NR | 4039.875 | CCM | 849.833 | 736.709 | G | 8011564829732 | 8011564829732 | 8011564970649 | 85366990
GW62442 | IP67 10°W.RECEPTACLE 3P+N+T 32A 400V 6H | 10°GNIAZ NATYN.IP67 3P+N+T 32A 400V 6H | 27.8 | 1 | NR | 27.3 | 1 | NR | 1.832% | OFFICIAL | 3BL24G26F6451ES100 | 30 | 3BL | INSTALLATION BLOC | 24G | IEC309 RANGE | 26F | IEC309 PLUGS/SOCK.O. | 1 | 16 | NR | 2358.125 | CCM | 509.688 | 433.04 | G | 8011564005570 | 8011564311091 | 8011564311091 | 85366990
GW62501 | IP67 90°W.RECEPTACLE 3P+E 16A 230V 9H | 90°GNIAZ NATYN.IP67 3P+E 16A 230V 9H | 27.8 | 1 | NR | 27.3 | 1 | NR | 1.832% | OFFICIAL | 3BL24G26F6471F4100 | 30 | 3BL | INSTALLATION BLOC | 24G | IEC309 RANGE | 26F | IEC309 PLUGS/SOCK.O. | 1 | 20 | NR | 1915.2 | CCM | 380.25 | 324.11 | G | 8011564005143 | 8011564310292 | 8011564310292 | 85366990
GW62506 | IP67 90°W.RECEPTACLE 3P+E 16A 500V 7H | 90°GNIAZ NATYN.IP67 3P+E 16A 500V 7H | 27.8 | 1 | NR | 27.3 | 1 | NR | 1.832% | OFFICIAL | 3BL24G26F6471F4100 | 30 | 3BL | INSTALLATION BLOC | 24G | IEC309 RANGE | 26F | IEC309 PLUGS/SOCK.O. | 1 | 20 | NR | 1915.2 | CCM | 382.05 | 324.05 | G | 8011564005150 | 8011564310315 | 8011564310315 | 85366990
GW62436 | IP67 10°W.RECEPTACLE 3P+N+T 32A 110V 4H | 10°GNIAZ NATYN.IP67 3P+N+T 32A 110V 4H | 33.4 | 1 | NR | 32.8 | 1 | NR | 1.829% | OFFICIAL | 3BL24G26F6451ES100 | 30 | 3BL | INSTALLATION BLOC | 24G | IEC309 RANGE | 26F | IEC309 PLUGS/SOCK.O. | 1 | 16 | NR | 2358.125 | CCM | 508.93 | 435.99 | G | 8011564005600 | 8011564311152 | 8011564311152 | 85366990
GW60424 | IP67 90°APPL.INLET 3P+E 16A 110V 4H | WTYCZKA PR.POD.90° IP67 3P+E 16A 110V 4H | 22.3 | 1 | NR | 21.9 | 1 | NR | 1.826% | OFFICIAL | 3BL24G26F6371D6100 | 30 | 3BL | INSTALLATION BLOC | 24G | IEC309 RANGE | 26F | IEC309 PLUGS/SOCK.O. | 10 | 20 | NR | 1668.7 | CCM | 248.05 | 186.15 | G | 8011564010574 | 8011564319035 | 8011564319042 | 85366990
GW62024FH | CONNECTOR HP IP67 3P+E 16A 110V 4H FW | ZŁĄCZE HP IP67 3P+E 16A 110V 4H FW | 22.3 | 1 | NR | 21.9 | 1 | NR | 1.826% | OFFICIAL | 3BL24G26F6401DN100 | 30 | 3BL | INSTALLATION BLOC | 24G | IEC309 RANGE | 26F | IEC309 PLUGS/SOCK.O. | 1 | 25 | NR | 1334.96 | CCM | 242.895 | 218.258 | G | 8011564798410 | 8011564938106 | 8011564938106 | 85366990
GW62424 | IP67 10°W.RECEPTACLE 3P+E 16A 110V 4H | 10°GNIAZ NATYN.IP67 3P+E 16A 110V 4H | 22.3 | 1 | NR | 21.9 | 1 | NR | 1.826% | OFFICIAL | 3BL24G26F6451EQ100 | 30 | 3BL | INSTALLATION BLOC | 24G | IEC309 RANGE | 26F | IEC309 PLUGS/SOCK.O. | 1 | 20 | NR | 1886.5 | CCM | 362.15 | 325.935 | G | 8011564005495 | 8011564310933 | 8011564310933 | 85366990
GW63052PH | CONNECTOR HP IP67 3P+E 63A 400V 6H PC | ZŁĄCZE HP IP67 3P+E 63A 400V 6H PC | 72.5 | 1 | NR | 71.2 | 1 | NR | 1.826% | OFFICIAL | 3BL24G26F6391DQ100 | 30 | 3BL | INSTALLATION BLOC | 24G | IEC309 RANGE | 26F | IEC309 PLUGS/SOCK.O. | 1 | 4 | NR | 4773.75 | CCM | 960.256 | 907.237 | G | 8011564828377 | 8011564828377 | 8011564969551 | 85366990
GW62038H | CONNECTOR HP IP67 3P+E 32A 230V 9H | ZŁĄCZE HP IP67 3P+E 32A 230V 9H | 27.9 | 1 | NR | 27.4 | 1 | NR | 1.825% | OFFICIAL | 3BL24G26F6391DO100 | 30 | 3BL | INSTALLATION BLOC | 24G | IEC309 RANGE | 26F | IEC309 PLUGS/SOCK.O. | 1 | 15 | NR | 2224.933 | CCM | 381.116 | 340.055 | G | 8011564798687 | 8011564938373 | 8011564938373 | 85366990
GW62043H | CONNECTOR HP IP67 3P+E 32A 500V 7H | ZŁĄCZE HP IP67 3P+E 32A 500V 7H | 27.9 | 1 | NR | 27.4 | 1 | NR | 1.825% | OFFICIAL | 3BL24G26F6391DO100 | 30 | 3BL | INSTALLATION BLOC | 24G | IEC309 RANGE | 26F | IEC309 PLUGS/SOCK.O. | 1 | 15 | NR | 2224.933 | CCM | 382.096 | 341.035 | G | 8011564798779 | 8011564938465 | 8011564938465 | 85366990
GW62241FH | 10°FLUS.S.O. HP IP67 2P+E 32A 400V 9H FW | 10°PODT.GNIA HP IP67 2P+E 32A 400V9H FW | 27.9 | 1 | NR | 27.4 | 1 | NR | 1.825% | OFFICIAL | 3BL24G26F6431EC100 | 30 | 3BL | INSTALLATION BLOC | 24G | IEC309 RANGE | 26F | IEC309 PLUGS/SOCK.O. | 1 | 15 | NR | 2224.933 | CCM | 272.841 | 231.78 | G | 8011564799523 | 8011564939219 | 8011564939219 | 85366990
GW62756H | CONNECTOR HP IP67 3P+E 32A >50V 10H | ZŁĄCZE HP IP67 3P+E 32A >50V 10H | 27.9 | 1 | NR | 27.4 | 1 | NR | 1.825% | OFFICIAL | 3BL24G26F6391DO100 | 30 | 3BL | INSTALLATION BLOC | 24G | IEC309 RANGE | 26F | IEC309 PLUGS/SOCK.O. | 1 | 15 | NR | 2224.933 | CCM | 382.096 | 341.035 | G | 8011564800168 | 8011564939851 | 8011564939851 | 85366990
GW63249PH | 10°FLUSH.S.O.HP IP67 2P+E 63A 230V 6H PC | 10°GNIA.PODT.HP IP67 2P+E 63A 230V 6H PC | 55.9 | 1 | NR | 54.9 | 1 | NR | 1.821% | OFFICIAL | 3BL24G26F6431EE100 | 30 | 3BL | INSTALLATION BLOC | 24G | IEC309 RANGE | 26F | IEC309 PLUGS/SOCK.O. | 1 | 4 | NR | 2129.316 | CCM | 589.017 | 552.877 | G | 8011564828322 | 8011564828322 | 8011564969513 | 85366990
GW63018H | CONNECTOR HP IP44 3P+N+E 63A 230V 9H | ZŁĄCZE HP IP44 3P+N+E 63A 230V 9H | 72.7 | 1 | NR | 71.4 | 1 | NR | 1.821% | OFFICIAL | 3BL24G26F6391DL100 | 30 | 3BL | INSTALLATION BLOC | 24G | IEC309 RANGE | 26F | IEC309 PLUGS/SOCK.O. | 1 | 4 | NR | 4773.75 | CCM | 923.775 | 800.339 | G | 8011564829411 | 8011564829411 | 8011564970328 | 85366990
GW60003FH | PLUG HP IP44 3P+N+E 16A 110V 4H FW | WTYCZKA HP IP44 3P+N+E 16A 110V 4H FW | 11.2 | 1 | NR | 11 | 1 | NR | 1.818% | OFFICIAL | 3BL24G26F6321BX100 | 30 | 3BL | INSTALLATION BLOC | 24G | IEC309 RANGE | 26F | IEC309 PLUGS/SOCK.O. | 1 | 50 | NR | 1220 | CCM | 228.516 | 212.151 | G | 8011564796553 | 8011564936249 | 8011564936249 | 85366990
GW60006FH | PLUG HP IP44 3P+N+E 16A 230V 9H FW | WTYCZKA HP IP44 3P+N+E 16A 230V 9H FW | 11.2 | 1 | NR | 11 | 1 | NR | 1.818% | OFFICIAL | 3BL24G26F6321BX100 | 30 | 3BL | INSTALLATION BLOC | 24G | IEC309 RANGE | 26F | IEC309 PLUGS/SOCK.O. | 1 | 15 | NR | 1441.15 | CCM | 242.538 | 212.249 | G | 8011564796614 | 8011564936300 | 8011564936300 | 85366990
GW60032H | PLUG HP IP67 3P+E 16A 500V 7H | WTYCZKA HP IP67 3P+E 16A 500V 7H | 16.8 | 1 | NR | 16.5 | 1 | NR | 1.818% | OFFICIAL | 3BL24G26F6311C0100 | 30 | 3BL | INSTALLATION BLOC | 24G | IEC309 RANGE | 26F | IEC309 PLUGS/SOCK.O. | 1 | 15 | NR | 1441.15 | CCM | 223.64 | 193.376 | G | 8011564797093 | 8011564936782 | 8011564936782 | 85366990
GW60036H | PLUG HP IP67 3P+N+E 32A 110V 4H | WTYCZKA HP IP67 3P+N+E 32A 110V 4H | 22.4 | 1 | NR | 22 | 1 | NR | 1.818% | OFFICIAL | 3BL24G26F6311C2100 | 30 | 3BL | INSTALLATION BLOC | 24G | IEC309 RANGE | 26F | IEC309 PLUGS/SOCK.O. | 1 | 15 | NR | 2224.933 | CCM | 367.668 | 326.607 | G | 8011564797161 | 8011564936850 | 8011564936850 | 85366990
GW60068 | IP44 STD.PLUG 2P 16A 24/42V4H | WTYCZKA IP44 STD. 2P 16A 24/42V4H | 11.2 | 1 | NR | 11 | 1 | NR | 1.818% | OFFICIAL | 3BL24G26F6311C8100 | 30 | 3BL | INSTALLATION BLOC | 24G | IEC309 RANGE | 26F | IEC309 PLUGS/SOCK.O. | 10 | 20 | NR | 740.35 | CCM | 139.25 | 112.37 | G | 8011564011045 | 8011564319899 | 8011564319905 | 85366990
GW60234 | IP67 APPL.INLET 2P+E 32A 110V 4H | WTYCZKA PR.POD.IP67 2P+E 32A 110V 4H | 22.4 | 1 | NR | 22 | 1 | NR | 1.818% | OFFICIAL | 3BL24G26F6351CU100 | 30 | 3BL | INSTALLATION BLOC | 24G | IEC309 RANGE | 26F | IEC309 PLUGS/SOCK.O. | 8 | 16 | NR | 2085.875 | CCM | 284.813 | 234.81 | G | 8011564010222 | 8011564318335 | 8011564318342 | 85366990
GW60407 | IP44 90°APPL.INLET 2P+E 16A 400V 9H | WTYCZKA PR.POD.90° IP44 2P+E 16A 400V 9H | 11.2 | 1 | NR | 11 | 1 | NR | 1.818% | OFFICIAL | 3BL24G26F6371D2100 | 30 | 3BL | INSTALLATION BLOC | 24G | IEC309 RANGE | 26F | IEC309 PLUGS/SOCK.O. | 10 | 20 | NR | 982.8 | CCM | 154.55 | 129.44 | G | 8011564010376 | 8011564318632 | 8011564318649 | 85366990
GW60754H | PLUG HP IP67 3P+N+E 32A 690V 5H | WTYCZKA HP IP67 3P+N+E 32A 690V 5H | 22.4 | 1 | NR | 22 | 1 | NR | 1.818% | OFFICIAL | 3BL24G26F6311C2100 | 30 | 3BL | INSTALLATION BLOC | 24G | IEC309 RANGE | 26F | IEC309 PLUGS/SOCK.O. | 1 | 15 | NR | 2224.933 | CCM | 367.668 | 326.607 | G | 8011564797857 | 8011564937543 | 8011564937543 | 85366990
GW60757H | PLUG HP IP67 3P+N+E 32A >50V 10H | WTYCZKA HP IP67 3P+N+E 32A >50V 10H | 22.4 | 1 | NR | 22 | 1 | NR | 1.818% | OFFICIAL | 3BL24G26F6311C2100 | 30 | 3BL | INSTALLATION BLOC | 24G | IEC309 RANGE | 26F | IEC309 PLUGS/SOCK.O. | 1 | 15 | NR | 2224.933 | CCM | 367.668 | 326.607 | G | 8011564797888 | 8011564937574 | 8011564937574 | 85366990
GW61447 | IP67 90°APPL.INLET 3P+N+E 63A 110V 4H | WTYCZ.PR.POD.90° IP67 3P+N+E 63A 110V 4H | 67.2 | 1 | NR | 66 | 1 | NR | 1.818% | OFFICIAL | 3BL24G26F6371DA100 | 30 | 3BL | INSTALLATION BLOC | 24G | IEC309 RANGE | 26F | IEC309 PLUGS/SOCK.O. | 2 | 4 | NR | 4914 | CCM | 924.49 | 744.23 | G | 8011564023680 | 8011564023680 | 8011564334397 | 85366990
GW62038FH | CONNECTOR HP IP67 3P+E 32A 230V 9H FW | ZŁĄCZE HP IP67 3P+E 32A 230V 9H FW | 33.6 | 1 | NR | 33 | 1 | NR | 1.818% | OFFICIAL | 3BL24G26F6391DO100 | 30 | 3BL | INSTALLATION BLOC | 24G | IEC309 RANGE | 26F | IEC309 PLUGS/SOCK.O. | 1 | 15 | NR | 2224.933 | CCM | 380.106 | 339.045 | G | 8011564798670 | 8011564938366 | 8011564938366 | 85366990
GW62283H | 10°FL.S.O .HP IP67 3P+E 32A 380/440V 3H | 10°GN.PODTY.HP IP67 3P+E 32A 380/440V 3H | 22.4 | 1 | NR | 22 | 1 | NR | 1.818% | OFFICIAL | 3BL24G26F6431EC100 | 30 | 3BL | INSTALLATION BLOC | 24G | IEC309 RANGE | 26F | IEC309 PLUGS/SOCK.O. | 1 | 25 | NR | 1848.84 | CCM | 273.751 | 247.924 | G | 8011564799608 | 8011564939295 | 8011564939295 | 85366990
GW62432 | IP67 10°W.RECEPTACLE 3P+E 16A 500V 7H | 10°GNIAZ NATYN.IP67 3P+E 16A 500V 7H | 22.4 | 1 | NR | 22 | 1 | NR | 1.818% | OFFICIAL | 3BL24G26F6451EQ100 | 30 | 3BL | INSTALLATION BLOC | 24G | IEC309 RANGE | 26F | IEC309 PLUGS/SOCK.O. | 1 | 20 | NR | 1886.5 | CCM | 339.5 | 305.55 | G | 8011564005532 | 8011564311015 | 8011564311015 | 85366990
GW62443 | IP67 10°W.RECEPTACLE 3P+E 32A 500V 7H | 10°GNIAZ NATYN.IP67 3P+E 32A 500V 7H | 33.6 | 1 | NR | 33 | 1 | NR | 1.818% | OFFICIAL | 3BL24G26F6451ES100 | 30 | 3BL | INSTALLATION BLOC | 24G | IEC309 RANGE | 26F | IEC309 PLUGS/SOCK.O. | 1 | 14 | NR | 2695 | CCM | 455.5 | 380.59 | G | 8011564005631 | 8011564552098 | 8011564552098 | 85366990
GW62516 | IP67 90°W.RECEPTACLE 3P+N+T 32A 400V 6H | 90°GNIAZ NATYN.IP67 3P+N+T 32A 400V 6H | 33.6 | 1 | NR | 33 | 1 | NR | 1.818% | OFFICIAL | 3BL24G26F6471F6100 | 30 | 3BL | INSTALLATION BLOC | 24G | IEC309 RANGE | 26F | IEC309 PLUGS/SOCK.O. | 1 | 16 | NR | 3598.438 | CCM | 580 | 522 | G | 8011564005198 | 8011564310391 | 8011564310391 | 85366990
GW62540 | IP44 90°W.RECEPTACLE 2P 16A 42V 12H | 90°GNIAZ NATYN.IP44 2P 16A 42V 12H | 22.4 | 1 | NR | 22 | 1 | NR | 1.818% | OFFICIAL | 3BL24G26F6471FC100 | 30 | 3BL | INSTALLATION BLOC | 24G | IEC309 RANGE | 26F | IEC309 PLUGS/SOCK.O. | 10 | 20 | NR | 1915.2 | CCM | 329.3 | 282.69 | G | 8011564008625 | 8011564315235 | 8011564315242 | 85366990
GW62547 | IP44 90°W.RECEPTACLE 2P 32A 24V N.R. | 90°GNIAZ NATYN.IP44 2P 32A 24V N.R. | 22.4 | 1 | NR | 22 | 1 | NR | 1.818% | OFFICIAL | 3BL24G26F6471FE100 | 30 | 3BL | INSTALLATION BLOC | 24G | IEC309 RANGE | 26F | IEC309 PLUGS/SOCK.O. | 10 | 20 | NR | 1915.2 | CCM | 323.2 | 282.06 | G | 8011564008694 | 8011564315372 | 8011564315389 | 85366990
GW62549 | IP44 90°W.RECEPTACLE 2P 32A 42V 12H | 90°GNIAZ NATYN.IP44 2P 32A 42V 12H | 22.4 | 1 | NR | 22 | 1 | NR | 1.818% | OFFICIAL | 3BL24G26F6471FE100 | 30 | 3BL | INSTALLATION BLOC | 24G | IEC309 RANGE | 26F | IEC309 PLUGS/SOCK.O. | 10 | 20 | NR | 1915.2 | CCM | 329.4 | 282.06 | G | 8011564008717 | 8011564315419 | 8011564315426 | 85366990
GW62555 | IP44 90°W.RECEPTACLE 2P 32A CC 10H | 90°GNIAZ NATYN.IP44 2P 32A CC 10H | 22.4 | 1 | NR | 22 | 1 | NR | 1.818% | OFFICIAL | 3BL24G26F6471FE100 | 30 | 3BL | INSTALLATION BLOC | 24G | IEC309 RANGE | 26F | IEC309 PLUGS/SOCK.O. | 10 | 20 | NR | 1915.2 | CCM | 326.7 | 282.06 | G | 8011564008731 | 8011564315457 | 8011564315464 | 85366990
GW62813H | 10°FL.S.O. HP IP44 3P+N+E 16A 380/440V3H | 10°PODT.GN HP IP44 3P+N+E 16A 380/440V3H | 11.2 | 1 | NR | 11 | 1 | NR | 1.818% | OFFICIAL | 3BL24G26F6431E6100 | 30 | 3BL | INSTALLATION BLOC | 24G | IEC309 RANGE | 26F | IEC309 PLUGS/SOCK.O. | 1 | 15 | NR | 1441.15 | CCM | 180.846 | 150.56 | G | 8011564800403 | 8011564940093 | 8011564940093 | 85366990
GW62830H | 10°FL.S.O. HP IP44 3P+N+E 32A 380/440V3H | 10°PODT.GN HP IP44 3P+N+E 32A 380/440V3H | 16.8 | 1 | NR | 16.5 | 1 | NR | 1.818% | OFFICIAL | 3BL24G26F6431E8100 | 30 | 3BL | INSTALLATION BLOC | 24G | IEC309 RANGE | 26F | IEC309 PLUGS/SOCK.O. | 1 | 15 | NR | 3081.4 | CCM | 265.925 | 222.88 | G | 8011564800571 | 8011564940260 | 8011564940260 | 85366990
GW63048PH | CONNECTOR HP IP67 2P+E 63A 230V 6H PC | ZŁĄCZE HP IP67 2P+E 63A 230V 6H PC | 67.2 | 1 | NR | 66 | 1 | NR | 1.818% | OFFICIAL | 3BL24G26F6391DQ100 | 30 | 3BL | INSTALLATION BLOC | 24G | IEC309 RANGE | 26F | IEC309 PLUGS/SOCK.O. | 1 | 4 | NR | 4773.75 | CCM | 903.286 | 850.267 | G | 8011564828360 | 8011564828360 | 8011564969544 | 85366990
GW61014H | PLUG HP IP44 3P+E 63A 110V 4H | WTYCZKA HP IP44 3P+E 63A 110V 4H | 56 | 1 | NR | 55 | 1 | NR | 1.818% | OFFICIAL | 3BL24G26F6311BZ100 | 30 | 3BL | INSTALLATION BLOC | 24G | IEC309 RANGE | 26F | IEC309 PLUGS/SOCK.O. | 1 | 4 | NR | 4039.875 | CCM | 849.833 | 736.709 | G | 8011564829701 | 8011564829701 | 8011564970618 | 85366990
GW61045H | PLUG HP IP67 2P+E 63A 110V 4H | WTYCZKA HP IP67 2P+E 63A 110V 4H | 56 | 1 | NR | 55 | 1 | NR | 1.818% | OFFICIAL | 3BL24G26F6311C4100 | 30 | 3BL | INSTALLATION BLOC | 24G | IEC309 RANGE | 26F | IEC309 PLUGS/SOCK.O. | 1 | 4 | NR | 4039.875 | CCM | 827.525 | 714.401 | G | 8011564829459 | 8011564829459 | 8011564970366 | 85366990
GW63246H | 10°FLUSH.S.O.HP IP67 2P+E 63A 110V 4H | 10°GNIA.PODTYN.HP IP67 2P+E 63A 110V 4H | 56 | 1 | NR | 55 | 1 | NR | 1.818% | OFFICIAL | 3BL24G26F6431EE100 | 30 | 3BL | INSTALLATION BLOC | 24G | IEC309 RANGE | 26F | IEC309 PLUGS/SOCK.O. | 1 | 4 | NR | 2129.316 | CCM | 527.277 | 491.137 | G | 8011564828599 | 8011564828599 | 8011564969704 | 85366990
GW63525 | IP67 90°W.RECEPTACLE 2P+E 63A 400V 9H | 90°GNIAZ NATYN.IP67 2P+E 63A 400V 9H | 78.5 | 1 | NR | 77.1 | 1 | NR | 1.816% | OFFICIAL | 3BL24G26F6471F8100 | 30 | 3BL | INSTALLATION BLOC | 24G | IEC309 RANGE | 26F | IEC309 PLUGS/SOCK.O. | 2 | 4 | NR | 6719.25 | CCM | 1.226 | 1.103 | KG | 8011564024120 | 8011564335240 | 8011564335257 | 85366990
GW63520 | IP67 90°W.RECEPTACLE 3P+E 63A 110V 4H | 90°GNIAZ NATYN.IP67 3P+E 63A 110V 4H | 84.2 | 1 | NR | 82.7 | 1 | NR | 1.814% | OFFICIAL | 3BL24G26F6471F8100 | 30 | 3BL | INSTALLATION BLOC | 24G | IEC309 RANGE | 26F | IEC309 PLUGS/SOCK.O. | 2 | 4 | NR | 6719.25 | CCM | 1.314 | 1.183 | KG | 8011564024076 | 8011564335141 | 8011564335158 | 85366990
GW62517 | IP67 90°W.RECEPTACLE 3P+E 32A 500V 7H | 90°GNIAZ NATYN.IP67 3P+E 32A 500V 7H | 39.3 | 1 | NR | 38.6 | 1 | NR | 1.813% | OFFICIAL | 3BL24G26F6471F6100 | 30 | 3BL | INSTALLATION BLOC | 24G | IEC309 RANGE | 26F | IEC309 PLUGS/SOCK.O. | 1 | 16 | NR | 3598.438 | CCM | 524.625 | 430.73 | G | 8011564005259 | 8011564310513 | 8011564310513 | 85366990
GW63057H | CONNECTOR HP IP67 3P+E 63A 690V 5H | ZŁĄCZE HP IP67 3P+E 63A 690V 5H | 78.7 | 1 | NR | 77.3 | 1 | NR | 1.811% | OFFICIAL | 3BL24G26F6391DQ100 | 30 | 3BL | INSTALLATION BLOC | 24G | IEC309 RANGE | 26F | IEC309 PLUGS/SOCK.O. | 1 | 4 | NR | 4773.75 | CCM | 965.8 | 842.364 | G | 8011564829244 | 8011564829244 | 8011564970151 | 85366990
GW63060H | CONNECTOR HP IP67 3P+E 63A >50V 10H | ZŁĄCZE HP IP67 3P+E 63A >50V 10H | 78.7 | 1 | NR | 77.3 | 1 | NR | 1.811% | OFFICIAL | 3BL24G26F6391DQ100 | 30 | 3BL | INSTALLATION BLOC | 24G | IEC309 RANGE | 26F | IEC309 PLUGS/SOCK.O. | 1 | 4 | NR | 4773.75 | CCM | 965.8 | 842.364 | G | 8011564829275 | 8011564829275 | 8011564970182 | 85366990
GW63063H | CONNECTOR HP IP67 3P+E 63A >50V 2H | ZŁĄCZE HP IP67 3P+E 63A >50V 2H | 78.7 | 1 | NR | 77.3 | 1 | NR | 1.811% | OFFICIAL | 3BL24G26F6391DQ100 | 30 | 3BL | INSTALLATION BLOC | 24G | IEC309 RANGE | 26F | IEC309 PLUGS/SOCK.O. | 1 | 4 | NR | 4773.75 | CCM | 965.8 | 842.364 | G | 8011564829305 | 8011564829305 | 8011564970212 | 85366990
GW63065H | CONNECTOR HP IP67 3P+E 63A 440÷460V 11H | ZŁĄCZE HP IP67 3P+E 63A 440÷460V 11H | 78.7 | 1 | NR | 77.3 | 1 | NR | 1.811% | OFFICIAL | 3BL24G26F6391DQ100 | 30 | 3BL | INSTALLATION BLOC | 24G | IEC309 RANGE | 26F | IEC309 PLUGS/SOCK.O. | 1 | 4 | NR | 4773.75 | CCM | 965.7 | 842.264 | G | 8011564829329 | 8011564829329 | 8011564970236 | 85366990
GW63455 | IP67 10°W.RECEPTACLE 3P+N+T 63A 500V 7H | 10°GNIAZ NATYN.IP67 3P+N+T 63A 500V 7H | 78.7 | 1 | NR | 77.3 | 1 | NR | 1.811% | OFFICIAL | 3BL24G26F6451EU100 | 30 | 3BL | INSTALLATION BLOC | 24G | IEC309 RANGE | 26F | IEC309 PLUGS/SOCK.O. | 2 | 4 | NR | 5343.75 | CCM | 1.188 | 1.069 | KG | 8011564023819 | 8011564334625 | 8011564334632 | 85366990
GW62239H | 10°FLUSH.S.O. HP IP67 3P+E 32A 230V 9H | 10°PODT.GNIA HP IP67 3P+E 32A 230V 9H | 22.5 | 1 | NR | 22.1 | 1 | NR | 1.81% | OFFICIAL | 3BL24G26F6431EC100 | 30 | 3BL | INSTALLATION BLOC | 24G | IEC309 RANGE | 26F | IEC309 PLUGS/SOCK.O. | 1 | 15 | NR | 2224.933 | CCM | 289.041 | 247.98 | G | 8011564799493 | 8011564939189 | 8011564939189 | 85366990
GW62470 | IP44 10°W.RECEPTACLE 3P 32A 24/42V4H | 10°GNIAZ NATYN.IP44 3P 32A 24/42V4H | 22.5 | 1 | NR | 22.1 | 1 | NR | 1.81% | OFFICIAL | 3BL24G26F6451EY100 | 30 | 3BL | INSTALLATION BLOC | 24G | IEC309 RANGE | 26F | IEC309 PLUGS/SOCK.O. | 10 | 20 | NR | 1886.5 | CCM | 295 | 265.5 | G | 8011564008571 | 8011564315136 | 8011564315143 | 85366990
GW62472 | IP44 10°W.RECEPTACLE 3P 32A 24/42V 11H | 10°GNIAZ NATYN.IP44 3P 32A 24/42V 11H | 22.5 | 1 | NR | 22.1 | 1 | NR | 1.81% | OFFICIAL | 3BL24G26F6451EY100 | 30 | 3BL | INSTALLATION BLOC | 24G | IEC309 RANGE | 26F | IEC309 PLUGS/SOCK.O. | 10 | 20 | NR | 1886.5 | CCM | 293.3 | 234.89 | G | 8011564008595 | 8011564315174 | 8011564315181 | 85366990
GW62491 | IP44 90°W.RECEPTACLE 2P+E 32A 400V 9H | 90°GNIAZ NATYN.IP44 2P+E 32A 400V 9H | 22.5 | 1 | NR | 22.1 | 1 | NR | 1.81% | OFFICIAL | 3BL24G26F6471F2100 | 30 | 3BL | INSTALLATION BLOC | 24G | IEC309 RANGE | 26F | IEC309 PLUGS/SOCK.O. | 1 | 16 | NR | 3598.438 | CCM | 432.5 | 389.25 | G | 8011564004771 | 8011564309555 | 8011564309555 | 85366990
GW62557 | IP67 90°W.RECEPTACLE 3P+E 32A 380V 3H | 90°GNIAZ NATYN IP67 3P+E 32A 380V 3H | 39.4 | 1 | NR | 38.7 | 1 | NR | 1.809% | OFFICIAL | 3BL24G26F6471F6100 | 30 | 3BL | INSTALLATION BLOC | 24G | IEC309 RANGE | 26F | IEC309 PLUGS/SOCK.O. | 1 | 16 | NR | 3598.438 | CCM | 513.438 | 462.094 | G | 8011564025097 | 8011564336728 | 8011564336728 | 85366990
GW60141 | IP44 90°STD.PLUG 3P 32A 24/42V 4H | WTYCZKA IP44 STD. 3P 32A 24/42V4H | 16.9 | 1 | NR | 16.6 | 1 | NR | 1.807% | OFFICIAL | 3BL24G26F6331CM100 | 30 | 3BL | INSTALLATION BLOC | 24G | IEC309 RANGE | 26F | IEC309 PLUGS/SOCK.O. | 10 | 20 | NR | 954.75 | CCM | 173.85 | 156.465 | G | 8011564011328 | 8011564320451 | 8011564320468 | 85366990
GW62426 | IP67 10°W.RECEPTACLE 2P+E 16A 230V 6H | 10°GNIAZ NATYN.IP67 2P+E 16A 230V 6H | 16.9 | 1 | NR | 16.6 | 1 | NR | 1.807% | OFFICIAL | 3BL24G26F6451EQ100 | 30 | 3BL | INSTALLATION BLOC | 24G | IEC309 RANGE | 26F | IEC309 PLUGS/SOCK.O. | 1 | 40 | NR | 1898.75 | CCM | 317.95 | 286.155 | G | 8011564005457 | 8011564310858 | 8011564310858 | 85366990
GW62533 | IP67 90°W.RECEPTACLE 3P+N+T125A 230V 9H | 90°GNIAZ NATYN.IP67 3P+N+T125A 230V 9H | 169 | 1 | NR | 166 | 1 | NR | 1.807% | OFFICIAL | 3BL24G26F6471FA100 | 30 | 3BL | INSTALLATION BLOC | 24G | IEC309 RANGE | 26F | IEC309 PLUGS/SOCK.O. | 1 | 2 | NR | 10687.5 | CCM | 2.457 | 2.183 | KG | 8011564005778 | 8011564005778 | 8011564311480 | 85366990
GW62537 | IP67 90°W.RECEPTACLE 3P+N+T125A 500V 7H | 90°GNIAZ NATYN.IP67 3P+N+T125A 500V 7H | 169 | 1 | NR | 166 | 1 | NR | 1.807% | OFFICIAL | 3BL24G26F6471FA100 | 30 | 3BL | INSTALLATION BLOC | 24G | IEC309 RANGE | 26F | IEC309 PLUGS/SOCK.O. | 1 | 2 | NR | 10687.5 | CCM | 2.496 | 2.116 | KG | 8011564005785 | 8011564005785 | 8011564311497 | 85366990
GW60126 | IP67 90°STD.PLUG 3P+N+E 32A 500V 7H | WTYCZKA IP67 90° STD. 3P+N+E 32A 500V 7H | 28.2 | 1 | NR | 27.7 | 1 | NR | 1.805% | OFFICIAL | 3BL24G26F6331CI100 | 30 | 3BL | INSTALLATION BLOC | 24G | IEC309 RANGE | 26F | IEC309 PLUGS/SOCK.O. | 8 | 16 | NR | 2085.875 | CCM | 316.625 | 273.6 | G | 8011564009318 | 8011564316577 | 8011564316584 | 85366990
GW61055H | PLUG HP IP67 3P+N+E 63A 500V 7H | WTYCZKA HP IP67 3P+N+E 63A 500V 7H | 67.7 | 1 | NR | 66.5 | 1 | NR | 1.805% | OFFICIAL | 3BL24G26F6311C4100 | 30 | 3BL | INSTALLATION BLOC | 24G | IEC309 RANGE | 26F | IEC309 PLUGS/SOCK.O. | 1 | 4 | NR | 4039.875 | CCM | 932.688 | 819.564 | G | 8011564829565 | 8011564829565 | 8011564970472 | 85366990
GW61446 | IP67 90°APPL.INLET 3P+E 63A 110V 4H | WTYCZKA PR.POD.90° IP67 3P+E 63A 110V 4H | 62.1 | 1 | NR | 61 | 1 | NR | 1.803% | OFFICIAL | 3BL24G26F6371DA100 | 30 | 3BL | INSTALLATION BLOC | 24G | IEC309 RANGE | 26F | IEC309 PLUGS/SOCK.O. | 2 | 4 | NR | 4914 | CCM | 879.75 | 791.775 | G | 8011564023673 | 8011564023673 | 8011564334373 | 85366990
GW60010H | PLUG HP IP44 3P+E 16A 500V 7H | WTYCZKA HP IP44 3P+E 16A 500V 7H | 5.65 | 1 | NR | 5.55 | 1 | NR | 1.802% | OFFICIAL | 3BL24G26F6311BW100 | 30 | 3BL | INSTALLATION BLOC | 24G | IEC309 RANGE | 26F | IEC309 PLUGS/SOCK.O. | 1 | 15 | NR | 1441.15 | CCM | 208.099 | 177.81 | G | 8011564796690 | 8011564936386 | 8011564936386 | 85366990
GW60702H | PLUG HP IP44 3P+E 16A 690V 5H | WTYCZKA HP IP44 3P+E 16A 690V 5H | 5.65 | 1 | NR | 5.55 | 1 | NR | 1.802% | OFFICIAL | 3BL24G26F6311BW100 | 30 | 3BL | INSTALLATION BLOC | 24G | IEC309 RANGE | 26F | IEC309 PLUGS/SOCK.O. | 1 | 15 | NR | 1441.15 | CCM | 207.036 | 176.747 | G | 8011564797338 | 8011564937024 | 8011564937024 | 85366990
GW60705H | PLUG HP IP44 3P+E 16A >50V 10H | WTYCZKA HP IP44 3P+E 16A >50V 10H | 5.65 | 1 | NR | 5.55 | 1 | NR | 1.802% | OFFICIAL | 3BL24G26F6311BW100 | 30 | 3BL | INSTALLATION BLOC | 24G | IEC309 RANGE | 26F | IEC309 PLUGS/SOCK.O. | 1 | 15 | NR | 1441.15 | CCM | 207.036 | 176.747 | G | 8011564797369 | 8011564937055 | 8011564937055 | 85366990
GW60708H | PLUG HP IP44 3P+E 16A >50V 2H | WTYCZKA HP IP44 3P+E 16A >50V 2H | 5.65 | 1 | NR | 5.55 | 1 | NR | 1.802% | OFFICIAL | 3BL24G26F6311BW100 | 30 | 3BL | INSTALLATION BLOC | 24G | IEC309 RANGE | 26F | IEC309 PLUGS/SOCK.O. | 1 | 15 | NR | 1441.15 | CCM | 207.036 | 176.747 | G | 8011564797390 | 8011564937086 | 8011564937086 | 85366990
GW60710H | PLUG HP IP44 3P+E 16A 440÷460V 11H | WTYCZKA HP IP44 3P+E 16A 440÷460V 11H | 5.65 | 1 | NR | 5.55 | 1 | NR | 1.802% | OFFICIAL | 3BL24G26F6311BW100 | 30 | 3BL | INSTALLATION BLOC | 24G | IEC309 RANGE | 26F | IEC309 PLUGS/SOCK.O. | 1 | 15 | NR | 1441.15 | CCM | 190 | 171 | G | 8011564797413 | 8011564937109 | 8011564937109 | 85366990
GW60712H | PLUG HP IP44 3P+E 16A 380/440V 3H | WTYCZKA HP IP44 3P+E 16A 380/440V 3H | 5.65 | 1 | NR | 5.55 | 1 | NR | 1.802% | OFFICIAL | 3BL24G26F6311BW100 | 30 | 3BL | INSTALLATION BLOC | 24G | IEC309 RANGE | 26F | IEC309 PLUGS/SOCK.O. | 1 | 15 | NR | 1441.15 | CCM | 207.036 | 176.747 | G | 8011564797437 | 8011564937123 | 8011564937123 | 85366990
GW60715H | PLUG HP IP44 3P+E 16A TRASF.12H | WTYCZKA HP IP44 3P+E 16A TRASF.12H | 5.65 | 1 | NR | 5.55 | 1 | NR | 1.802% | OFFICIAL | 3BL24G26F6311BW100 | 30 | 3BL | INSTALLATION BLOC | 24G | IEC309 RANGE | 26F | IEC309 PLUGS/SOCK.O. | 1 | 15 | NR | 1441.15 | CCM | 207.036 | 176.747 | G | 8011564797468 | 8011564937154 | 8011564937154 | 85366990
GW61052H | PLUG HP IP67 3P+E 63A 400V 6H | WTYCZKA HP IP67 3P+E 63A 400V 6H | 33.9 | 1 | NR | 33.3 | 1 | NR | 1.802% | OFFICIAL | 3BL24G26F6311C4100 | 30 | 3BL | INSTALLATION BLOC | 24G | IEC309 RANGE | 26F | IEC309 PLUGS/SOCK.O. | 1 | 4 | NR | 4039.875 | CCM | 881.247 | 768.123 | G | 8011564829527 | 8011564829527 | 8011564970434 | 85366990
GW62510 | IP67 90°W.RECEPTACLE 3P+N+T 32A 110V 4H | 90°GNIAZ NATYN.IP67 3P+N+T 32A 110V 4H | 39.6 | 1 | NR | 38.9 | 1 | NR | 1.799% | OFFICIAL | 3BL24G26F6471F6100 | 30 | 3BL | INSTALLATION BLOC | 24G | IEC309 RANGE | 26F | IEC309 PLUGS/SOCK.O. | 1 | 16 | NR | 3598.438 | CCM | 516.188 | 464.568 | G | 8011564005228 | 8011564310452 | 8011564310452 | 85366990
GW60009WH | PLUG HP IP44 3P+N+E 16A 400V 6H INVER. | WTYCZ. HP IP44 3P+N+E 16A 400V 6H IN.FAZ | 8.5 | 1 | NR | 8.35 | 1 | NR | 1.796% | OFFICIAL | 3BL24G26F6361CF100 | 30 | 3BL | INSTALLATION BLOC | 24G | IEC309 RANGE | 26F | IEC309 PLUGS/SOCK.O. | 1 | 15 | NR | 1441.15 | CCM | 267.539 | 232.118 | G | 8011564870543 | 8011564996458 | 8011564996458 | 85366990
GW62531 | IP67 90°W.RECEPTACLE 3P+N+T125A 110V 4H | 90°GNIAZ NATYN.IP67 3P+N+T125A 110V 4H | 170 | 1 | NR | 167 | 1 | NR | 1.796% | OFFICIAL | 3BL24G26F6471FA100 | 30 | 3BL | INSTALLATION BLOC | 24G | IEC309 RANGE | 26F | IEC309 PLUGS/SOCK.O. | 1 | 2 | NR | 10687.5 | CCM | 2.491 | 2.183 | KG | 8011564005396 | 8011564005396 | 8011564310759 | 85366990
GW61450 | IP67 90°APPL.INLET 3P+N+E 63A 230V 9H | WTYCZ.PR.POD.90° IP67 3P+N+E 63A 230V 9H | 68.1 | 1 | NR | 66.9 | 1 | NR | 1.794% | OFFICIAL | 3BL24G26F6371DA100 | 30 | 3BL | INSTALLATION BLOC | 24G | IEC309 RANGE | 26F | IEC309 PLUGS/SOCK.O. | 2 | 4 | NR | 4914 | CCM | 950.5 | 855.45 | G | 8011564023710 | 8011564023710 | 8011564334458 | 85366990
GW61455 | IP67 90°APPL.INLET 3P+N+E 63A 500V 7H | WTYCZ.PR.POD.90° IP67 3P+N+E 63A 500V 7H | 68.1 | 1 | NR | 66.9 | 1 | NR | 1.794% | OFFICIAL | 3BL24G26F6371DA100 | 30 | 3BL | INSTALLATION BLOC | 24G | IEC309 RANGE | 26F | IEC309 PLUGS/SOCK.O. | 2 | 4 | NR | 4914 | CCM | 935.75 | 842.175 | G | 8011564023765 | 8011564023765 | 8011564334557 | 85366990
GW63522 | IP67 90°W.RECEPTACLE 2P+E 63A 230V 6H | 90°GNIAZ NATYN.IP67 2P+E 63A 230V 6H | 73.8 | 1 | NR | 72.5 | 1 | NR | 1.793% | OFFICIAL | 3BL24G26F6471F8100 | 30 | 3BL | INSTALLATION BLOC | 24G | IEC309 RANGE | 26F | IEC309 PLUGS/SOCK.O. | 2 | 4 | NR | 6719.25 | CCM | 1.229 | 1.106 | KG | 8011564024090 | 8011564335189 | 8011564335196 | 85366990
GW60409 | IP44 90°APPL.INLET 3P+N+E 16A 400V 6H | WTYCZ.PR.POD.90° IP44 3P+N+E 16A 400V 6H | 11.4 | 1 | NR | 11.2 | 1 | NR | 1.786% | OFFICIAL | 3BL24G26F6371D2100 | 30 | 3BL | INSTALLATION BLOC | 24G | IEC309 RANGE | 26F | IEC309 PLUGS/SOCK.O. | 10 | 40 | NR | 1343.775 | CCM | 218.05 | 196.245 | G | 8011564010338 | 8011564318557 | 8011564318564 | 85366990
GW62203H | 10°FLUS.S.O. HP IP44 3P+N+E 16A 110V 4H | 10°PODT.GNIA HP IP44 3P+N+E 16A 110V4H | 11.4 | 1 | NR | 11.2 | 1 | NR | 1.786% | OFFICIAL | 3BL24G26F6431E6100 | 30 | 3BL | INSTALLATION BLOC | 24G | IEC309 RANGE | 26F | IEC309 PLUGS/SOCK.O. | 1 | 15 | NR | 1441.15 | CCM | 180.849 | 150.56 | G | 8011564798854 | 8011564938540 | 8011564938540 | 85366990
GW62207H | 10°FLUS.S.O. HP IP44 3P+N+E 16A 230V 9H | 10°PODT.GNIA HP IP44 3P+N+E 16A 230V9H | 11.4 | 1 | NR | 11.2 | 1 | NR | 1.786% | OFFICIAL | 3BL24G26F6431E6100 | 30 | 3BL | INSTALLATION BLOC | 24G | IEC309 RANGE | 26F | IEC309 PLUGS/SOCK.O. | 1 | 15 | NR | 1441.15 | CCM | 180.849 | 150.56 | G | 8011564798915 | 8011564938601 | 8011564938601 | 85366990
GW62408 | IP44 10°W.RECEPTACLE 3P+E 16A 400V 6H | 10°GNIAZ NATYN.IP44 3P+E 16A 400V 6H | 11.4 | 1 | NR | 11.2 | 1 | NR | 1.786% | OFFICIAL | 3BL24G26F6451EM100 | 30 | 3BL | INSTALLATION BLOC | 24G | IEC309 RANGE | 26F | IEC309 PLUGS/SOCK.O. | 1 | 40 | NR | 1898.75 | CCM | 287.425 | 258.683 | G | 8011564004856 | 8011564309715 | 8011564309715 | 85366990
GW63253H | 10°FLUSH.S.O.HP IP67 3P+E 63A 400V 6H | 10°PODT.GNIA.HP IP67 3P+E 63A 400V 6H | 45.6 | 1 | NR | 44.8 | 1 | NR | 1.786% | OFFICIAL | 3BL24G26F6431EE100 | 30 | 3BL | INSTALLATION BLOC | 24G | IEC309 RANGE | 26F | IEC309 PLUGS/SOCK.O. | 1 | 4 | NR | 2129.316 | CCM | 581.027 | 544.887 | G | 8011564828865 | 8011564828865 | 8011564969773 | 85366990
GW60024FH | PLUG HP IP67 3P+E 16A 110V 4H FW | WTYCZKA HP IP67 3P+E 16A 110V 4H FW | 17.1 | 1 | NR | 16.8 | 1 | NR | 1.786% | OFFICIAL | 3BL24G26F6321C1100 | 30 | 3BL | INSTALLATION BLOC | 24G | IEC309 RANGE | 26F | IEC309 PLUGS/SOCK.O. | 1 | 15 | NR | 1441.15 | CCM | 210.253 | 179.989 | G | 8011564796935 | 8011564936621 | 8011564936621 | 85366990
GW60103 | IP44 90°STD.PLUG 3P+E 32A 500V 7H | WTYCZKA IP44 90° STD. 3P+E 32A 500V 7H | 17.1 | 1 | NR | 16.8 | 1 | NR | 1.786% | OFFICIAL | 3BL24G26F6331CE100 | 30 | 3BL | INSTALLATION BLOC | 24G | IEC309 RANGE | 26F | IEC309 PLUGS/SOCK.O. | 8 | 16 | NR | 1335.938 | CCM | 252.62 | 201.11 | G | 8011564009271 | 8011564316492 | 8011564316508 | 85366990
GW60418 | IP44 90°APPL.INLET 2P+E 32A 400V 9H | WTYCZKA PR.POD.90° IP44 2P+E 32A 400V 9H | 17.1 | 1 | NR | 16.8 | 1 | NR | 1.786% | OFFICIAL | 3BL24G26F6371D4100 | 30 | 3BL | INSTALLATION BLOC | 24G | IEC309 RANGE | 26F | IEC309 PLUGS/SOCK.O. | 8 | 16 | NR | 1335.938 | CCM | 254.375 | 228.938 | G | 8011564010475 | 8011564318830 | 8011564318847 | 85366990
GW60430 | IP67 90°APPL.INLET 3P+E 16A 400V 6H | WTYCZKA PR.POD.90° IP67 3P+E 16A 400V 6H | 17.1 | 1 | NR | 16.8 | 1 | NR | 1.786% | OFFICIAL | 3BL24G26F6371D6100 | 30 | 3BL | INSTALLATION BLOC | 24G | IEC309 RANGE | 26F | IEC309 PLUGS/SOCK.O. | 10 | 40 | NR | 1343.775 | CCM | 238.8 | 199.27 | G | 8011564010543 | 8011564318977 | 8011564318984 | 85366990
GW60665H | PLUG HP IP67 2P+E 125A 230V 6H | WTYCZKA HP IP67 2P+E 125A 230V 6H | 114 | 1 | NR | 112 | 1 | NR | 1.786% | OFFICIAL | 3BL24G26F6311C6100 | 30 | 3BL | INSTALLATION BLOC | 24G | IEC309 RANGE | 26F | IEC309 PLUGS/SOCK.O. | 1 | 2 | NR | 10687.5 | CCM | 1.631 | 1.249 | KG | 8011564830165 | 8011564830165 | 8011564971158 | 85366990
GW62012FH | CONNECTOR HP IP44 2P+E 32A 110V 4H FW | ZŁĄCZE HP IP44 2P+E 32A 110V 4H FW | 17.1 | 1 | NR | 16.8 | 1 | NR | 1.786% | OFFICIAL | 3BL24G26F6391DK100 | 30 | 3BL | INSTALLATION BLOC | 24G | IEC309 RANGE | 26F | IEC309 PLUGS/SOCK.O. | 1 | 15 | NR | 1441.15 | CCM | 291.607 | 261.315 | G | 8011564798199 | 8011564937888 | 8011564937888 | 85366990
GW62024H | CONNECTOR HP IP67 3P+E 16A 110V 4H | ZŁĄCZE HP IP67 3P+E 16A 110V 4H | 17.1 | 1 | NR | 16.8 | 1 | NR | 1.786% | OFFICIAL | 3BL24G26F6391DM100 | 30 | 3BL | INSTALLATION BLOC | 24G | IEC309 RANGE | 26F | IEC309 PLUGS/SOCK.O. | 1 | 15 | NR | 2224.933 | CCM | 257.605 | 216.544 | G | 8011564798427 | 8011564938113 | 8011564938113 | 85366990
GW62069 | IP44 CONNECTOR 3P 16A 24V 4H | ZŁĄCZE IP44 3P 16A 24V 4H | 17.1 | 1 | NR | 16.8 | 1 | NR | 1.786% | OFFICIAL | 3BL24G26F6391DU100 | 30 | 3BL | INSTALLATION BLOC | 24G | IEC309 RANGE | 26F | IEC309 PLUGS/SOCK.O. | 10 | 20 | NR | 954.75 | CCM | 198.9 | 160.38 | G | 8011564008120 | 8011564314238 | 8011564314245 | 85366990
GW62071 | IP44 CONNECTOR 3P 16A 24/42V 11H | ZŁĄCZE IP44 3P 16A 24/42V 11H | 17.1 | 1 | NR | 16.8 | 1 | NR | 1.786% | OFFICIAL | 3BL24G26F6391DU100 | 30 | 3BL | INSTALLATION BLOC | 24G | IEC309 RANGE | 26F | IEC309 PLUGS/SOCK.O. | 10 | 20 | NR | 954.75 | CCM | 198.8 | 178.92 | G | 8011564008144 | 8011564314276 | 8011564314283 | 85366990
GW62221FH | 10°FL.S.O.HP IP44 3P+N+E 32A 400V 6H FW | 10°PODT.GN.HP IP44 3P+N+E 32A 400V 6H FW | 17.1 | 1 | NR | 16.8 | 1 | NR | 1.786% | OFFICIAL | 3BL24G26F6431E8100 | 30 | 3BL | INSTALLATION BLOC | 24G | IEC309 RANGE | 26F | IEC309 PLUGS/SOCK.O. | 1 | 15 | NR | 3081.4 | CCM | 260.425 | 217.38 | G | 8011564799165 | 8011564938854 | 8011564938854 | 85366990
GW62229H | 10°FLUSH.S.O. HP IP67 3P+N+E 16A 230V 9H | 10°PODT.GNIA HP IP67 3P+N+E 16A 230V 9H | 17.1 | 1 | NR | 16.8 | 1 | NR | 1.786% | OFFICIAL | 3BL24G26F6431EA100 | 30 | 3BL | INSTALLATION BLOC | 24G | IEC309 RANGE | 26F | IEC309 PLUGS/SOCK.O. | 1 | 15 | NR | 1441.15 | CCM | 222.406 | 192.12 | G | 8011564799318 | 8011564939004 | 8011564939004 | 85366990
GW62238H | 10°FLUSH.S.O. HP IP67 2P+E 32A 230V 6H | 10°PODT.GNIA HP IP67 2P+E 32A 230V 6H | 17.1 | 1 | NR | 16.8 | 1 | NR | 1.786% | OFFICIAL | 3BL24G26F6431EC100 | 30 | 3BL | INSTALLATION BLOC | 24G | IEC309 RANGE | 26F | IEC309 PLUGS/SOCK.O. | 1 | 15 | NR | 2224.933 | CCM | 272.934 | 229.782 | G | 8011564799479 | 8011564939165 | 8011564939165 | 85366990
GW62281 | IP44 10°P.RECEPTACLE 3P 32A 24/42V 11H | 10°GNIAZDO PODTYN.IP44 3P 32A 24/42V 11H | 17.1 | 1 | NR | 16.8 | 1 | NR | 1.786% | OFFICIAL | 3BL24G26F6431EK100 | 30 | 3BL | INSTALLATION BLOC | 24G | IEC309 RANGE | 26F | IEC309 PLUGS/SOCK.O. | 10 | 20 | NR | 954.75 | CCM | 162.55 | 124.04 | G | 8011564008410 | 8011564314818 | 8011564314825 | 85366990
GW62476 | IP44 90°W.RECEPTACLE 3P+N+T 16A 110V 4H | 90°GNIA.NATYN.IP44 3P+N+T 16A 110V 4H | 17.1 | 1 | NR | 16.8 | 1 | NR | 1.786% | OFFICIAL | 3BL24G26F6471F0100 | 30 | 3BL | INSTALLATION BLOC | 24G | IEC309 RANGE | 26F | IEC309 PLUGS/SOCK.O. | 1 | 20 | NR | 1915.2 | CCM | 347.9 | 313.11 | G | 8011564004665 | 8011564309333 | 8011564309333 | 85366990
GW62479 | IP44 90°W.RECEPTACLE 3P+N+T 16A 230V 9H | 90°GNIA.NATYN.IP44 3P+N+T 16A 230V 9H | 17.1 | 1 | NR | 16.8 | 1 | NR | 1.786% | OFFICIAL | 3BL24G26F6471F0100 | 30 | 3BL | INSTALLATION BLOC | 24G | IEC309 RANGE | 26F | IEC309 PLUGS/SOCK.O. | 1 | 20 | NR | 1915.2 | CCM | 349.7 | 314.73 | G | 8011564004702 | 8011564309418 | 8011564309418 | 85366990
GW62484 | IP44 90°W.RECEPTACLE 3P+N+T 16A 500V 7H | 90°GNIA.NATYN.IP44 3P+N+T 16A 500V 7H | 17.1 | 1 | NR | 16.8 | 1 | NR | 1.786% | OFFICIAL | 3BL24G26F6471F0100 | 30 | 3BL | INSTALLATION BLOC | 24G | IEC309 RANGE | 26F | IEC309 PLUGS/SOCK.O. | 1 | 20 | NR | 1915.2 | CCM | 296.66 | 250.16 | G | 8011564004801 | 8011564309616 | 8011564309616 | 85366990
GW62837H | 10°FLUSH.S.O. HP IP67 3P+N+E 16A 690V 5H | 10°PODT.GNIA HP IP67 3P+N+E 16A 690V 5H | 17.1 | 1 | NR | 16.8 | 1 | NR | 1.786% | OFFICIAL | 3BL24G26F6431EA100 | 30 | 3BL | INSTALLATION BLOC | 24G | IEC309 RANGE | 26F | IEC309 PLUGS/SOCK.O. | 1 | 15 | NR | 1441.15 | CCM | 222.406 | 192.12 | G | 8011564800649 | 8011564940338 | 8011564940338 | 85366990
GW62840H | 10°FLUSH.S.O. HP IP67 3P+N+E 16A >50V10H | 10°PODT.GNIA HP IP67 3P+N+E 16A >50V10H | 17.1 | 1 | NR | 16.8 | 1 | NR | 1.786% | OFFICIAL | 3BL24G26F6431EA100 | 30 | 3BL | INSTALLATION BLOC | 24G | IEC309 RANGE | 26F | IEC309 PLUGS/SOCK.O. | 1 | 15 | NR | 1441.15 | CCM | 222.406 | 192.12 | G | 8011564800670 | 8011564940369 | 8011564940369 | 85366990
GW62845H | 10°FL.S.O.HP IP67 3P+N+E 16A 440÷460V11H | 10°GN.POD.HP IP67 3P+N+E 16A 440÷460V11H | 17.1 | 1 | NR | 16.8 | 1 | NR | 1.786% | OFFICIAL | 3BL24G26F6431EA100 | 30 | 3BL | INSTALLATION BLOC | 24G | IEC309 RANGE | 26F | IEC309 PLUGS/SOCK.O. | 1 | 15 | NR | 1441.15 | CCM | 222.406 | 192.12 | G | 8011564800724 | 8011564940413 | 8011564940413 | 85366990
GW62847H | 10°FL.S.O. HP IP67 3P+N+E 16A 380/440V3H | 10°PODT.GN HP IP67 3P+N+E 16A 380/440V3H | 17.1 | 1 | NR | 16.8 | 1 | NR | 1.786% | OFFICIAL | 3BL24G26F6431EA100 | 30 | 3BL | INSTALLATION BLOC | 24G | IEC309 RANGE | 26F | IEC309 PLUGS/SOCK.O. | 1 | 15 | NR | 1441.15 | CCM | 222.406 | 192.12 | G | 8011564800748 | 8011564940437 | 8011564940437 | 85366990
GW62966H | 10°FLUSH.S.O.HP IP67 2P+E 125A 230V 6H | 10°GNIA.PODTYN.HP IP67 2P+E 125A 230V 6H | 114 | 1 | NR | 112 | 1 | NR | 1.786% | OFFICIAL | 3BL24G26F6431EG100 | 30 | 3BL | INSTALLATION BLOC | 24G | IEC309 RANGE | 26F | IEC309 PLUGS/SOCK.O. | 1 | 2 | NR | 8079.75 | CCM | 1.212 | 0.879 | KG | 8011564829947 | 8011564829947 | 8011564970922 | 85366990
GW60035FH | PLUG HP IP67 3P+E 32A 110V 4H FW | WTYCZKA HP IP67 3P+E 32A 110V4H FW | 22.9 | 1 | NR | 22.5 | 1 | NR | 1.778% | OFFICIAL | 3BL24G26F6311C2100 | 30 | 3BL | INSTALLATION BLOC | 24G | IEC309 RANGE | 26F | IEC309 PLUGS/SOCK.O. | 1 | 15 | NR | 2224.933 | CCM | 321.228 | 280.167 | G | 8011564797130 | 8011564936829 | 8011564936829 | 85366990
GW62027FH | CONNECTOR HP IP67 3P+E 16A 230V 9H FW | ZŁĄCZE HP IP67 3P+E 16A 230V 9H FW | 22.9 | 1 | NR | 22.5 | 1 | NR | 1.778% | OFFICIAL | 3BL24G26F6401DN100 | 30 | 3BL | INSTALLATION BLOC | 24G | IEC309 RANGE | 26F | IEC309 PLUGS/SOCK.O. | 1 | 15 | NR | 2224.933 | CCM | 259.375 | 218.314 | G | 8011564798472 | 8011564938168 | 8011564938168 | 85366990
GW63253PH | 10°FLUSH.S.O.HP IP67 3P+E 63A 400V 6H PC | 10°GNIA.PODT.HP IP67 3P+E 63A 400V 6H PC | 57.3 | 1 | NR | 56.3 | 1 | NR | 1.776% | OFFICIAL | 3BL24G26F6431EE100 | 30 | 3BL | INSTALLATION BLOC | 24G | IEC309 RANGE | 26F | IEC309 PLUGS/SOCK.O. | 1 | 4 | NR | 2129.316 | CCM | 645.987 | 609.847 | G | 8011564828346 | 8011564828346 | 8011564969520 | 85366990
GW63449 | IP67 10°W.RECEPTACLE 3P+E 63A 230V 9H | 10°GNIAZ NATYN.IP67 3P+E 63A 230V 9H | 74.6 | 1 | NR | 73.3 | 1 | NR | 1.774% | OFFICIAL | 3BL24G26F6451EU100 | 30 | 3BL | INSTALLATION BLOC | 24G | IEC309 RANGE | 26F | IEC309 PLUGS/SOCK.O. | 2 | 4 | NR | 5343.75 | CCM | 1.13 | 1.017 | KG | 8011564023871 | 8011564334748 | 8011564334755 | 85366990
GW63219H | 10°FLUSH.S.O.HP IP44 2P+E 63A 400V 9H | 10°GNIA.PODTYN.HP IP44 2P+E 63A 400V 9H | 51.7 | 1 | NR | 50.8 | 1 | NR | 1.772% | OFFICIAL | 3BL24G26F6431E9100 | 30 | 3BL | INSTALLATION BLOC | 24G | IEC309 RANGE | 26F | IEC309 PLUGS/SOCK.O. | 1 | 4 | NR | 2129.316 | CCM | 450.112 | 413.972 | G | 8011564829091 | 8011564829091 | 8011564970007 | 85366990
GW60039H | PLUG HP IP67 3P+N+E 32A 230V 9H | WTYCZKA HP IP67 3P+N+E 32A 230V 9H | 23 | 1 | NR | 22.6 | 1 | NR | 1.77% | OFFICIAL | 3BL24G26F6311C2100 | 30 | 3BL | INSTALLATION BLOC | 24G | IEC309 RANGE | 26F | IEC309 PLUGS/SOCK.O. | 1 | 15 | NR | 2224.933 | CCM | 367.668 | 326.607 | G | 8011564797222 | 8011564936911 | 8011564936911 | 85366990
GW60044H | PLUG HP IP67 3P+N+E 32A 500V 7H | WTYCZKA HP IP67 3P+N+E 32A 500V 7H | 23 | 1 | NR | 22.6 | 1 | NR | 1.77% | OFFICIAL | 3BL24G26F6311C2100 | 30 | 3BL | INSTALLATION BLOC | 24G | IEC309 RANGE | 26F | IEC309 PLUGS/SOCK.O. | 1 | 15 | NR | 2224.933 | CCM | 367.668 | 326.607 | G | 8011564797307 | 8011564936997 | 8011564936997 | 85366990
GW60078 | IP44 STD.PLUG 3P 32A 24/42V4H | WTYCZKA IP44 STD. 3P 32A 24/42V4H | 11.5 | 1 | NR | 11.3 | 1 | NR | 1.77% | OFFICIAL | 3BL24G26F6311CA100 | 30 | 3BL | INSTALLATION BLOC | 24G | IEC309 RANGE | 26F | IEC309 PLUGS/SOCK.O. | 10 | 20 | NR | 740.35 | CCM | 157.25 | 141.525 | G | 8011564011144 | 8011564320093 | 8011564320109 | 85366990
GW60425 | IP67 90°APPL.INLET 3P+N+E 16A 110V 4H | WTYCZ.PR.POD.90° IP67 3P+N+E 16A 110V 4H | 23 | 1 | NR | 22.6 | 1 | NR | 1.77% | OFFICIAL | 3BL24G26F6371D6100 | 30 | 3BL | INSTALLATION BLOC | 24G | IEC309 RANGE | 26F | IEC309 PLUGS/SOCK.O. | 10 | 20 | NR | 1915.2 | CCM | 294.7 | 265.23 | G | 8011564010581 | 8011564319059 | 8011564319066 | 85366990
GW60760H | PLUG HP IP67 3P+N+E 32A >50V 2H | WTYCZKA HP IP67 3P+N+E 32A >50V 2H | 23 | 1 | NR | 22.6 | 1 | NR | 1.77% | OFFICIAL | 3BL24G26F6311C2100 | 30 | 3BL | INSTALLATION BLOC | 24G | IEC309 RANGE | 26F | IEC309 PLUGS/SOCK.O. | 1 | 15 | NR | 2224.933 | CCM | 367.668 | 326.607 | G | 8011564797918 | 8011564937604 | 8011564937604 | 85366990
GW60762H | PLUG HP IP67 3P+N+E 32A 440÷460V 11H | WTYCZKA HP IP67 3P+N+E 32A 440÷460V 11H | 23 | 1 | NR | 22.6 | 1 | NR | 1.77% | OFFICIAL | 3BL24G26F6311C2100 | 30 | 3BL | INSTALLATION BLOC | 24G | IEC309 RANGE | 26F | IEC309 PLUGS/SOCK.O. | 1 | 15 | NR | 2224.933 | CCM | 367.668 | 326.607 | G | 8011564797932 | 8011564937628 | 8011564937628 | 85366990
GW60763H | PLUG HP IP67 3P+N+E 32A 380/440V 3H | WTYCZKA HP IP67 3P+N+E 32A 380/440V 3H | 23 | 1 | NR | 22.6 | 1 | NR | 1.77% | OFFICIAL | 3BL24G26F6311C2100 | 30 | 3BL | INSTALLATION BLOC | 24G | IEC309 RANGE | 26F | IEC309 PLUGS/SOCK.O. | 1 | 15 | NR | 2224.933 | CCM | 367.668 | 326.607 | G | 8011564797949 | 8011564937635 | 8011564937635 | 85366990
GW62018H | CONNECTOR HP IP44 2P+E 32A 400V 9H | ZŁĄCZE HP IP44 2P+E 32A 400V 9H | 11.5 | 1 | NR | 11.3 | 1 | NR | 1.77% | OFFICIAL | 3BL24G26F6391DK100 | 30 | 3BL | INSTALLATION BLOC | 24G | IEC309 RANGE | 26F | IEC309 PLUGS/SOCK.O. | 1 | 15 | NR | 1441.15 | CCM | 310.777 | 280.485 | G | 8011564798328 | 8011564938014 | 8011564938014 | 85366990
GW62803H | 10°FLUSH.S.O. HP IP44 3P+N+E 16A 690V5H | 10°PODT.GNIA HP IP44 3P+N+E 16A 690V5H | 11.5 | 1 | NR | 11.3 | 1 | NR | 1.77% | OFFICIAL | 3BL24G26F6431E6100 | 30 | 3BL | INSTALLATION BLOC | 24G | IEC309 RANGE | 26F | IEC309 PLUGS/SOCK.O. | 1 | 15 | NR | 1441.15 | CCM | 180.846 | 150.56 | G | 8011564800304 | 8011564939998 | 8011564939998 | 85366990
GW62811H | 10°FL.S.O.HP IP44 3P+N+E 16A 440÷460V11H | 10°GN.POD.HP IP44 3P+N+E 16A 440÷460V11H | 11.5 | 1 | NR | 11.3 | 1 | NR | 1.77% | OFFICIAL | 3BL24G26F6431E6100 | 30 | 3BL | INSTALLATION BLOC | 24G | IEC309 RANGE | 26F | IEC309 PLUGS/SOCK.O. | 1 | 15 | NR | 1441.15 | CCM | 180.846 | 150.56 | G | 8011564800380 | 8011564940079 | 8011564940079 | 85366990
GW61019H | PLUG HP IP44 2P+E 63A 400V 9H | WTYCZKA HP IP44 2P+E 63A 400V 9H | 51.8 | 1 | NR | 50.9 | 1 | NR | 1.768% | OFFICIAL | 3BL24G26F6311BZ100 | 30 | 3BL | INSTALLATION BLOC | 24G | IEC309 RANGE | 26F | IEC309 PLUGS/SOCK.O. | 1 | 4 | NR | 4039.875 | CCM | 796.6 | 683.476 | G | 8011564829756 | 8011564829756 | 8011564970663 | 85366990
GW60436 | IP67 90°APPL.INLET 3P+N+E 32A 110V 4H | WTYCZ.PR.POD.90° IP67 3P+N+E 32A 110V 4H | 28.8 | 1 | NR | 28.3 | 1 | NR | 1.767% | OFFICIAL | 3BL24G26F6371D8100 | 30 | 3BL | INSTALLATION BLOC | 24G | IEC309 RANGE | 26F | IEC309 PLUGS/SOCK.O. | 8 | 16 | NR | 2394 | CCM | 393.125 | 353.813 | G | 8011564010680 | 8011564319257 | 8011564319264 | 85366990
GW62242FH | 10°FLUS.S.O. HP IP67 3P+E 32A 400V 6H FW | 10°PODT.GNIA HP IP67 3P+E 32A 400V6H FW | 28.8 | 1 | NR | 28.3 | 1 | NR | 1.767% | OFFICIAL | 3BL24G26F6431EC100 | 30 | 3BL | INSTALLATION BLOC | 24G | IEC309 RANGE | 26F | IEC309 PLUGS/SOCK.O. | 1 | 15 | NR | 2224.933 | CCM | 288.031 | 246.97 | G | 8011564799547 | 8011564939233 | 8011564939233 | 85366990
GW62427 | IP67 10°W.RECEPTACLE 3P+E 16A 230V 9H | 10°GNIAZ NATYN.IP67 3P+E 16A 230V 9H | 28.8 | 1 | NR | 28.3 | 1 | NR | 1.767% | OFFICIAL | 3BL24G26F6451EQ100 | 30 | 3BL | INSTALLATION BLOC | 24G | IEC309 RANGE | 26F | IEC309 PLUGS/SOCK.O. | 1 | 20 | NR | 1886.5 | CCM | 346.7 | 312.03 | G | 8011564005525 | 8011564310995 | 8011564310995 | 85366990
GW62498 | IP67 90°W.RECEPTACLE 3P+N+T 16A 110V 4H | 90°GNIAZ NATYN.IP67 3P+N+T 16A 110V 4H | 28.8 | 1 | NR | 28.3 | 1 | NR | 1.767% | OFFICIAL | 3BL24G26F6471F4100 | 30 | 3BL | INSTALLATION BLOC | 24G | IEC309 RANGE | 26F | IEC309 PLUGS/SOCK.O. | 1 | 20 | NR | 1915.2 | CCM | 430.9 | 387.81 | G | 8011564005129 | 8011564310254 | 8011564310254 | 85366990
GW62392 | SCHUKO IP54 S.O. WITH FLANGE | GNIAZDO SCHUKO IP54 Z KOŁNIERZEM | 8.65 | 1 | NR | 8.5 | 1 | NR | 1.765% | OFFICIAL | 3BL24G26F6431EA100 | 30 | 3BL | INSTALLATION BLOC | 24G | IEC309 RANGE | 26F | IEC309 PLUGS/SOCK.O. | 1 | 12 | NR | 634.375 | CCM | 82.5 | 74.25 | G | 8011564753419 | 8011564753419 | 8011564900103 | 85366990
GW62461 | IP44 10°W.RECEPTACLE 3P 16A 24/42V 4H | 10°GNIAZ NATYN.IP44 3P 16A 24/42V 4H | 23.1 | 1 | NR | 22.7 | 1 | NR | 1.762% | OFFICIAL | 3BL24G26F6451EW100 | 30 | 3BL | INSTALLATION BLOC | 24G | IEC309 RANGE | 26F | IEC309 PLUGS/SOCK.O. | 10 | 20 | NR | 1886.5 | CCM | 298.7 | 268.83 | G | 8011564008489 | 8011564314955 | 8011564314962 | 85366990
GW62463 | IP44 10°W.RECEPTACLE 3P 16A 24/42V 11H | 10°GNIAZ NATYN.IP44 3P 16A 24/42V 11H | 23.1 | 1 | NR | 22.7 | 1 | NR | 1.762% | OFFICIAL | 3BL24G26F6451EW100 | 30 | 3BL | INSTALLATION BLOC | 24G | IEC309 RANGE | 26F | IEC309 PLUGS/SOCK.O. | 10 | 20 | NR | 1886.5 | CCM | 296.2 | 234.24 | G | 8011564008502 | 8011564314993 | 8011564315006 | 85366990
GW62504 | IP67 90°W.RECEPTACLE 3P+E 16A 400V 6H | 90°GNIAZ NATYN.IP67 3P+E 16A 400V 6H | 23.1 | 1 | NR | 22.7 | 1 | NR | 1.762% | OFFICIAL | 3BL24G26F6471F4100 | 30 | 3BL | INSTALLATION BLOC | 24G | IEC309 RANGE | 26F | IEC309 PLUGS/SOCK.O. | 1 | 20 | NR | 1915.2 | CCM | 386.3 | 347.67 | G | 8011564005082 | 8011564513358 | 8011564513358 | 85366990
GW62856H | 10°FLUSH.S.O. HP IP67 3P+E 32A >50V 10H | 10°PODT.GNIA HP IP67 3P+E 32A >50V 10H | 23.1 | 1 | NR | 22.7 | 1 | NR | 1.762% | OFFICIAL | 3BL24G26F6431EC100 | 30 | 3BL | INSTALLATION BLOC | 24G | IEC309 RANGE | 26F | IEC309 PLUGS/SOCK.O. | 1 | 15 | NR | 2224.933 | CCM | 289.041 | 247.98 | G | 8011564800830 | 8011564940529 | 8011564940529 | 85366990
GW62859H | 10°FLUSH.S.O. HP IP67 3P+E 32A >50V 2H | 10°PODT.GNIA HP IP67 3P+E 32A >50V 2H | 23.1 | 1 | NR | 22.7 | 1 | NR | 1.762% | OFFICIAL | 3BL24G26F6431EC100 | 30 | 3BL | INSTALLATION BLOC | 24G | IEC309 RANGE | 26F | IEC309 PLUGS/SOCK.O. | 1 | 15 | NR | 2224.933 | CCM | 289.041 | 247.98 | G | 8011564800861 | 8011564940550 | 8011564940550 | 85366990
GW62865H | 10°FLUSH.S.O. HP IP67 3P+E 32A TRASF.12H | 10°PODT.GNIA HP IP67 3P+E 32A TRASF.12H | 23.1 | 1 | NR | 22.7 | 1 | NR | 1.762% | OFFICIAL | 3BL24G26F6431EC100 | 30 | 3BL | INSTALLATION BLOC | 24G | IEC309 RANGE | 26F | IEC309 PLUGS/SOCK.O. | 1 | 15 | NR | 2224.933 | CCM | 289.041 | 247.98 | G | 8011564800922 | 8011564940611 | 8011564940611 | 85366990
GW60007FH | PLUG HP IP44 2P+E 16A 400V 9H FW | WTYCZKA HP IP44 2P+E 16A 400V 9H FW | 8.7 | 1 | NR | 8.55 | 1 | NR | 1.754% | OFFICIAL | 3BL24G26F6321BX100 | 30 | 3BL | INSTALLATION BLOC | 24G | IEC309 RANGE | 26F | IEC309 PLUGS/SOCK.O. | 1 | 15 | NR | 1441.15 | CCM | 167.112 | 136.823 | G | 8011564796638 | 8011564936324 | 8011564936324 | 85366990
GW60017FH | PLUG HP IP44 3P+N+E 32A 230V 9H FW | WTYCZKA HP IP44 3P+N+E 32A 230V 9H FW | 17.4 | 1 | NR | 17.1 | 1 | NR | 1.754% | OFFICIAL | 3BL24G26F6311BY100 | 30 | 3BL | INSTALLATION BLOC | 24G | IEC309 RANGE | 26F | IEC309 PLUGS/SOCK.O. | 1 | 15 | NR | 1441.15 | CCM | 319.759 | 289.467 | G | 8011564796812 | 8011564936508 | 8011564936508 | 85366990
GW60027FH | PLUG HP IP67 3P+E 16A 230V 9H FW | WTYCZKA HP IP67 3P+E 16A 230V 9H FW | 17.4 | 1 | NR | 17.1 | 1 | NR | 1.754% | OFFICIAL | 3BL24G26F6321C1100 | 30 | 3BL | INSTALLATION BLOC | 24G | IEC309 RANGE | 26F | IEC309 PLUGS/SOCK.O. | 1 | 15 | NR | 1441.15 | CCM | 210.253 | 179.989 | G | 8011564796997 | 8011564936683 | 8011564936683 | 85366990
GW60212 | IP44 APPL.INLET 2P+E 32A 110V 4H | WTYCZKA PR.POD.IP44 2P+E 32A 110V 4H | 17.4 | 1 | NR | 17.1 | 1 | NR | 1.754% | OFFICIAL | 3BL24G26F6351CQ100 | 30 | 3BL | INSTALLATION BLOC | 24G | IEC309 RANGE | 26F | IEC309 PLUGS/SOCK.O. | 8 | 16 | NR | 2085.875 | CCM | 267.24 | 196.25 | G | 8011564010000 | 8011564317895 | 8011564317901 | 85366990
GW60752H | PLUG HP IP67 2P+E 32A 500V 7H | WTYCZKA HP IP67 2P+E 32A 500V 7H | 17.4 | 1 | NR | 17.1 | 1 | NR | 1.754% | OFFICIAL | 3BL24G26F6311C2100 | 30 | 3BL | INSTALLATION BLOC | 24G | IEC309 RANGE | 26F | IEC309 PLUGS/SOCK.O. | 1 | 15 | NR | 2224.933 | CCM | 304.508 | 263.447 | G | 8011564797833 | 8011564937529 | 8011564937529 | 85366990
GW60755H | PLUG HP IP67 2P+E 32A >50V 10H | WTYCZKA HP IP67 2P+E 32A >50V 10H | 17.4 | 1 | NR | 17.1 | 1 | NR | 1.754% | OFFICIAL | 3BL24G26F6311C2100 | 30 | 3BL | INSTALLATION BLOC | 24G | IEC309 RANGE | 26F | IEC309 PLUGS/SOCK.O. | 1 | 15 | NR | 2224.933 | CCM | 304.508 | 263.447 | G | 8011564797864 | 8011564937550 | 8011564937550 | 85366990
GW60758H | PLUG HP IP67 2P+E 32A >50V 2H | WTYCZKA HP IP67 2P+E 32A >50V 2H | 17.4 | 1 | NR | 17.1 | 1 | NR | 1.754% | OFFICIAL | 3BL24G26F6311C2100 | 30 | 3BL | INSTALLATION BLOC | 24G | IEC309 RANGE | 26F | IEC309 PLUGS/SOCK.O. | 1 | 15 | NR | 2224.933 | CCM | 304.508 | 263.447 | G | 8011564797895 | 8011564937581 | 8011564937581 | 85366990
GW60764H | PLUG HP IP67 2P+E 32A TRASF.12H | WTYCZKA HP IP67 2P+E 32A TRASF.12H | 17.4 | 1 | NR | 17.1 | 1 | NR | 1.754% | OFFICIAL | 3BL24G26F6311C2100 | 30 | 3BL | INSTALLATION BLOC | 24G | IEC309 RANGE | 26F | IEC309 PLUGS/SOCK.O. | 1 | 15 | NR | 2224.933 | CCM | 304.508 | 263.447 | G | 8011564797956 | 8011564937642 | 8011564937642 | 85366990
GW62027H | CONNECTOR HP IP67 3P+E 16A 230V 9H | ZŁĄCZE HP IP67 3P+E 16A 230V 9H | 17.4 | 1 | NR | 17.1 | 1 | NR | 1.754% | OFFICIAL | 3BL24G26F6391DM100 | 30 | 3BL | INSTALLATION BLOC | 24G | IEC309 RANGE | 26F | IEC309 PLUGS/SOCK.O. | 1 | 15 | NR | 2224.933 | CCM | 257.605 | 216.544 | G | 8011564798489 | 8011564938175 | 8011564938175 | 85366990
GW62234H | 10°FLUSH.S.O. HP IP67 3P+N+E 16A 500V 7H | 10°PODT.GNIA HP IP67 3P+N+E 16A 500V 7H | 17.4 | 1 | NR | 17.1 | 1 | NR | 1.754% | OFFICIAL | 3BL24G26F6431EA100 | 30 | 3BL | INSTALLATION BLOC | 24G | IEC309 RANGE | 26F | IEC309 PLUGS/SOCK.O. | 1 | 15 | NR | 1441.15 | CCM | 222.406 | 192.12 | G | 8011564799394 | 8011564939080 | 8011564939080 | 85366990
GW62843H | 10°FLUSH.S.O. HP IP67 3P+N+E 16A >50V2H | 10°PODT.GNIA HP IP67 3P+N+E 16A >50V2H | 17.4 | 1 | NR | 17.1 | 1 | NR | 1.754% | OFFICIAL | 3BL24G26F6431EA100 | 30 | 3BL | INSTALLATION BLOC | 24G | IEC309 RANGE | 26F | IEC309 PLUGS/SOCK.O. | 1 | 15 | NR | 1441.15 | CCM | 222.406 | 192.12 | G | 8011564800700 | 8011564940390 | 8011564940390 | 85366990
GW62965H | 10°FLUSH.S.O.HP IP67 2P+E 125A 110V 4H | 10°GNIA.PODTYN.HP IP67 2P+E 125A 110V 4H | 116 | 1 | NR | 114 | 1 | NR | 1.754% | OFFICIAL | 3BL24G26F6431EG100 | 30 | 3BL | INSTALLATION BLOC | 24G | IEC309 RANGE | 26F | IEC309 PLUGS/SOCK.O. | 1 | 2 | NR | 8079.75 | CCM | 1.212 | 0.879 | KG | 8011564829916 | 8011564829916 | 8011564970892 | 85366990
GW62967H | 10°FLUSH.S.O.HP IP67 2P+E 125A 400V 9H | 10°GNIA.PODTYN.HP IP67 2P+E 125A 400V 9H | 116 | 1 | NR | 114 | 1 | NR | 1.754% | OFFICIAL | 3BL24G26F6431EG100 | 30 | 3BL | INSTALLATION BLOC | 24G | IEC309 RANGE | 26F | IEC309 PLUGS/SOCK.O. | 1 | 2 | NR | 8079.75 | CCM | 1.212 | 0.879 | KG | 8011564829978 | 8011564829978 | 8011564970953 | 85366990
GW62968H | 10°FLUSH.S.O.HP IP67 2P+E 125A 500V 7H | 10°GNIA.PODTYN.HP IP67 2P+E 125A 500V 7H | 116 | 1 | NR | 114 | 1 | NR | 1.754% | OFFICIAL | 3BL24G26F6431EG100 | 30 | 3BL | INSTALLATION BLOC | 24G | IEC309 RANGE | 26F | IEC309 PLUGS/SOCK.O. | 1 | 2 | NR | 8079.75 | CCM | 1.212 | 0.879 | KG | 8011564830004 | 8011564830004 | 8011564970984 | 85366990
GW62971H | 10°FLUSH.S.O.HP IP67 2P+E 125A >50V 10H | 10°GNIA.PODTY.HP IP67 2P+E 125A >50V 10H | 116 | 1 | NR | 114 | 1 | NR | 1.754% | OFFICIAL | 3BL24G26F6431EG100 | 30 | 3BL | INSTALLATION BLOC | 24G | IEC309 RANGE | 26F | IEC309 PLUGS/SOCK.O. | 1 | 2 | NR | 8079.75 | CCM | 1.212 | 0.879 | KG | 8011564830059 | 8011564830059 | 8011564971035 | 85366990
GW62974H | 10°FLUSH.S.O.HP IP67 2P+E 125A >50V 2H | 10°GNIA.PODTYN.HP IP67 2P+E 125A >50V 2H | 116 | 1 | NR | 114 | 1 | NR | 1.754% | OFFICIAL | 3BL24G26F6431EG100 | 30 | 3BL | INSTALLATION BLOC | 24G | IEC309 RANGE | 26F | IEC309 PLUGS/SOCK.O. | 1 | 2 | NR | 8079.75 | CCM | 1.212 | 0.879 | KG | 8011564830080 | 8011564830080 | 8011564971066 | 85366990
GW63051H | CONNECTOR HP IP67 2P+E 63A 400V 9H | ZŁĄCZE HP IP67 2P+E 63A 400V 9H | 75.5 | 1 | NR | 74.2 | 1 | NR | 1.752% | OFFICIAL | 3BL24G26F6391DQ100 | 30 | 3BL | INSTALLATION BLOC | 24G | IEC309 RANGE | 26F | IEC309 PLUGS/SOCK.O. | 1 | 4 | NR | 4773.75 | CCM | 911.85 | 788.414 | G | 8011564829183 | 8011564829183 | 8011564970090 | 85366990
GW63527 | IP67 90°W.RECEPTACLE 3P+N+T 63A 400V 6H | 90°GNIAZ NATYN.IP67 3P+N+T 63A 400V 6H | 75.5 | 1 | NR | 74.2 | 1 | NR | 1.752% | OFFICIAL | 3BL24G26F6471F8100 | 30 | 3BL | INSTALLATION BLOC | 24G | IEC309 RANGE | 26F | IEC309 PLUGS/SOCK.O. | 2 | 4 | NR | 6719.25 | CCM | 1.326 | 1.121 | KG | 8011564024144 | 8011564335288 | 8011564335295 | 85366990
GW60428 | IP67 90°APPL.INLET 3P+N+E 16A 230V 9H | WTYCZ.PR.POD.90° IP67 3P+N+E 16A 230V 9H | 23.3 | 1 | NR | 22.9 | 1 | NR | 1.747% | OFFICIAL | 3BL24G26F6371D6100 | 30 | 3BL | INSTALLATION BLOC | 24G | IEC309 RANGE | 26F | IEC309 PLUGS/SOCK.O. | 10 | 20 | NR | 1915.2 | CCM | 306.89 | 246.41 | G | 8011564010628 | 8011564319134 | 8011564319141 | 85366990
GW60433 | IP67 90°APPL.INLET 3P+N+E 16A 500V 7H | WTYCZ.PR.POD.90° IP67 3P+N+E 16A 500V 7H | 23.3 | 1 | NR | 22.9 | 1 | NR | 1.747% | OFFICIAL | 3BL24G26F6371D6100 | 30 | 3BL | INSTALLATION BLOC | 24G | IEC309 RANGE | 26F | IEC309 PLUGS/SOCK.O. | 10 | 20 | NR | 1915.2 | CCM | 291.6 | 244.73 | G | 8011564010727 | 8011564319332 | 8011564319349 | 85366990
GW62422 | IP44 10°W.RECEPTACLE 3P+N+T 32A 500V 7H | 10°GNIA.NATYN.IP44 3P+N+T 32A 500V 7H | 23.3 | 1 | NR | 22.9 | 1 | NR | 1.747% | OFFICIAL | 3BL24G26F6451EO100 | 30 | 3BL | INSTALLATION BLOC | 24G | IEC309 RANGE | 26F | IEC309 PLUGS/SOCK.O. | 1 | 14 | NR | 2695 | CCM | 413.5 | 327.54 | G | 8011564005044 | 8011564556027 | 8011564556027 | 85366990
GW62425 | IP67 10°W.RECEPTACLE 3P+N+T 16A 110V 4H | 10°GNIAZ NATYN.IP67 3P+N+T 16A 110V 4H | 23.3 | 1 | NR | 22.9 | 1 | NR | 1.747% | OFFICIAL | 3BL24G26F6451EQ100 | 30 | 3BL | INSTALLATION BLOC | 24G | IEC309 RANGE | 26F | IEC309 PLUGS/SOCK.O. | 1 | 20 | NR | 1886.5 | CCM | 379.4 | 341.46 | G | 8011564005501 | 8011564310957 | 8011564310957 | 85366990
GW62428 | IP67 10°W.RECEPTACLE 3P+N+T 16A 230V 9H | 10°GNIAZ NATYN.IP67 3P+N+T 16A 230V 9H | 23.3 | 1 | NR | 22.9 | 1 | NR | 1.747% | OFFICIAL | 3BL24G26F6451EQ100 | 30 | 3BL | INSTALLATION BLOC | 24G | IEC309 RANGE | 26F | IEC309 PLUGS/SOCK.O. | 1 | 20 | NR | 1886.5 | CCM | 369.8 | 307.95 | G | 8011564005440 | 8011564310834 | 8011564310834 | 85366990
GW62486 | IP44 90°W.RECEPTACLE 3P+E 32A 110V 4H | 90°GNIAZ NATYN.IP44 3P+E 32A 110V 4H | 23.3 | 1 | NR | 22.9 | 1 | NR | 1.747% | OFFICIAL | 3BL24G26F6471F2100 | 30 | 3BL | INSTALLATION BLOC | 24G | IEC309 RANGE | 26F | IEC309 PLUGS/SOCK.O. | 1 | 16 | NR | 3598.438 | CCM | 444.563 | 400.106 | G | 8011564004757 | 8011564309517 | 8011564309517 | 85366990
GW63218H | 10°FLUSH.S.O.HP IP44 3P+N+E 63A 230V 9H | 10°GNIA.PODTY.HP IP44 3P+N+E 63A 230V 9H | 58.3 | 1 | NR | 57.3 | 1 | NR | 1.745% | OFFICIAL | 3BL24G26F6431E9100 | 30 | 3BL | INSTALLATION BLOC | 24G | IEC309 RANGE | 26F | IEC309 PLUGS/SOCK.O. | 1 | 4 | NR | 2129.316 | CCM | 541.722 | 505.582 | G | 8011564829084 | 8011564829084 | 8011564969995 | 85366990
GW60094 | IP44 90°STD.PLUG 3P+E 32A 110V 4H | WTYCZKA IP44 90° STD. 3P+E 32A 110V 4H | 17.5 | 1 | NR | 17.2 | 1 | NR | 1.744% | OFFICIAL | 3BL24G26F6331CE100 | 30 | 3BL | INSTALLATION BLOC | 24G | IEC309 RANGE | 26F | IEC309 PLUGS/SOCK.O. | 8 | 16 | NR | 1335.938 | CCM | 252.62 | 201.11 | G | 8011564009233 | 8011564316416 | 8011564316423 | 85366990
GW60097 | IP44 90°STD.PLUG 3P+E 32A 230V 9H | WTYCZKA IP44 90° STD. 3P+E 32A 230V 9H | 17.5 | 1 | NR | 17.2 | 1 | NR | 1.744% | OFFICIAL | 3BL24G26F6331CE100 | 30 | 3BL | INSTALLATION BLOC | 24G | IEC309 RANGE | 26F | IEC309 PLUGS/SOCK.O. | 8 | 16 | NR | 1335.938 | CCM | 249 | 201.11 | G | 8011564009264 | 8011564316478 | 8011564316485 | 85366990
GW60224 | IP67 APPL.INLET 3P+E 16A 110V 4H | WTYCZKA PR.POD.IP67 3P+E 16A 110V 4H | 17.5 | 1 | NR | 17.2 | 1 | NR | 1.744% | OFFICIAL | 3BL24G26F6351CS100 | 30 | 3BL | INSTALLATION BLOC | 24G | IEC309 RANGE | 26F | IEC309 PLUGS/SOCK.O. | 10 | 20 | NR | 1668.7 | CCM | 199.99 | 153.49 | G | 8011564010130 | 8011564318151 | 8011564318168 | 85366990
GW60227 | IP67 APPL.INLET 3P+E 16A 230V 9H | WTYCZKA PR.POD.IP67 3P+E 16A 230V 9H | 17.5 | 1 | NR | 17.2 | 1 | NR | 1.744% | OFFICIAL | 3BL24G26F6351CS100 | 30 | 3BL | INSTALLATION BLOC | 24G | IEC309 RANGE | 26F | IEC309 PLUGS/SOCK.O. | 10 | 20 | NR | 1668.7 | CCM | 215.25 | 193.725 | G | 8011564010161 | 8011564318212 | 8011564318229 | 85366990
GW60401 | IP44 90°APPL.INLET 2P+E 16A 110V 4H | WTYCZKA PR.POD.90° IP44 2P+E 16A 110V 4H | 8.75 | 1 | NR | 8.6 | 1 | NR | 1.744% | OFFICIAL | 3BL24G26F6371D2100 | 30 | 3BL | INSTALLATION BLOC | 24G | IEC309 RANGE | 26F | IEC309 PLUGS/SOCK.O. | 10 | 20 | NR | 1668.7 | CCM | 153.25 | 130.835 | G | 8011564010345 | 8011564318571 | 8011564318588 | 85366990
GW62270 | IP44 10°P.RECEPTACLE 3P 16A 24/42V 4H | 10°GNIAZDO PODTYN.IP44 3P 16A 24/42V 4H | 17.5 | 1 | NR | 17.2 | 1 | NR | 1.744% | OFFICIAL | 3BL24G26F6431EI100 | 30 | 3BL | INSTALLATION BLOC | 24G | IEC309 RANGE | 26F | IEC309 PLUGS/SOCK.O. | 10 | 20 | NR | 954.75 | CCM | 165.1 | 148.59 | G | 8011564008304 | 8011564314597 | 8011564314603 | 85366990
GW62272 | IP44 10°P.RECEPTACLE 3P 16A 42V 11H | 10°GNIAZDO PODTYN.IP44 3P 16A 42V 11H | 17.5 | 1 | NR | 17.2 | 1 | NR | 1.744% | OFFICIAL | 3BL24G26F6431EI100 | 30 | 3BL | INSTALLATION BLOC | 24G | IEC309 RANGE | 26F | IEC309 PLUGS/SOCK.O. | 10 | 20 | NR | 954.75 | CCM | 163.55 | 123.39 | G | 8011564008328 | 8011564314634 | 8011564314641 | 85366990
GW62279 | IP44 10°P.RECEPTACLE 3P 32A 24/42V4H | 10°GNIAZDO PODTYN.IP44 3P 32A 24/42V4H | 17.5 | 1 | NR | 17.2 | 1 | NR | 1.744% | OFFICIAL | 3BL24G26F6431EK100 | 30 | 3BL | INSTALLATION BLOC | 24G | IEC309 RANGE | 26F | IEC309 PLUGS/SOCK.O. | 10 | 20 | NR | 954.75 | CCM | 163.9 | 146.97 | G | 8011564008397 | 8011564314771 | 8011564314788 | 85366990
GW61051H | PLUG HP IP67 2P+E 63A 400V 9H | WTYCZKA HP IP67 2P+E 63A 400V 9H | 58.4 | 1 | NR | 57.4 | 1 | NR | 1.742% | OFFICIAL | 3BL24G26F6311C4100 | 30 | 3BL | INSTALLATION BLOC | 24G | IEC309 RANGE | 26F | IEC309 PLUGS/SOCK.O. | 1 | 4 | NR | 4039.875 | CCM | 827.425 | 714.301 | G | 8011564829510 | 8011564829510 | 8011564970427 | 85366990
GW61453 | IP67 90°APPL.INLET 3P+N+E 63A 400V 6H | WTYCZ.PR.POD.90° IP67 3P+N+E 63A 400V 6H | 58.4 | 1 | NR | 57.4 | 1 | NR | 1.742% | OFFICIAL | 3BL24G26F6371DA100 | 30 | 3BL | INSTALLATION BLOC | 24G | IEC309 RANGE | 26F | IEC309 PLUGS/SOCK.O. | 1 | 4 | NR | 4914 | CCM | 932 | 771.111 | G | 8011564023741 | 8011564023741 | 8011564334519 | 85366990
GW60008FH | PLUG HP IP44 3P+E 16A 400V 6H FW | WTYCZKA HP IP44 3P+E 16A 400V 6H FW | 5.85 | 1 | NR | 5.75 | 1 | NR | 1.739% | OFFICIAL | 3BL24G26F6321BX100 | 30 | 3BL | INSTALLATION BLOC | 24G | IEC309 RANGE | 26F | IEC309 PLUGS/SOCK.O. | 1 | 25 | NR | 1334.96 | CCM | 194.243 | 166.026 | G | 8011564796652 | 8011564936348 | 8011564936348 | 85366990
GW60028WH | PLUG HP IP67 3P+N+E 16A 230V 9H INVER. | WTYCZ. HP IP67 3P+N+E 16A 230V 9H IN.FAZ | 23.4 | 1 | NR | 23 | 1 | NR | 1.739% | OFFICIAL | 3BL24G26F6361CJ100 | 30 | 3BL | INSTALLATION BLOC | 24G | IEC309 RANGE | 26F | IEC309 PLUGS/SOCK.O. | 1 | 15 | NR | 2224.933 | CCM | 301.559 | 254.988 | G | 8011564870444 | 8011564996359 | 8011564996359 | 85366990
GW60116 | IP67 90°STD.PLUG 2P+E 32A 110V 4H | WTYCZKA IP67 90° STD. 2P+E 32A 110V 4H | 23.4 | 1 | NR | 23 | 1 | NR | 1.739% | OFFICIAL | 3BL24G26F6331CI100 | 30 | 3BL | INSTALLATION BLOC | 24G | IEC309 RANGE | 26F | IEC309 PLUGS/SOCK.O. | 8 | 16 | NR | 2085.875 | CCM | 283.188 | 221.51 | G | 8011564009813 | 8011564317512 | 8011564317529 | 85366990
GW60235 | IP67 APPL.INLET 3P+E 32A 110V 4H | WTYCZKA PR.POD.IP67 3P+E 32A 110V 4H | 23.4 | 1 | NR | 23 | 1 | NR | 1.739% | OFFICIAL | 3BL24G26F6351CU100 | 30 | 3BL | INSTALLATION BLOC | 24G | IEC309 RANGE | 26F | IEC309 PLUGS/SOCK.O. | 8 | 16 | NR | 2085.875 | CCM | 315.25 | 255.52 | G | 8011564010239 | 8011564318359 | 8011564318366 | 85366990
GW60240 | IP67 APPL.INLET 2P+E 32A 400V 9H | WTYCZKA PR.POD.IP67 2P+E 32A 400V 9H | 23.4 | 1 | NR | 23 | 1 | NR | 1.739% | OFFICIAL | 3BL24G26F6351CU100 | 30 | 3BL | INSTALLATION BLOC | 24G | IEC309 RANGE | 26F | IEC309 PLUGS/SOCK.O. | 8 | 16 | NR | 2085.875 | CCM | 282.125 | 253.913 | G | 8011564010253 | 8011564318397 | 8011564318403 | 85366990
GW60431 | IP67 90°APPL.INLET 3P+N+E 16A 400V 6H | WTYCZ.PR.POD.90° IP67 3P+N+E 16A 400V 6H | 23.4 | 1 | NR | 23 | 1 | NR | 1.739% | OFFICIAL | 3BL24G26F6371D6100 | 30 | 3BL | INSTALLATION BLOC | 24G | IEC309 RANGE | 26F | IEC309 PLUGS/SOCK.O. | 10 | 20 | NR | 1915.2 | CCM | 295.2 | 250.2 | G | 8011564010550 | 8011564318991 | 8011564513297 | 85366990
GW62014FH | CONNECTOR HP IP44 3P+N+E 32A 110V 4H FW | ZŁĄCZE HP IP44 3P+N+E 32A 110V 4H FW | 23.4 | 1 | NR | 23 | 1 | NR | 1.739% | OFFICIAL | 3BL24G26F6391DK100 | 30 | 3BL | INSTALLATION BLOC | 24G | IEC309 RANGE | 26F | IEC309 PLUGS/SOCK.O. | 1 | 15 | NR | 2224.933 | CCM | 350.354 | 309.265 | G | 8011564798236 | 8011564937925 | 8011564937925 | 85366990
GW62031H | CONNECTOR HP IP67 3P+N+E 16A 400V 6H | ZŁĄCZE HP IP67 3P+N+E 16A 400V 6H | 23.4 | 1 | NR | 23 | 1 | NR | 1.739% | OFFICIAL | 3BL24G26F6391DM100 | 30 | 3BL | INSTALLATION BLOC | 24G | IEC309 RANGE | 26F | IEC309 PLUGS/SOCK.O. | 1 | 25 | NR | 2440 | CCM | 312.589 | 279.909 | G | 8011564798564 | 8011564938250 | 8011564938250 | 85366990
GW62414 | IP44 10°W.RECEPTACLE 3P+N+T 32A 110V 4H | 10°GNIA.NATYN.IP44 3P+N+T 32A 110V 4H | 23.4 | 1 | NR | 23 | 1 | NR | 1.739% | OFFICIAL | 3BL24G26F6451EO100 | 30 | 3BL | INSTALLATION BLOC | 24G | IEC309 RANGE | 26F | IEC309 PLUGS/SOCK.O. | 1 | 16 | NR | 2358.125 | CCM | 404.438 | 327.54 | G | 8011564004993 | 8011564309999 | 8011564309999 | 85366990
GW60664H | PLUG HP IP67 2P+E 125A 110V 4H | WTYCZKA HP IP67 2P+E 125A 110V 4H | 117 | 1 | NR | 115 | 1 | NR | 1.739% | OFFICIAL | 3BL24G26F6311C6100 | 30 | 3BL | INSTALLATION BLOC | 24G | IEC309 RANGE | 26F | IEC309 PLUGS/SOCK.O. | 1 | 2 | NR | 10687.5 | CCM | 1.631 | 1.249 | KG | 8011564830134 | 8011564830134 | 8011564971110 | 85366990
GW60667H | PLUG HP IP67 2P+E 125A 500V 7H | WTYCZKA HP IP67 2P+E 125A 500V 7H | 117 | 1 | NR | 115 | 1 | NR | 1.739% | OFFICIAL | 3BL24G26F6311C6100 | 30 | 3BL | INSTALLATION BLOC | 24G | IEC309 RANGE | 26F | IEC309 PLUGS/SOCK.O. | 1 | 2 | NR | 10687.5 | CCM | 1.631 | 1.249 | KG | 8011564830226 | 8011564830226 | 8011564971219 | 85366990
GW60670H | PLUG HP IP67 2P+E 125A >50V 10H | WTYCZKA HP IP67 2P+E 125A >50V 10H | 117 | 1 | NR | 115 | 1 | NR | 1.739% | OFFICIAL | 3BL24G26F6311C6100 | 30 | 3BL | INSTALLATION BLOC | 24G | IEC309 RANGE | 26F | IEC309 PLUGS/SOCK.O. | 1 | 2 | NR | 10687.5 | CCM | 1.631 | 1.249 | KG | 8011564830271 | 8011564830271 | 8011564971264 | 85366990
GW60673H | PLUG HP IP67 2P+E 125A >50V 2H | WTYCZKA HP IP67 2P+E 125A >50V 2H | 117 | 1 | NR | 115 | 1 | NR | 1.739% | OFFICIAL | 3BL24G26F6311C6100 | 30 | 3BL | INSTALLATION BLOC | 24G | IEC309 RANGE | 26F | IEC309 PLUGS/SOCK.O. | 1 | 2 | NR | 10687.5 | CCM | 1.631 | 1.249 | KG | 8011564830301 | 8011564830301 | 8011564971295 | 85366990
GW62513 | IP67 90°W.RECEPTACLE 3P+N+T 32A 230V 9H | 90°GNIAZ NATYN.IP67 3P+N+T 32A 230V 9H | 41 | 1 | NR | 40.3 | 1 | NR | 1.737% | OFFICIAL | 3BL24G26F6471F6100 | 30 | 3BL | INSTALLATION BLOC | 24G | IEC309 RANGE | 26F | IEC309 PLUGS/SOCK.O. | 1 | 16 | NR | 3598.438 | CCM | 537.75 | 459.65 | G | 8011564005730 | 8011564311411 | 8011564311411 | 85366990
GW62031FH | CONNECTOR HP IP67 3P+N+E 16A 400V 6H FW | ZŁĄCZE HP IP67 3P+N+E 16A 400V 6H FW | 29.3 | 1 | NR | 28.8 | 1 | NR | 1.736% | OFFICIAL | 3BL24G26F6401DN100 | 30 | 3BL | INSTALLATION BLOC | 24G | IEC309 RANGE | 26F | IEC309 PLUGS/SOCK.O. | 1 | 25 | NR | 2440 | CCM | 315.209 | 282.529 | G | 8011564798557 | 8011564938243 | 8011564938243 | 85366990
GW63048H | CONNECTOR HP IP67 2P+E 63A 230V 6H | ZŁĄCZE HP IP67 2P+E 63A 230V 6H | 64.5 | 1 | NR | 63.4 | 1 | NR | 1.735% | OFFICIAL | 3BL24G26F6391DQ100 | 30 | 3BL | INSTALLATION BLOC | 24G | IEC309 RANGE | 26F | IEC309 PLUGS/SOCK.O. | 1 | 4 | NR | 4773.75 | CCM | 911.95 | 788.514 | G | 8011564829152 | 8011564829152 | 8011564970069 | 85366990
GW63259H | 10°FLUSH.S.O.HP IP67 3P+N+E 63A 690V 5H | 10°GNIA.PODT.HP IP67 3P+N+E 63A 690V 5H | 64.5 | 1 | NR | 63.4 | 1 | NR | 1.735% | OFFICIAL | 3BL24G26F6431EE100 | 30 | 3BL | INSTALLATION BLOC | 24G | IEC309 RANGE | 26F | IEC309 PLUGS/SOCK.O. | 1 | 4 | NR | 2129.316 | CCM | 618.737 | 582.597 | G | 8011564828926 | 8011564828926 | 8011564969834 | 85366990
GW63262H | 10°FLUSH.S.O.HP IP67 3P+N+E 63A >50V 10H | 10°GNI.PODTY.HP IP67 3P+N+E 63A >50V 10H | 64.5 | 1 | NR | 63.4 | 1 | NR | 1.735% | OFFICIAL | 3BL24G26F6431EE100 | 30 | 3BL | INSTALLATION BLOC | 24G | IEC309 RANGE | 26F | IEC309 PLUGS/SOCK.O. | 1 | 4 | NR | 2129.316 | CCM | 618.737 | 582.597 | G | 8011564828957 | 8011564828957 | 8011564969865 | 85366990
GW63265H | 10°FLUSH.S.O.HP IP67 3P+N+E 63A >50V 2H | 10°GNI.PODTY.HP IP67 3P+N+E 63A >50V 2H | 64.5 | 1 | NR | 63.4 | 1 | NR | 1.735% | OFFICIAL | 3BL24G26F6431EE100 | 30 | 3BL | INSTALLATION BLOC | 24G | IEC309 RANGE | 26F | IEC309 PLUGS/SOCK.O. | 1 | 4 | NR | 2129.316 | CCM | 618.737 | 582.597 | G | 8011564828988 | 8011564828988 | 8011564969896 | 85366990
GW63267H | 10°FL.S.O.HP IP67 3P+N+E 63A440÷460V11H | 10°GN.PODT.HP IP67 3P+N+E 63A440÷460V11H | 64.5 | 1 | NR | 63.4 | 1 | NR | 1.735% | OFFICIAL | 3BL24G26F6431EE100 | 30 | 3BL | INSTALLATION BLOC | 24G | IEC309 RANGE | 26F | IEC309 PLUGS/SOCK.O. | 1 | 4 | NR | 2129.316 | CCM | 618.637 | 582.497 | G | 8011564829008 | 8011564829008 | 8011564969919 | 85366990
GW60034H | PLUG HP IP67 2P+E 32A 110V 4H | WTYCZKA HP IP67 2P+E 32A 110V 4H | 17.6 | 1 | NR | 17.3 | 1 | NR | 1.734% | OFFICIAL | 3BL24G26F6311C2100 | 30 | 3BL | INSTALLATION BLOC | 24G | IEC309 RANGE | 26F | IEC309 PLUGS/SOCK.O. | 1 | 15 | NR | 2224.933 | CCM | 304.508 | 263.447 | G | 8011564797123 | 8011564936812 | 8011564936812 | 85366990
GW60766H | PLUG HP IP67 2P+E 32A >50÷250 Vcc 3H | WTYCZKA HP IP67 2P+E 32A >50÷250 Vcc 3H | 17.6 | 1 | NR | 17.3 | 1 | NR | 1.734% | OFFICIAL | 3BL24G26F6311C2100 | 30 | 3BL | INSTALLATION BLOC | 24G | IEC309 RANGE | 26F | IEC309 PLUGS/SOCK.O. | 1 | 15 | NR | 2224.933 | CCM | 304.508 | 263.447 | G | 8011564797970 | 8011564937666 | 8011564937666 | 85366990
GW60767H | PLUG HP IP67 2P+E 32A >250Vcc 8H | WTYCZKA HP IP67 2P+E 32A >250Vcc 8H | 17.6 | 1 | NR | 17.3 | 1 | NR | 1.734% | OFFICIAL | 3BL24G26F6311C2100 | 30 | 3BL | INSTALLATION BLOC | 24G | IEC309 RANGE | 26F | IEC309 PLUGS/SOCK.O. | 1 | 15 | NR | 2224.933 | CCM | 304.508 | 263.447 | G | 8011564797987 | 8011564937673 | 8011564937673 | 85366990
GW62213FH | 10°FLUS.S.O. HP IP44 2P+E 32A 110V 4H FW | 10°PODT.GNIA HP IP44 2P+E 32A 110V4H FW | 17.6 | 1 | NR | 17.3 | 1 | NR | 1.734% | OFFICIAL | 3BL24G26F6431E8100 | 30 | 3BL | INSTALLATION BLOC | 24G | IEC309 RANGE | 26F | IEC309 PLUGS/SOCK.O. | 1 | 15 | NR | 1441.15 | CCM | 221.935 | 178.89 | G | 8011564799004 | 8011564938694 | 8011564938694 | 85366990
GW62820H | 10°FLUSH.S.O. HP IP44 3P+N+E 32A 690V 5H | 10°PODT.GNIA HP IP44 3P+N+E 32A 690V 5H | 17.6 | 1 | NR | 17.3 | 1 | NR | 1.734% | OFFICIAL | 3BL24G26F6431E8100 | 30 | 3BL | INSTALLATION BLOC | 24G | IEC309 RANGE | 26F | IEC309 PLUGS/SOCK.O. | 1 | 15 | NR | 3081.4 | CCM | 265.925 | 222.88 | G | 8011564800472 | 8011564940161 | 8011564940161 | 85366990
GW62823H | 10°FLUSH.S.O. HP IP44 3P+N+E 32A >50V10H | 10°PODT.GNIA HP IP44 3P+N+E 32A >50V10H | 17.6 | 1 | NR | 17.3 | 1 | NR | 1.734% | OFFICIAL | 3BL24G26F6431E8100 | 30 | 3BL | INSTALLATION BLOC | 24G | IEC309 RANGE | 26F | IEC309 PLUGS/SOCK.O. | 1 | 15 | NR | 3081.4 | CCM | 265.925 | 222.88 | G | 8011564800502 | 8011564940192 | 8011564940192 | 85366990
GW62826H | 10°FLUSH.S.O. HP IP44 3P+N+E 32A >50V2H | 10°PODT.GNIA HP IP44 3P+N+E 32A >50V2H | 17.6 | 1 | NR | 17.3 | 1 | NR | 1.734% | OFFICIAL | 3BL24G26F6431E8100 | 30 | 3BL | INSTALLATION BLOC | 24G | IEC309 RANGE | 26F | IEC309 PLUGS/SOCK.O. | 1 | 15 | NR | 3081.4 | CCM | 265.925 | 222.88 | G | 8011564800533 | 8011564940222 | 8011564940222 | 85366990
GW62828H | 10°FL.S.O.HP IP44 3P+N+E 32A 440÷460V11H | 10°GN.POD.HP IP44 3P+N+E 32A 440÷460V11H | 17.6 | 1 | NR | 17.3 | 1 | NR | 1.734% | OFFICIAL | 3BL24G26F6431E8100 | 30 | 3BL | INSTALLATION BLOC | 24G | IEC309 RANGE | 26F | IEC309 PLUGS/SOCK.O. | 1 | 15 | NR | 3081.4 | CCM | 265.925 | 222.88 | G | 8011564800557 | 8011564940246 | 8011564940246 | 85366990
GW60021H | PLUG HP IP44 3P+E 32A 500V 7H | WTYCZKA HP IP44 3P+E 32A 500V 7H | 8.85 | 1 | NR | 8.7 | 1 | NR | 1.724% | OFFICIAL | 3BL24G26F6311BY100 | 30 | 3BL | INSTALLATION BLOC | 24G | IEC309 RANGE | 26F | IEC309 PLUGS/SOCK.O. | 1 | 15 | NR | 1441.15 | CCM | 286.609 | 256.317 | G | 8011564796898 | 8011564936584 | 8011564936584 | 85366990
GW60026FH | PLUG HP IP67 2P+E 16A 230V 6H FW | WTYCZKA HP IP67 2P+E 16A 230V 6H FW | 11.8 | 1 | NR | 11.6 | 1 | NR | 1.724% | OFFICIAL | 3BL24G26F6321C1100 | 30 | 3BL | INSTALLATION BLOC | 24G | IEC309 RANGE | 26F | IEC309 PLUGS/SOCK.O. | 1 | 50 | NR | 1220 | CCM | 182.067 | 177.621 | G | 8011564796973 | 8011564936669 | 8011564936669 | 85366990
GW60719H | PLUG HP IP44 3P+E 32A 690V 5H | WTYCZKA HP IP44 3P+E 32A 690V 5H | 8.85 | 1 | NR | 8.7 | 1 | NR | 1.724% | OFFICIAL | 3BL24G26F6311BY100 | 30 | 3BL | INSTALLATION BLOC | 24G | IEC309 RANGE | 26F | IEC309 PLUGS/SOCK.O. | 1 | 15 | NR | 1441.15 | CCM | 286.609 | 256.317 | G | 8011564797505 | 8011564937192 | 8011564937192 | 85366990
GW60722H | PLUG HP IP44 3P+E 32A >50V 10H | WTYCZKA HP IP44 3P+E 32A >50V 10H | 8.85 | 1 | NR | 8.7 | 1 | NR | 1.724% | OFFICIAL | 3BL24G26F6311BY100 | 30 | 3BL | INSTALLATION BLOC | 24G | IEC309 RANGE | 26F | IEC309 PLUGS/SOCK.O. | 1 | 15 | NR | 1441.15 | CCM | 286.609 | 256.317 | G | 8011564797536 | 8011564937222 | 8011564937222 | 85366990
GW60725H | PLUG HP IP44 3P+E 32A >50V 2H | WTYCZKA HP IP44 3P+E 32A >50V 2H | 8.85 | 1 | NR | 8.7 | 1 | NR | 1.724% | OFFICIAL | 3BL24G26F6311BY100 | 30 | 3BL | INSTALLATION BLOC | 24G | IEC309 RANGE | 26F | IEC309 PLUGS/SOCK.O. | 1 | 15 | NR | 1441.15 | CCM | 286.609 | 256.317 | G | 8011564797567 | 8011564937253 | 8011564937253 | 85366990
GW60727H | PLUG HP IP44 3P+E 32A 440÷460V 11H | WTYCZKA HP IP44 3P+E 32A 440÷460V 11H | 8.85 | 1 | NR | 8.7 | 1 | NR | 1.724% | OFFICIAL | 3BL24G26F6311BY100 | 30 | 3BL | INSTALLATION BLOC | 24G | IEC309 RANGE | 26F | IEC309 PLUGS/SOCK.O. | 1 | 15 | NR | 1441.15 | CCM | 286.609 | 256.317 | G | 8011564797581 | 8011564937277 | 8011564937277 | 85366990
GW60729H | PLUG HP IP44 3P+E 32A 380/440V 3H | WTYCZKA HP IP44 3P+E 32A 380/440V 3H | 8.85 | 1 | NR | 8.7 | 1 | NR | 1.724% | OFFICIAL | 3BL24G26F6311BY100 | 30 | 3BL | INSTALLATION BLOC | 24G | IEC309 RANGE | 26F | IEC309 PLUGS/SOCK.O. | 1 | 15 | NR | 1441.15 | CCM | 286.609 | 256.317 | G | 8011564797604 | 8011564937291 | 8011564937291 | 85366990
GW60732H | PLUG HP IP44 3P+E 32A TRASF.12H | WTYCZKA HP IP44 3P+E 32A TRASF.12H | 8.85 | 1 | NR | 8.7 | 1 | NR | 1.724% | OFFICIAL | 3BL24G26F6311BY100 | 30 | 3BL | INSTALLATION BLOC | 24G | IEC309 RANGE | 26F | IEC309 PLUGS/SOCK.O. | 1 | 15 | NR | 1441.15 | CCM | 286.609 | 256.317 | G | 8011564797635 | 8011564937321 | 8011564937321 | 85366990
GW62019H | CONNECTOR HP IP44 3P+E 32A 400V 6H | ZŁĄCZE HP IP44 3P+E 32A 400V 6H | 8.85 | 1 | NR | 8.7 | 1 | NR | 1.724% | OFFICIAL | 3BL24G26F6391DK100 | 30 | 3BL | INSTALLATION BLOC | 24G | IEC309 RANGE | 26F | IEC309 PLUGS/SOCK.O. | 1 | 25 | NR | 1848.84 | CCM | 331.514 | 305.659 | G | 8011564798342 | 8011564938038 | 8011564938038 | 85366990
GW62502 | IP67 90°W.RECEPTACLE 3P+N+T 16A 230V 9H | 90°GNIAZ NATYN.IP67 3P+N+T 16A 230V 9H | 29.5 | 1 | NR | 29 | 1 | NR | 1.724% | OFFICIAL | 3BL24G26F6471F4100 | 30 | 3BL | INSTALLATION BLOC | 24G | IEC309 RANGE | 26F | IEC309 PLUGS/SOCK.O. | 1 | 20 | NR | 1915.2 | CCM | 413.65 | 359.28 | G | 8011564005167 | 8011564310339 | 8011564310339 | 85366990
GW62507 | IP67 90°W.RECEPTACLE 3P+N+T 16A 500V 7H | 90°GNIAZ NATYN.IP67 3P+N+T 16A 500V 7H | 29.5 | 1 | NR | 29 | 1 | NR | 1.724% | OFFICIAL | 3BL24G26F6471F4100 | 30 | 3BL | INSTALLATION BLOC | 24G | IEC309 RANGE | 26F | IEC309 PLUGS/SOCK.O. | 1 | 20 | NR | 1915.2 | CCM | 411.95 | 359.23 | G | 8011564005266 | 8011564310537 | 8011564310537 | 85366990
GW62511 | IP67 90°W.RECEPTACLE 2P+E 32A 230V 6H | 90°GNIAZ NATYN.IP67 2P+E 32A 230V 6H | 29.5 | 1 | NR | 29 | 1 | NR | 1.724% | OFFICIAL | 3BL24G26F6471F6100 | 30 | 3BL | INSTALLATION BLOC | 24G | IEC309 RANGE | 26F | IEC309 PLUGS/SOCK.O. | 1 | 16 | NR | 3598.438 | CCM | 533.75 | 480.375 | G | 8011564005174 | 8011564310353 | 8011564310353 | 85366990
GW63020H | CONNECTOR HP IP44 3P+E 63A 400V 6H | ZŁĄCZE HP IP44 3P+E 63A 400V 6H | 35.5 | 1 | NR | 34.9 | 1 | NR | 1.719% | OFFICIAL | 3BL24G26F6391DL100 | 30 | 3BL | INSTALLATION BLOC | 24G | IEC309 RANGE | 26F | IEC309 PLUGS/SOCK.O. | 1 | 4 | NR | 4773.75 | CCM | 886.015 | 762.579 | G | 8011564829435 | 8011564829435 | 8011564970342 | 85366990
GW62004FH | CONNECTOR HP IP44 2P+E 16A 230V 6H FW | ZŁĄCZE HP IP44 2P+E 16A 230V 6H FW | 8.9 | 1 | NR | 8.75 | 1 | NR | 1.714% | OFFICIAL | 3BL24G26F6401DJ100 | 30 | 3BL | INSTALLATION BLOC | 24G | IEC309 RANGE | 26F | IEC309 PLUGS/SOCK.O. | 1 | 50 | NR | 924.42 | CCM | 213.043 | 157.896 | G | 8011564798052 | 8011564937741 | 8011564937741 | 85366990
GW62015H | CONNECTOR HP IP44 2P+E 32A 230V 6H | ZŁĄCZE HP IP44 2P+E 32A 230V 6H | 8.9 | 1 | NR | 8.75 | 1 | NR | 1.714% | OFFICIAL | 3BL24G26F6391DK100 | 30 | 3BL | INSTALLATION BLOC | 24G | IEC309 RANGE | 26F | IEC309 PLUGS/SOCK.O. | 1 | 25 | NR | 1848.84 | CCM | 306.284 | 280.429 | G | 8011564798267 | 8011564937956 | 8011564937956 | 85366990
GW62205FH | 10°FLUS.S.O. HP IP44 2P+E 16A 230V 6H FW | 10°PODT.GNIA HP IP44 2P+E 16A 230V6H FW | 8.9 | 1 | NR | 8.75 | 1 | NR | 1.714% | OFFICIAL | 3BL24G26F6431E6100 | 30 | 3BL | INSTALLATION BLOC | 24G | IEC309 RANGE | 26F | IEC309 PLUGS/SOCK.O. | 1 | 25 | NR | 1334.96 | CCM | 141.428 | 114.666 | G | 8011564798861 | 8011564938557 | 8011564938557 | 85366990
GW60208 | IP44 APPL.INLET 3P+E 16A 400V 6H | WTYCZKA PR.POD.IP44 3P+E 16A 400V 6H | 11.9 | 1 | NR | 11.7 | 1 | NR | 1.709% | OFFICIAL | 3BL24G26F6351CO100 | 30 | 3BL | INSTALLATION BLOC | 24G | IEC309 RANGE | 26F | IEC309 PLUGS/SOCK.O. | 10 | 20 | NR | 1068.75 | CCM | 186.05 | 146.57 | G | 8011564009882 | 8011564317659 | 8011564317666 | 85366990
GW62007FH | CONNECTOR HP IP44 2P+E 16A 400V 9H FW | ZŁĄCZE HP IP44 2P+E 16A 400V 9H FW | 11.9 | 1 | NR | 11.7 | 1 | NR | 1.709% | OFFICIAL | 3BL24G26F6401DJ100 | 30 | 3BL | INSTALLATION BLOC | 24G | IEC309 RANGE | 26F | IEC309 PLUGS/SOCK.O. | 1 | 15 | NR | 1441.15 | CCM | 194.574 | 164.285 | G | 8011564798113 | 8011564937802 | 8011564937802 | 85366990
GW62041FH | CONNECTOR HP IP67 3P+E 32A 400V 6H FW | ZŁĄCZE HP IP67 3P+E 32A 400V 6H FW | 23.8 | 1 | NR | 23.4 | 1 | NR | 1.709% | OFFICIAL | 3BL24G26F6391DO100 | 30 | 3BL | INSTALLATION BLOC | 24G | IEC309 RANGE | 26F | IEC309 PLUGS/SOCK.O. | 1 | 15 | NR | 2224.933 | CCM | 381.086 | 340.025 | G | 8011564798731 | 8011564938427 | 8011564938427 | 85366990
GW63448 | IP67 10°W.RECEPTACLE 2P+E 63A 230V 6H | 10°GNIAZ NATYN.IP67 2P+E 63A 230V 6H | 65.5 | 1 | NR | 64.4 | 1 | NR | 1.708% | OFFICIAL | 3BL24G26F6451EU100 | 30 | 3BL | INSTALLATION BLOC | 24G | IEC309 RANGE | 26F | IEC309 PLUGS/SOCK.O. | 2 | 4 | NR | 5343.75 | CCM | 1.066 | 0.959 | KG | 8011564023888 | 8011564334762 | 8011564334779 | 85366990
GW60040FH | PLUG HP IP67 2P+E 32A 400V 9H FW | WTYCZKA HP IP67 2P+E 32A 400V9H FW | 23.9 | 1 | NR | 23.5 | 1 | NR | 1.702% | OFFICIAL | 3BL24G26F6311C2100 | 30 | 3BL | INSTALLATION BLOC | 24G | IEC309 RANGE | 26F | IEC309 PLUGS/SOCK.O. | 1 | 15 | NR | 2224.933 | CCM | 303.168 | 262.107 | G | 8011564797239 | 8011564936928 | 8011564936928 | 85366990
GW60041WH | PLUG HP IP67 3P+E 32A 400V 6H INVER. | WTYCZKA HP IP67 3P+E 32A 400V 6H IN.FAZ | 23.9 | 1 | NR | 23.5 | 1 | NR | 1.702% | OFFICIAL | 3BL24G26F6361CL100 | 30 | 3BL | INSTALLATION BLOC | 24G | IEC309 RANGE | 26F | IEC309 PLUGS/SOCK.O. | 1 | 15 | NR | 2224.933 | CCM | 347.788 | 301.217 | G | 8011564870499 | 8011564996403 | 8011564996403 | 85366990
GW60122 | IP67 90°STD.PLUG 2P+E 32A 400V 9H | WTYCZKA IP67 90° STD. 2P+E 32A 400V 9H | 23.9 | 1 | NR | 23.5 | 1 | NR | 1.702% | OFFICIAL | 3BL24G26F6331CI100 | 30 | 3BL | INSTALLATION BLOC | 24G | IEC309 RANGE | 26F | IEC309 PLUGS/SOCK.O. | 8 | 16 | NR | 2085.875 | CCM | 281.313 | 221.61 | G | 8011564009844 | 8011564317574 | 8011564317581 | 85366990
GW60242 | IP67 APPL.INLET 3P+N+E 32A 400V 6H | WTYCZKA PR.POD.IP67 3P+N+E 32A 400V 6H | 23.9 | 1 | NR | 23.5 | 1 | NR | 1.702% | OFFICIAL | 3BL24G26F6351CU100 | 30 | 3BL | INSTALLATION BLOC | 24G | IEC309 RANGE | 26F | IEC309 PLUGS/SOCK.O. | 8 | 16 | NR | 3598.438 | CCM | 377.563 | 299.47 | G | 8011564010215 | 8011564318311 | 8011564318328 | 85366990
GW62017FH | CONNECTOR HP IP44 3P+N+E 32A 230V 9H FW | ZŁĄCZE HP IP44 3P+N+E 32A 230V 9H FW | 23.9 | 1 | NR | 23.5 | 1 | NR | 1.702% | OFFICIAL | 3BL24G26F6391DK100 | 30 | 3BL | INSTALLATION BLOC | 24G | IEC309 RANGE | 26F | IEC309 PLUGS/SOCK.O. | 1 | 15 | NR | 2224.933 | CCM | 350.354 | 309.265 | G | 8011564798298 | 8011564937987 | 8011564937987 | 85366990
GW62542 | IP44 90°W.RECEPTACLE 2P 16A 24/42V 4H | 90°GNIAZ NATYN.IP44 2P 16A 24/42V 4H | 23.9 | 1 | NR | 23.5 | 1 | NR | 1.702% | OFFICIAL | 3BL24G26F6471FC100 | 30 | 3BL | INSTALLATION BLOC | 24G | IEC309 RANGE | 26F | IEC309 PLUGS/SOCK.O. | 10 | 20 | NR | 1915.2 | CCM | 323.3 | 282.71 | G | 8011564008656 | 8011564315297 | 8011564315303 | 85366990
GW62544 | IP44 90°W.RECEPTACLE 2P 16A 24/42V 11H | 90°GNIAZ NATYN.IP44 2P 16A 24/42V 11H | 23.9 | 1 | NR | 23.5 | 1 | NR | 1.702% | OFFICIAL | 3BL24G26F6471FC100 | 30 | 3BL | INSTALLATION BLOC | 24G | IEC309 RANGE | 26F | IEC309 PLUGS/SOCK.O. | 10 | 20 | NR | 1915.2 | CCM | 343.45 | 309.105 | G | 8011564008670 | 8011564315334 | 8011564315341 | 85366990
GW62551 | IP44 90°W.RECEPTACLE 2P 32A 24/42V 4H | 90°GNIAZ NATYN.IP44 2P 32A 24/42V 4H | 23.9 | 1 | NR | 23.5 | 1 | NR | 1.702% | OFFICIAL | 3BL24G26F6471FE100 | 30 | 3BL | INSTALLATION BLOC | 24G | IEC309 RANGE | 26F | IEC309 PLUGS/SOCK.O. | 10 | 20 | NR | 1915.2 | CCM | 343.74 | 283.26 | G | 8011564008748 | 8011564315471 | 8011564315488 | 85366990
GW62553 | IP44 90°W.RECEPTACLE 2P 32A 24/42V 11H | 90°GNIAZ NATYN.IP44 2P 32A 24/42V 11H | 23.9 | 1 | NR | 23.5 | 1 | NR | 1.702% | OFFICIAL | 3BL24G26F6471FE100 | 30 | 3BL | INSTALLATION BLOC | 24G | IEC309 RANGE | 26F | IEC309 PLUGS/SOCK.O. | 10 | 20 | NR | 1915.2 | CCM | 343.74 | 283.26 | G | 8011564008762 | 8011564315518 | 8011564315525 | 85366990
GW60031H | PLUG HP IP67 3P+N+E 16A 400V 6H | WTYCZKA HP IP67 3P+N+E 16A 400V 6H | 18 | 1 | NR | 17.7 | 1 | NR | 1.695% | OFFICIAL | 3BL24G26F6311C0100 | 30 | 3BL | INSTALLATION BLOC | 24G | IEC309 RANGE | 26F | IEC309 PLUGS/SOCK.O. | 1 | 25 | NR | 2440 | CCM | 274.135 | 234.809 | G | 8011564797086 | 8011564936775 | 8011564936775 | 85366990
GW60060H | PLUG HP IP67 3P+E 125A 400V 6H | WTYCZKA HP IP67 3P+E 125A 400V 6H | 120 | 1 | NR | 118 | 1 | NR | 1.695% | OFFICIAL | 3BL24G26F6311C6100 | 30 | 3BL | INSTALLATION BLOC | 24G | IEC309 RANGE | 26F | IEC309 PLUGS/SOCK.O. | 1 | 2 | NR | 10687.5 | CCM | 1.666 | 1.284 | KG | 8011564830202 | 8011564830202 | 8011564971196 | 85366990
GW60266 | WATERTIGHT CAP FOR 32A 2/3P+E APPL.INLET | WODOSZ.OSŁONA,WTYCZKA PR.PROD.32A 2/3P+E | 3 | 1 | NR | 2.95 | 1 | NR | 1.695% | OFFICIAL | 3BL24G26F6381D0100 | 30 | 3BL | INSTALLATION BLOC | 24G | IEC309 RANGE | 26F | IEC309 PLUGS/SOCK.O. | 8 | 64 | NR | 846.563 | CCM | 68.25 | 61.425 | G | 8011564010970 | 8011564319752 | 8011564516168 | 85389099
GW60404 | IP44 90°APPL.INLET 2P+E 16A 230V 6H | WTYCZKA PR.POD.90° IP44 2P+E 16A 230V 6H | 9 | 1 | NR | 8.85 | 1 | NR | 1.695% | OFFICIAL | 3BL24G26F6371D2100 | 30 | 3BL | INSTALLATION BLOC | 24G | IEC309 RANGE | 26F | IEC309 PLUGS/SOCK.O. | 10 | 40 | NR | 943.25 | CCM | 154.6 | 122.295 | G | 8011564010314 | 8011564318519 | 8011564318526 | 85366990
GW62006H | CONNECTOR HP IP44 3P+N+E 16A 230V 9H | ZŁĄCZE HP IP44 3P+N+E 16A 230V 9H | 9 | 1 | NR | 8.85 | 1 | NR | 1.695% | OFFICIAL | 3BL24G26F6391DI100 | 30 | 3BL | INSTALLATION BLOC | 24G | IEC309 RANGE | 26F | IEC309 PLUGS/SOCK.O. | 1 | 15 | NR | 1441.15 | CCM | 257.024 | 226.735 | G | 8011564798106 | 8011564937796 | 8011564937796 | 85366990
GW62011H | CONNECTOR HP IP44 3P+N+E 16A 500V 7H | ZŁĄCZE HP IP44 3P+N+E 16A 500V 7H | 9 | 1 | NR | 8.85 | 1 | NR | 1.695% | OFFICIAL | 3BL24G26F6391DI100 | 30 | 3BL | INSTALLATION BLOC | 24G | IEC309 RANGE | 26F | IEC309 PLUGS/SOCK.O. | 1 | 15 | NR | 1441.15 | CCM | 257.024 | 226.735 | G | 8011564798182 | 8011564937871 | 8011564937871 | 85366990
GW62030H | CONNECTOR HP IP67 3P+E 16A 400V 6H | ZŁĄCZE HP IP67 3P+E 16A 400V 6H | 18 | 1 | NR | 17.7 | 1 | NR | 1.695% | OFFICIAL | 3BL24G26F6391DM100 | 30 | 3BL | INSTALLATION BLOC | 24G | IEC309 RANGE | 26F | IEC309 PLUGS/SOCK.O. | 1 | 25 | NR | 1334.96 | CCM | 241.125 | 216.488 | G | 8011564798540 | 8011564938236 | 8011564938236 | 85366990
GW62210H | 10°FLUS.S.O. HP IP44 3P+N+E 16A 400V 6H | 10°PODT.GNIA HP IP44 3P+N+E 16A 400V6H | 9 | 1 | NR | 8.85 | 1 | NR | 1.695% | OFFICIAL | 3BL24G26F6431E6100 | 30 | 3BL | INSTALLATION BLOC | 24G | IEC309 RANGE | 26F | IEC309 PLUGS/SOCK.O. | 1 | 50 | NR | 924.42 | CCM | 167.001 | 152.024 | G | 8011564798977 | 8011564938663 | 8011564938663 | 85366990
GW62212H | 10°FLUS.S.O. HP IP44 3P+N+E 16A 500V 7H | 10°PODT.GNIA HP IP44 3P+N+E 16A 500V7H | 12 | 1 | NR | 11.8 | 1 | NR | 1.695% | OFFICIAL | 3BL24G26F6431E6100 | 30 | 3BL | INSTALLATION BLOC | 24G | IEC309 RANGE | 26F | IEC309 PLUGS/SOCK.O. | 1 | 15 | NR | 1441.15 | CCM | 180.849 | 150.56 | G | 8011564798991 | 8011564938687 | 8011564938687 | 85366990
GW62493 | IP44 90°W.RECEPTACLE 3P+N+T 32A 400V 6H | 90°GNIA.NATYN.IP44 3P+N+T 32A 400V 6H | 12 | 1 | NR | 11.8 | 1 | NR | 1.695% | OFFICIAL | 3BL24G26F6471F2100 | 30 | 3BL | INSTALLATION BLOC | 24G | IEC309 RANGE | 26F | IEC309 PLUGS/SOCK.O. | 1 | 16 | NR | 3598.438 | CCM | 489.25 | 440.325 | G | 8011564004733 | 8011564309470 | 8011564309470 | 85366990
GW62703H | CONNECTOR HP IP44 3P+N+E 16A 690V 5H | ZŁĄCZE HP IP44 3P+N+E 16A 690V 5H | 9 | 1 | NR | 8.85 | 1 | NR | 1.695% | OFFICIAL | 3BL24G26F6391DI100 | 30 | 3BL | INSTALLATION BLOC | 24G | IEC309 RANGE | 26F | IEC309 PLUGS/SOCK.O. | 1 | 15 | NR | 1441.15 | CCM | 264.134 | 233.845 | G | 8011564799639 | 8011564939325 | 8011564939325 | 85366990
GW62706H | CONNECTOR HP IP44 3P+N+E 16A >50V 10H | ZŁĄCZE HP IP44 3P+N+E 16A >50V 10H | 9 | 1 | NR | 8.85 | 1 | NR | 1.695% | OFFICIAL | 3BL24G26F6391DI100 | 30 | 3BL | INSTALLATION BLOC | 24G | IEC309 RANGE | 26F | IEC309 PLUGS/SOCK.O. | 1 | 15 | NR | 1441.15 | CCM | 264.134 | 233.845 | G | 8011564799660 | 8011564939356 | 8011564939356 | 85366990
GW62709H | CONNECTOR HP IP44 3P+N+E 16A >50V2H | ZŁĄCZE HP IP44 3P+N+E 16A >50V2H | 9 | 1 | NR | 8.85 | 1 | NR | 1.695% | OFFICIAL | 3BL24G26F6391DI100 | 30 | 3BL | INSTALLATION BLOC | 24G | IEC309 RANGE | 26F | IEC309 PLUGS/SOCK.O. | 1 | 15 | NR | 1441.15 | CCM | 264.134 | 233.845 | G | 8011564799691 | 8011564939387 | 8011564939387 | 85366990
GW62711H | CONNECTOR HP IP44 3P+N+E 16A 440÷460V11H | ZŁĄCZE HP IP44 3P+N+E 16A 440÷460V11H | 9 | 1 | NR | 8.85 | 1 | NR | 1.695% | OFFICIAL | 3BL24G26F6391DI100 | 30 | 3BL | INSTALLATION BLOC | 24G | IEC309 RANGE | 26F | IEC309 PLUGS/SOCK.O. | 1 | 15 | NR | 1441.15 | CCM | 264.134 | 233.845 | G | 8011564799714 | 8011564939400 | 8011564939400 | 85366990
GW62713H | CONNECTOR HP IP44 3P+N+E 16A 380/440V 3H | ZŁĄCZE HP IP44 3P+N+E 16A 380/440V 3H | 9 | 1 | NR | 8.85 | 1 | NR | 1.695% | OFFICIAL | 3BL24G26F6391DI100 | 30 | 3BL | INSTALLATION BLOC | 24G | IEC309 RANGE | 26F | IEC309 PLUGS/SOCK.O. | 1 | 15 | NR | 1441.15 | CCM | 264.134 | 233.845 | G | 8011564799738 | 8011564939424 | 8011564939424 | 85366990
GW60110 | IP67 90°STD.PLUG 3P+N+E 16A 230V 9H | WTYCZKA IP67 90° STD. 3P+N+E 16A 230V 9H | 18.1 | 1 | NR | 17.8 | 1 | NR | 1.685% | OFFICIAL | 3BL24G26F6331CG100 | 30 | 3BL | INSTALLATION BLOC | 24G | IEC309 RANGE | 26F | IEC309 PLUGS/SOCK.O. | 10 | 20 | NR | 1668.7 | CCM | 231.45 | 208.305 | G | 8011564009677 | 8011564317239 | 8011564317246 | 85366990
GW60218 | IP44 APPL.INLET 2P+E 32A 400V 9H | WTYCZKA PR.POD.IP44 2P+E 32A 400V 9H | 18.1 | 1 | NR | 17.8 | 1 | NR | 1.685% | OFFICIAL | 3BL24G26F6351CQ100 | 30 | 3BL | INSTALLATION BLOC | 24G | IEC309 RANGE | 26F | IEC309 PLUGS/SOCK.O. | 8 | 16 | NR | 2085.875 | CCM | 251.125 | 196.25 | G | 8011564010031 | 8011564317956 | 8011564317963 | 85366990
GW60423 | IP67 90°APPL.INLET 2P+E 16A 110V 4H | WTYCZKA PR.POD.90° IP67 2P+E 16A 110V 4H | 18.1 | 1 | NR | 17.8 | 1 | NR | 1.685% | OFFICIAL | 3BL24G26F6371D6100 | 30 | 3BL | INSTALLATION BLOC | 24G | IEC309 RANGE | 26F | IEC309 PLUGS/SOCK.O. | 10 | 20 | NR | 1668.7 | CCM | 215.3 | 167.35 | G | 8011564010567 | 8011564319011 | 8011564319028 | 85366990
GW62201FH | 10°FLUS.S.O. HP IP44 2P+E 16A 110V 4H FW | 10°PODT.GNIA HP IP44 2P+E 16A 110V4H FW | 9.05 | 1 | NR | 8.9 | 1 | NR | 1.685% | OFFICIAL | 3BL24G26F6431E6100 | 30 | 3BL | INSTALLATION BLOC | 24G | IEC309 RANGE | 26F | IEC309 PLUGS/SOCK.O. | 1 | 15 | NR | 1441.15 | CCM | 148.319 | 118.03 | G | 8011564798809 | 8011564938496 | 8011564938496 | 85366990
GW62208H | 10°FLUSH.S.O. HP IP44 2P+E 16A 400V 9H | 10°PODT.GNIA HP IP44 2P+E 16A 400V 9H | 9.05 | 1 | NR | 8.9 | 1 | NR | 1.685% | OFFICIAL | 3BL24G26F6431E6100 | 30 | 3BL | INSTALLATION BLOC | 24G | IEC309 RANGE | 26F | IEC309 PLUGS/SOCK.O. | 1 | 15 | NR | 1441.15 | CCM | 146.979 | 116.69 | G | 8011564798939 | 8011564938625 | 8011564938625 | 85366990
GW62219FH | 10°FLUSH.S.O.HP IP44 2P+E 32A 400V 9H FW | 10°PODT.GNIA.HP IP44 2P+E 32A 400V 9H FW | 18.1 | 1 | NR | 17.8 | 1 | NR | 1.685% | OFFICIAL | 3BL24G26F6431E8100 | 30 | 3BL | INSTALLATION BLOC | 24G | IEC309 RANGE | 26F | IEC309 PLUGS/SOCK.O. | 1 | 15 | NR | 1441.15 | CCM | 221.935 | 178.89 | G | 8011564799127 | 8011564938816 | 8011564938816 | 85366990
GW62419 | IP44 10°W.RECEPTACLE 3P+E 32A 400V 6H | 10°GNIAZ NATYN.IP44 3P+E 32A 400V 6H | 18.1 | 1 | NR | 17.8 | 1 | NR | 1.685% | OFFICIAL | 3BL24G26F6451EO100 | 30 | 3BL | INSTALLATION BLOC | 24G | IEC309 RANGE | 26F | IEC309 PLUGS/SOCK.O. | 1 | 16 | NR | 2358.125 | CCM | 402.125 | 344.62 | G | 8011564004955 | 8011564309913 | 8011564309913 | 85366990
GW62430 | IP67 10°W.RECEPTACLE 3P+E 16A 400V 6H | 10°GNIAZ NATYN.IP67 3P+E 16A 400V 6H | 18.1 | 1 | NR | 17.8 | 1 | NR | 1.685% | OFFICIAL | 3BL24G26F6451EQ100 | 30 | 3BL | INSTALLATION BLOC | 24G | IEC309 RANGE | 26F | IEC309 PLUGS/SOCK.O. | 1 | 40 | NR | 1898.75 | CCM | 340.575 | 288.12 | G | 8011564005464 | 8011564310872 | 8011564310872 | 85366990
GW62456 | IP44 10°W.RECEPTACLE 2P 16A 24V N.R. | 10°GNIAZ NATYN.IP44 2P 16A 24V N.R. | 18.1 | 1 | NR | 17.8 | 1 | NR | 1.685% | OFFICIAL | 3BL24G26F6451EW100 | 30 | 3BL | INSTALLATION BLOC | 24G | IEC309 RANGE | 26F | IEC309 PLUGS/SOCK.O. | 10 | 40 | NR | 1898.75 | CCM | 275.325 | 219.72 | G | 8011564008427 | 8011564314832 | 8011564314849 | 85366990
GW62488 | IP44 90°W.RECEPTACLE 2P+E 32A 230V 6H | 90°GNIAZ NATYN.IP44 2P+E 32A 230V 6H | 18.1 | 1 | NR | 17.8 | 1 | NR | 1.685% | OFFICIAL | 3BL24G26F6471F2100 | 30 | 3BL | INSTALLATION BLOC | 24G | IEC309 RANGE | 26F | IEC309 PLUGS/SOCK.O. | 1 | 16 | NR | 3598.438 | CCM | 456.688 | 411.019 | G | 8011564004719 | 8011564309432 | 8011564309432 | 85366990
GW63019H | CONNECTOR HP IP44 2P+E 63A 400V 9H | ZŁĄCZE HP IP44 2P+E 63A 400V 9H | 66.5 | 1 | NR | 65.4 | 1 | NR | 1.682% | OFFICIAL | 3BL24G26F6391DL100 | 30 | 3BL | INSTALLATION BLOC | 24G | IEC309 RANGE | 26F | IEC309 PLUGS/SOCK.O. | 1 | 4 | NR | 4773.75 | CCM | 832.165 | 708.729 | G | 8011564829428 | 8011564829428 | 8011564970335 | 85366990
GW60006H | PLUG HP IP44 3P+N+E 16A 230V 9H | WTYCZKA HP IP44 3P+N+E 16A 230V 9H | 6.1 | 1 | NR | 6 | 1 | NR | 1.667% | OFFICIAL | 3BL24G26F6311BW100 | 30 | 3BL | INSTALLATION BLOC | 24G | IEC309 RANGE | 26F | IEC309 PLUGS/SOCK.O. | 1 | 15 | NR | 1441.15 | CCM | 265.678 | 235.389 | G | 8011564796621 | 8011564936317 | 8011564936317 | 85366990
GW60267 | WATERTIGHT CAP FOR 32A 3P+N+E APPL.INLET | WODOSZ.OSŁONA,WTYCZKA PR.PROD.32A 3P+N+E | 3.05 | 1 | NR | 3 | 1 | NR | 1.667% | OFFICIAL | 3BL24G26F6381D0100 | 30 | 3BL | INSTALLATION BLOC | 24G | IEC309 RANGE | 26F | IEC309 PLUGS/SOCK.O. | 8 | 64 | NR | 846.563 | CCM | 74.438 | 66.994 | G | 8011564010987 | 8011564319776 | 8011564516175 | 85389099
GW62034FH | CONNECTOR HP IP67 2P+E 32A 110V 4H FW | ZŁĄCZE HP IP67 2P+E 32A 110V 4H FW | 30.5 | 1 | NR | 30 | 1 | NR | 1.667% | OFFICIAL | 3BL24G26F6391DO100 | 30 | 3BL | INSTALLATION BLOC | 24G | IEC309 RANGE | 26F | IEC309 PLUGS/SOCK.O. | 1 | 15 | NR | 2224.933 | CCM | 364.916 | 323.855 | G | 8011564798595 | 8011564938281 | 8011564938281 | 85366990
GW62434 | IP67 10°W.RECEPTACLE 2P+E 32A 110V 4H | 10°GNIAZ NATYN.IP67 2P+E 32A 110V 4H | 30.6 | 1 | NR | 30.1 | 1 | NR | 1.661% | OFFICIAL | 3BL24G26F6451ES100 | 30 | 3BL | INSTALLATION BLOC | 24G | IEC309 RANGE | 26F | IEC309 PLUGS/SOCK.O. | 1 | 16 | NR | 2358.125 | CCM | 431.438 | 388.294 | G | 8011564005587 | 8011564311114 | 8011564311114 | 85366990
GW60025FH | PLUG HP IP67 3P+N+E 16A 110V 4H FW | WTYCZKA HP IP67 3P+N+E 16A 110V 4H FW | 18.4 | 1 | NR | 18.1 | 1 | NR | 1.657% | OFFICIAL | 3BL24G26F6321C1100 | 30 | 3BL | INSTALLATION BLOC | 24G | IEC309 RANGE | 26F | IEC309 PLUGS/SOCK.O. | 1 | 15 | NR | 2224.933 | CCM | 276.238 | 235.177 | G | 8011564796959 | 8011564936645 | 8011564936645 | 85366990
GW62412 | IP44 10°W.RECEPTACLE 2P+E 32A 110V 4H | 10°GNIAZ NATYN.IP44 2P+E 32A 110V 4H | 18.4 | 1 | NR | 18.1 | 1 | NR | 1.657% | OFFICIAL | 3BL24G26F6451EO100 | 30 | 3BL | INSTALLATION BLOC | 24G | IEC309 RANGE | 26F | IEC309 PLUGS/SOCK.O. | 1 | 16 | NR | 2358.125 | CCM | 359.813 | 301.72 | G | 8011564004979 | 8011564309951 | 8011564309951 | 85366990
GW60084 | IP44 90°STD.PLUG 3P+N+E 16A 110V 4H | WTYCZKA IP44 90° STD. 3P+N+E 16A 110V 4H | 12.3 | 1 | NR | 12.1 | 1 | NR | 1.653% | OFFICIAL | 3BL24G26F6331CC100 | 30 | 3BL | INSTALLATION BLOC | 24G | IEC309 RANGE | 26F | IEC309 PLUGS/SOCK.O. | 10 | 20 | NR | 954.75 | CCM | 199.43 | 161.04 | G | 8011564009141 | 8011564316232 | 8011564316249 | 85366990
GW60087 | IP44 90°STD.PLUG 3P+N+E 16A 230V 9H | WTYCZKA IP44 90° STD. 3P+N+E 16A 230V 9H | 12.3 | 1 | NR | 12.1 | 1 | NR | 1.653% | OFFICIAL | 3BL24G26F6331CC100 | 30 | 3BL | INSTALLATION BLOC | 24G | IEC309 RANGE | 26F | IEC309 PLUGS/SOCK.O. | 10 | 20 | NR | 954.75 | CCM | 192.19 | 153.8 | G | 8011564009080 | 8011564316119 | 8011564316126 | 85366990
GW60092 | IP44 90°STD.PLUG 3P+N+E 16A 500V 7H | WTYCZKA IP44 90° STD. 3P+N+E 16A 500V 7H | 12.3 | 1 | NR | 12.1 | 1 | NR | 1.653% | OFFICIAL | 3BL24G26F6331CC100 | 30 | 3BL | INSTALLATION BLOC | 24G | IEC309 RANGE | 26F | IEC309 PLUGS/SOCK.O. | 10 | 20 | NR | 954.75 | CCM | 189.85 | 170.865 | G | 8011564009189 | 8011564316317 | 8011564316324 | 85366990
GW60096 | IP44 90°STD.PLUG 2P+E 32A 230V 6H | WTYCZKA IP44 90° STD. 2P+E 32A 230V 6H | 12.3 | 1 | NR | 12.1 | 1 | NR | 1.653% | OFFICIAL | 3BL24G26F6331CE100 | 30 | 3BL | INSTALLATION BLOC | 24G | IEC309 RANGE | 26F | IEC309 PLUGS/SOCK.O. | 8 | 16 | NR | 1335.938 | CCM | 235.063 | 211.556 | G | 8011564009196 | 8011564316331 | 8011564316348 | 85366990
GW60207 | IP44 APPL.INLET 2P+E 16A 400V 9H | WTYCZKA PR.POD.IP44 2P+E 16A 400V 9H | 12.3 | 1 | NR | 12.1 | 1 | NR | 1.653% | OFFICIAL | 3BL24G26F6351CO100 | 30 | 3BL | INSTALLATION BLOC | 24G | IEC309 RANGE | 26F | IEC309 PLUGS/SOCK.O. | 10 | 20 | NR | 1080.863 | CCM | 152.65 | 137.385 | G | 8011564009936 | 8011564317758 | 8011564317765 | 85366990
GW60410 | IP44 90°APPL.INLET 3P+E 16A 500V 7H | WTYCZKA PR.POD.90° IP44 3P+E 16A 500V 7H | 12.3 | 1 | NR | 12.1 | 1 | NR | 1.653% | OFFICIAL | 3BL24G26F6371D2100 | 30 | 3BL | INSTALLATION BLOC | 24G | IEC309 RANGE | 26F | IEC309 PLUGS/SOCK.O. | 10 | 20 | NR | 1068.75 | CCM | 189.1 | 155.71 | G | 8011564010390 | 8011564318670 | 8011564318687 | 85366990
GW62016H | CONNECTOR HP IP44 3P+E 32A 230V 9H | ZŁĄCZE HP IP44 3P+E 32A 230V 9H | 12.3 | 1 | NR | 12.1 | 1 | NR | 1.653% | OFFICIAL | 3BL24G26F6391DK100 | 30 | 3BL | INSTALLATION BLOC | 24G | IEC309 RANGE | 26F | IEC309 PLUGS/SOCK.O. | 1 | 15 | NR | 1441.15 | CCM | 336.007 | 305.715 | G | 8011564798281 | 8011564937970 | 8011564937970 | 85366990
GW62021H | CONNECTOR HP IP44 3P+E 32A 500V 7H | ZŁĄCZE HP IP44 3P+E 32A 500V 7H | 12.3 | 1 | NR | 12.1 | 1 | NR | 1.653% | OFFICIAL | 3BL24G26F6391DK100 | 30 | 3BL | INSTALLATION BLOC | 24G | IEC309 RANGE | 26F | IEC309 PLUGS/SOCK.O. | 1 | 15 | NR | 1441.15 | CCM | 307.807 | 277.515 | G | 8011564798373 | 8011564938069 | 8011564938069 | 85366990
GW62224H | 10°FLUSH.S.O. HP IP67 2P+E 16A 110V 4H | 10°PODT.GNIA HP IP67 2P+E 16A 110V 4H | 12.3 | 1 | NR | 12.1 | 1 | NR | 1.653% | OFFICIAL | 3BL24G26F6431EA100 | 30 | 3BL | INSTALLATION BLOC | 24G | IEC309 RANGE | 26F | IEC309 PLUGS/SOCK.O. | 1 | 25 | NR | 1334.96 | CCM | 169.173 | 144.514 | G | 8011564799219 | 8011564938908 | 8011564938908 | 85366990
GW62267 | IP44 10°P.RECEPTACLE 2P 16A 42V 12H | 10°GNIAZDO PODTYN.IP44 2P 16A 42V 12H | 12.3 | 1 | NR | 12.1 | 1 | NR | 1.653% | OFFICIAL | 3BL24G26F6431EI100 | 30 | 3BL | INSTALLATION BLOC | 24G | IEC309 RANGE | 26F | IEC309 PLUGS/SOCK.O. | 10 | 20 | NR | 954.75 | CCM | 148.9 | 134.01 | G | 8011564008267 | 8011564314511 | 8011564314528 | 85366990
GW62273 | IP44 10°P.RECEPTACLE 2P 16A CC 10H | 10°GNIAZDO PODTYN.IP44 2P 16A CC 10H | 12.3 | 1 | NR | 12.1 | 1 | NR | 1.653% | OFFICIAL | 3BL24G26F6431EI100 | 30 | 3BL | INSTALLATION BLOC | 24G | IEC309 RANGE | 26F | IEC309 PLUGS/SOCK.O. | 10 | 20 | NR | 954.75 | CCM | 148.8 | 133.92 | G | 8011564008281 | 8011564314559 | 8011564314566 | 85366990
GW62409 | IP44 10°W.RECEPTACLE 3P+N+T 16A 400V 6H | 10°GNIA.NATYN.IP44 3P+N+T 16A 400V 6H | 12.3 | 1 | NR | 12.1 | 1 | NR | 1.653% | OFFICIAL | 3BL24G26F6451EM100 | 30 | 3BL | INSTALLATION BLOC | 24G | IEC309 RANGE | 26F | IEC309 PLUGS/SOCK.O. | 1 | 40 | NR | 1898.75 | CCM | 303.95 | 273.555 | G | 8011564004863 | 8011564309739 | 8011564309739 | 85366990
GW62719H | CONNECTOR HP IP44 3P+E 32A 690V 5H | ZŁĄCZE HP IP44 3P+E 32A 690V 5H | 12.3 | 1 | NR | 12.1 | 1 | NR | 1.653% | OFFICIAL | 3BL24G26F6391DK100 | 30 | 3BL | INSTALLATION BLOC | 24G | IEC309 RANGE | 26F | IEC309 PLUGS/SOCK.O. | 1 | 15 | NR | 1441.15 | CCM | 308.787 | 278.495 | G | 8011564799790 | 8011564939486 | 8011564939486 | 85366990
GW62722H | CONNECTOR HP IP44 3P+E 32A >50V 10H | ZŁĄCZE HP IP44 3P+E 32A >50V 10H | 12.3 | 1 | NR | 12.1 | 1 | NR | 1.653% | OFFICIAL | 3BL24G26F6391DK100 | 30 | 3BL | INSTALLATION BLOC | 24G | IEC309 RANGE | 26F | IEC309 PLUGS/SOCK.O. | 1 | 15 | NR | 1441.15 | CCM | 308.787 | 278.495 | G | 8011564799820 | 8011564939516 | 8011564939516 | 85366990
GW62725H | CONNECTOR HP IP44 3P+E 32A >50V 2H | ZŁĄCZE HP IP44 3P+E 32A >50V 2H | 12.3 | 1 | NR | 12.1 | 1 | NR | 1.653% | OFFICIAL | 3BL24G26F6391DK100 | 30 | 3BL | INSTALLATION BLOC | 24G | IEC309 RANGE | 26F | IEC309 PLUGS/SOCK.O. | 1 | 15 | NR | 1441.15 | CCM | 308.787 | 278.495 | G | 8011564799851 | 8011564939547 | 8011564939547 | 85366990
GW62727H | CONNECTOR HP IP44 3P+E 32A 440÷460V 11H | ZŁĄCZE HP IP44 3P+E 32A 440÷460V 11H | 12.3 | 1 | NR | 12.1 | 1 | NR | 1.653% | OFFICIAL | 3BL24G26F6391DK100 | 30 | 3BL | INSTALLATION BLOC | 24G | IEC309 RANGE | 26F | IEC309 PLUGS/SOCK.O. | 1 | 15 | NR | 1441.15 | CCM | 308.787 | 278.495 | G | 8011564799875 | 8011564939561 | 8011564939561 | 85366990
GW62729H | CONNECTOR HP IP44 3P+E 32A 380/440V 3H | ZŁĄCZE HP IP44 3P+E 32A 380/440V 3H | 12.3 | 1 | NR | 12.1 | 1 | NR | 1.653% | OFFICIAL | 3BL24G26F6391DK100 | 30 | 3BL | INSTALLATION BLOC | 24G | IEC309 RANGE | 26F | IEC309 PLUGS/SOCK.O. | 1 | 15 | NR | 1441.15 | CCM | 308.787 | 278.495 | G | 8011564799899 | 8011564939585 | 8011564939585 | 85366990
GW62732H | CONNECTOR HP IP44 3P+E 32A TRASF.12H | ZŁĄCZE HP IP44 3P+E 32A TRASF.12H | 12.3 | 1 | NR | 12.1 | 1 | NR | 1.653% | OFFICIAL | 3BL24G26F6391DK100 | 30 | 3BL | INSTALLATION BLOC | 24G | IEC309 RANGE | 26F | IEC309 PLUGS/SOCK.O. | 1 | 15 | NR | 1441.15 | CCM | 308.787 | 278.495 | G | 8011564799929 | 8011564939615 | 8011564939615 | 85366990
GW62841H | 10°FLUSH.S.O. HP IP67 2P+E 16A >50V 2H | 10°PODT.GNIA HP IP67 2P+E 16A >50V 2H | 12.3 | 1 | NR | 12.1 | 1 | NR | 1.653% | OFFICIAL | 3BL24G26F6431EA100 | 30 | 3BL | INSTALLATION BLOC | 24G | IEC309 RANGE | 26F | IEC309 PLUGS/SOCK.O. | 1 | 15 | NR | 1441.15 | CCM | 173.767 | 143.481 | G | 8011564800687 | 8011564940376 | 8011564940376 | 85366990
GW62848H | 10°FLUSH.S.O. HP IP67 2P+E 16A TRASF.12H | 10°PODT.GNIA HP IP67 2P+E 16A TRASF.12H | 12.3 | 1 | NR | 12.1 | 1 | NR | 1.653% | OFFICIAL | 3BL24G26F6431EA100 | 30 | 3BL | INSTALLATION BLOC | 24G | IEC309 RANGE | 26F | IEC309 PLUGS/SOCK.O. | 1 | 15 | NR | 1441.15 | CCM | 173.777 | 143.491 | G | 8011564800755 | 8011564940444 | 8011564940444 | 85366990
GW60080 | IP44 STD.PLUG 3P 32A 24/42V 11H | WTYCZKA IP44 STD. 3P 32A 24/42V 11H | 12.4 | 1 | NR | 12.2 | 1 | NR | 1.639% | OFFICIAL | 3BL24G26F6311CA100 | 30 | 3BL | INSTALLATION BLOC | 24G | IEC309 RANGE | 26F | IEC309 PLUGS/SOCK.O. | 10 | 20 | NR | 740.35 | CCM | 157.15 | 131.07 | G | 8011564011168 | 8011564320130 | 8011564320147 | 85366990
GW62013H | CONNECTOR HP IP44 3P+E 32A 110V 4H | ZŁĄCZE HP IP44 3P+E 32A 110V 4H | 12.4 | 1 | NR | 12.2 | 1 | NR | 1.639% | OFFICIAL | 3BL24G26F6391DK100 | 30 | 3BL | INSTALLATION BLOC | 24G | IEC309 RANGE | 26F | IEC309 PLUGS/SOCK.O. | 1 | 15 | NR | 1441.15 | CCM | 336.007 | 305.715 | G | 8011564798229 | 8011564937918 | 8011564937918 | 85366990
GW62220H | 10°FLUSH.S.O. HP IP44 3P+E 32A 400V 6H | 10°PODT.GNIA HP IP44 3P+E 32A 400V 6H | 12.4 | 1 | NR | 12.2 | 1 | NR | 1.639% | OFFICIAL | 3BL24G26F6431E8100 | 30 | 3BL | INSTALLATION BLOC | 24G | IEC309 RANGE | 26F | IEC309 PLUGS/SOCK.O. | 1 | 15 | NR | 1441.15 | CCM | 228.027 | 193.095 | G | 8011564799158 | 8011564938847 | 8011564938847 | 85366990
GW60238 | IP67 APPL.INLET 3P+E 32A 230V 9H | WTYCZKA PR.POD.IP67 3P+E 32A 230V 9H | 24.9 | 1 | NR | 24.5 | 1 | NR | 1.633% | OFFICIAL | 3BL24G26F6351CU100 | 30 | 3BL | INSTALLATION BLOC | 24G | IEC309 RANGE | 26F | IEC309 PLUGS/SOCK.O. | 8 | 16 | NR | 2085.875 | CCM | 302.875 | 272.588 | G | 8011564010260 | 8011564318410 | 8011564318427 | 85366990
GW60243 | IP67 APPL.INLET 3P+E 32A 500V 7H | WTYCZKA PR.POD.IP67 3P+E 32A 500V 7H | 24.9 | 1 | NR | 24.5 | 1 | NR | 1.633% | OFFICIAL | 3BL24G26F6351CU100 | 30 | 3BL | INSTALLATION BLOC | 24G | IEC309 RANGE | 26F | IEC309 PLUGS/SOCK.O. | 8 | 16 | NR | 2085.875 | CCM | 325.08 | 254.32 | G | 8011564010277 | 8011564318434 | 8011564318441 | 85366990
GW60268 | IP67 APPL.INLET 3P+E 32A 380V 3H | WTYCZKA PR.POD.IP67 3P+E 32A 380V 3H | 24.9 | 1 | NR | 24.5 | 1 | NR | 1.633% | OFFICIAL | 3BL24G26F6351CU100 | 30 | 3BL | INSTALLATION BLOC | 24G | IEC309 RANGE | 26F | IEC309 PLUGS/SOCK.O. | 8 | 16 | NR | 2085.875 | CCM | 286.938 | 248.95 | G | 8011564025035 | 8011564336599 | 8011564336605 | 85366990
GW60434 | IP67 90°APPL.INLET 2P+E 32A 110V 4H | WTYCZKA PR.POD.90° IP67 2P+E 32A 110V 4H | 24.9 | 1 | NR | 24.5 | 1 | NR | 1.633% | OFFICIAL | 3BL24G26F6371D8100 | 30 | 3BL | INSTALLATION BLOC | 24G | IEC309 RANGE | 26F | IEC309 PLUGS/SOCK.O. | 8 | 16 | NR | 2394 | CCM | 338.75 | 304.875 | G | 8011564010666 | 8011564319219 | 8011564319226 | 85366990
GW62025FH | CONNECTOR HP IP67 3P+N+E 16A 110V 4H FW | ZŁĄCZE HP IP67 3P+N+E 16A 110V 4H FW | 24.9 | 1 | NR | 24.5 | 1 | NR | 1.633% | OFFICIAL | 3BL24G26F6401DN100 | 30 | 3BL | INSTALLATION BLOC | 24G | IEC309 RANGE | 26F | IEC309 PLUGS/SOCK.O. | 1 | 15 | NR | 2224.933 | CCM | 323.646 | 282.585 | G | 8011564798434 | 8011564938120 | 8011564938120 | 85366990
GW60001FH | PLUG HP IP44 2P+E 16A 110V 4H FW | WTYCZKA HP IP44 2P+E 16A 110V 4H FW | 6.25 | 1 | NR | 6.15 | 1 | NR | 1.626% | OFFICIAL | 3BL24G26F6321BX100 | 30 | 3BL | INSTALLATION BLOC | 24G | IEC309 RANGE | 26F | IEC309 PLUGS/SOCK.O. | 1 | 25 | NR | 1334.96 | CCM | 161.429 | 136.767 | G | 8011564796515 | 8011564936201 | 8011564936201 | 85366990
GW60038FH | PLUG HP IP67 3P+E 32A 230V 9H FW | WTYCZKA HP IP67 3P+E 32A 230V 9H FW | 25 | 1 | NR | 24.6 | 1 | NR | 1.626% | OFFICIAL | 3BL24G26F6311C2100 | 30 | 3BL | INSTALLATION BLOC | 24G | IEC309 RANGE | 26F | IEC309 PLUGS/SOCK.O. | 1 | 15 | NR | 2224.933 | CCM | 321.228 | 280.167 | G | 8011564797192 | 8011564936881 | 8011564936881 | 85366990
GW60042WH | PLUG HP IP67 3P+N+E 32A 400V 6H INVER. | WTYCZ. HP IP67 3P+N+E 32A 400V 6H IN.FAZ | 25 | 1 | NR | 24.6 | 1 | NR | 1.626% | OFFICIAL | 3BL24G26F6361CL100 | 30 | 3BL | INSTALLATION BLOC | 24G | IEC309 RANGE | 26F | IEC309 PLUGS/SOCK.O. | 1 | 15 | NR | 2224.933 | CCM | 362.718 | 316.147 | G | 8011564870505 | 8011564996410 | 8011564996410 | 85366990
GW62437 | IP67 10°W.RECEPTACLE 2P+E 32A 230V 6H | 10°GNIAZ NATYN.IP67 2P+E 32A 230V 6H | 25 | 1 | NR | 24.6 | 1 | NR | 1.626% | OFFICIAL | 3BL24G26F6451ES100 | 30 | 3BL | INSTALLATION BLOC | 24G | IEC309 RANGE | 26F | IEC309 PLUGS/SOCK.O. | 1 | 16 | NR | 2358.125 | CCM | 464.313 | 417.881 | G | 8011564005556 | 8011564311053 | 8011564311053 | 85366990
GW62505 | IP67 90°W.RECEPTACLE 3P+N+T 16A 400V 6H | 90°GNIAZ NATYN.IP67 3P+N+T 16A 400V 6H | 25 | 1 | NR | 24.6 | 1 | NR | 1.626% | OFFICIAL | 3BL24G26F6471F4100 | 30 | 3BL | INSTALLATION BLOC | 24G | IEC309 RANGE | 26F | IEC309 PLUGS/SOCK.O. | 1 | 20 | NR | 1915.2 | CCM | 425 | 378.69 | G | 8011564005099 | 8011564513365 | 8011564513365 | 85366990
GW62752H | CONNECTOR HP IP67 2P+E 32A 500V 7H | ZŁĄCZE HP IP67 2P+E 32A 500V 7H | 25 | 1 | NR | 24.6 | 1 | NR | 1.626% | OFFICIAL | 3BL24G26F6391DO100 | 30 | 3BL | INSTALLATION BLOC | 24G | IEC309 RANGE | 26F | IEC309 PLUGS/SOCK.O. | 1 | 15 | NR | 2224.933 | CCM | 366.266 | 325.205 | G | 8011564800120 | 8011564939813 | 8011564939813 | 85366990
GW62755H | CONNECTOR HP IP67 2P+E 32A >50V 10H | ZŁĄCZE HP IP67 2P+E 32A >50V 10H | 25 | 1 | NR | 24.6 | 1 | NR | 1.626% | OFFICIAL | 3BL24G26F6391DO100 | 30 | 3BL | INSTALLATION BLOC | 24G | IEC309 RANGE | 26F | IEC309 PLUGS/SOCK.O. | 1 | 15 | NR | 2224.933 | CCM | 366.266 | 325.205 | G | 8011564800151 | 8011564939844 | 8011564939844 | 85366990
GW62758H | CONNECTOR HP IP67 2P+E 32A >50V 2H | ZŁĄCZE HP IP67 2P+E 32A >50V 2H | 25 | 1 | NR | 24.6 | 1 | NR | 1.626% | OFFICIAL | 3BL24G26F6391DO100 | 30 | 3BL | INSTALLATION BLOC | 24G | IEC309 RANGE | 26F | IEC309 PLUGS/SOCK.O. | 1 | 15 | NR | 2224.933 | CCM | 366.266 | 325.205 | G | 8011564800182 | 8011564939875 | 8011564939875 | 85366990
GW62764H | CONNECTOR HP IP67 2P+E 32A TRASF.12H | ZŁĄCZE HP IP67 2P+E 32A TRASF.12H | 25 | 1 | NR | 24.6 | 1 | NR | 1.626% | OFFICIAL | 3BL24G26F6391DO100 | 30 | 3BL | INSTALLATION BLOC | 24G | IEC309 RANGE | 26F | IEC309 PLUGS/SOCK.O. | 1 | 15 | NR | 2224.933 | CCM | 366.266 | 325.205 | G | 8011564800243 | 8011564939936 | 8011564939936 | 85366990
GW62766H | CONNECTOR HP IP67 2P+E 32A >50÷250 Vcc3H | ZŁĄCZE HP IP67 2P+E 32A >50÷250 Vcc3H | 25 | 1 | NR | 24.6 | 1 | NR | 1.626% | OFFICIAL | 3BL24G26F6391DO100 | 30 | 3BL | INSTALLATION BLOC | 24G | IEC309 RANGE | 26F | IEC309 PLUGS/SOCK.O. | 1 | 15 | NR | 2224.933 | CCM | 366.266 | 325.205 | G | 8011564800267 | 8011564939950 | 8011564939950 | 85366990
GW62767H | CONNECTOR HP IP67 2P+E 32A >250Vcc 8H | ZŁĄCZE HP IP67 2P+E 32A >250Vcc 8H | 25 | 1 | NR | 24.6 | 1 | NR | 1.626% | OFFICIAL | 3BL24G26F6391DO100 | 30 | 3BL | INSTALLATION BLOC | 24G | IEC309 RANGE | 26F | IEC309 PLUGS/SOCK.O. | 1 | 15 | NR | 2224.933 | CCM | 366.266 | 325.205 | G | 8011564800274 | 8011564939967 | 8011564939967 | 85366990
GW60002FH | PLUG HP IP44 3P+E 16A 110V 4H FW | WTYCZKA HP IP44 3P+E 16A 110V 4H FW | 9.4 | 1 | NR | 9.25 | 1 | NR | 1.622% | OFFICIAL | 3BL24G26F6321BX100 | 30 | 3BL | INSTALLATION BLOC | 24G | IEC309 RANGE | 26F | IEC309 PLUGS/SOCK.O. | 1 | 15 | NR | 1441.15 | CCM | 193.649 | 163.36 | G | 8011564796539 | 8011564936225 | 8011564936225 | 85366990
GW60088 | IP44 90°STD.PLUG 2P+E 16A 400V 9H | WTYCZKA IP44 90° STD. 2P+E 16A 400V 9H | 9.4 | 1 | NR | 9.25 | 1 | NR | 1.622% | OFFICIAL | 3BL24G26F6331CC100 | 30 | 3BL | INSTALLATION BLOC | 24G | IEC309 RANGE | 26F | IEC309 PLUGS/SOCK.O. | 10 | 20 | NR | 740.35 | CCM | 131.4 | 118.26 | G | 8011564009158 | 8011564316256 | 8011564316263 | 85366990
GW60090 | IP44 90°STD.PLUG 3P+N+E 16A 400V 6H | WTYCZKA IP44 90° STD. 3P+N+E 16A 400V 6H | 9.4 | 1 | NR | 9.25 | 1 | NR | 1.622% | OFFICIAL | 3BL24G26F6331CC100 | 30 | 3BL | INSTALLATION BLOC | 24G | IEC309 RANGE | 26F | IEC309 PLUGS/SOCK.O. | 10 | 40 | NR | 895.9 | CCM | 183.6 | 159.24 | G | 8011564009110 | 8011564316171 | 8011564316188 | 85366990
GW60408 | IP44 90°APPL.INLET 3P+E 16A 400V 6H | WTYCZKA PR.POD.90° IP44 3P+E 16A 400V 6H | 9.4 | 1 | NR | 9.25 | 1 | NR | 1.622% | OFFICIAL | 3BL24G26F6371D2100 | 30 | 3BL | INSTALLATION BLOC | 24G | IEC309 RANGE | 26F | IEC309 PLUGS/SOCK.O. | 10 | 40 | NR | 1050 | CCM | 187.95 | 169.155 | G | 8011564010321 | 8011564318533 | 8011564318540 | 85366990
GW62512 | IP67 90°W.RECEPTACLE 3P+E 32A 230V 9H | 90°GNIAZ NATYN.IP67 3P+E 32A 230V 9H | 37.6 | 1 | NR | 37 | 1 | NR | 1.622% | OFFICIAL | 3BL24G26F6471F6100 | 30 | 3BL | INSTALLATION BLOC | 24G | IEC309 RANGE | 26F | IEC309 PLUGS/SOCK.O. | 1 | 16 | NR | 3598.438 | CCM | 506.25 | 427.87 | G | 8011564005242 | 8011564310490 | 8011564310490 | 85366990
GW60028FH | PLUG HP IP67 3P+N+E 16A 230V 9H FW | WTYCZKA HP IP67 3P+N+E 16A 230V 9H FW | 18.9 | 1 | NR | 18.6 | 1 | NR | 1.613% | OFFICIAL | 3BL24G26F6321C1100 | 30 | 3BL | INSTALLATION BLOC | 24G | IEC309 RANGE | 26F | IEC309 PLUGS/SOCK.O. | 1 | 15 | NR | 2224.933 | CCM | 276.238 | 235.177 | G | 8011564797017 | 8011564936706 | 8011564936706 | 85366990
GW60041FH | PLUG HP IP67 3P+E 32A 400V 6H FW | WTYCZKA HP IP67 3P+E 32A 400V6H FW | 18.9 | 1 | NR | 18.6 | 1 | NR | 1.613% | OFFICIAL | 3BL24G26F6311C2100 | 30 | 3BL | INSTALLATION BLOC | 24G | IEC309 RANGE | 26F | IEC309 PLUGS/SOCK.O. | 1 | 15 | NR | 2224.933 | CCM | 321.228 | 280.167 | G | 8011564797253 | 8011564936942 | 8011564936942 | 85366990
GW60072 | IP44 STD.PLUG 2P 16A 24/42V CC 10H | WTYCZKA IP44 STD. 2P 16A 24/42V CC 10H | 12.6 | 1 | NR | 12.4 | 1 | NR | 1.613% | OFFICIAL | 3BL24G26F6311C8100 | 30 | 3BL | INSTALLATION BLOC | 24G | IEC309 RANGE | 26F | IEC309 PLUGS/SOCK.O. | 10 | 20 | NR | 740.35 | CCM | 142.35 | 128.115 | G | 8011564011038 | 8011564319875 | 8011564319882 | 85366990
GW62042FH | CONNECTOR HP IP67 3P+N+E 32A 400V 6H FW | ZŁĄCZE HP IP67 3P+N+E 32A 400V 6H FW | 25.2 | 1 | NR | 24.8 | 1 | NR | 1.613% | OFFICIAL | 3BL24G26F6391DO100 | 30 | 3BL | INSTALLATION BLOC | 24G | IEC309 RANGE | 26F | IEC309 PLUGS/SOCK.O. | 1 | 15 | NR | 2224.933 | CCM | 422.246 | 381.185 | G | 8011564798755 | 8011564938441 | 8011564938441 | 85366990
GW62242H | 10°FLUSH.S.O. HP IP67 3P+E 32A 400V 6H | 10°PODT.GNIA HP IP67 3P+E 32A 400V 6H | 18.9 | 1 | NR | 18.6 | 1 | NR | 1.613% | OFFICIAL | 3BL24G26F6431EC100 | 30 | 3BL | INSTALLATION BLOC | 24G | IEC309 RANGE | 26F | IEC309 PLUGS/SOCK.O. | 1 | 15 | NR | 2224.933 | CCM | 288.412 | 245.055 | G | 8011564799554 | 8011564939240 | 8011564939240 | 85366990
GW62969H | 10°FLUSH.S.O.HP IP67 3P+E 125A 690V 5H | 10°GNIA.PODTYN.HP IP67 3P+E 125A 690V 5H | 126 | 1 | NR | 124 | 1 | NR | 1.613% | OFFICIAL | 3BL24G26F6431EG100 | 30 | 3BL | INSTALLATION BLOC | 24G | IEC309 RANGE | 26F | IEC309 PLUGS/SOCK.O. | 1 | 2 | NR | 8079.75 | CCM | 1.322 | 0.989 | KG | 8011564830035 | 8011564830035 | 8011564971011 | 85366990
GW62972H | 10°FLUSH.S.O.HP IP67 3P+E 125A >50V 10H | 10°GNIA.PODTY.HP IP67 2P+E 125A >50V 10H | 126 | 1 | NR | 124 | 1 | NR | 1.613% | OFFICIAL | 3BL24G26F6431EG100 | 30 | 3BL | INSTALLATION BLOC | 24G | IEC309 RANGE | 26F | IEC309 PLUGS/SOCK.O. | 1 | 2 | NR | 8079.75 | CCM | 1.322 | 0.989 | KG | 8011564830066 | 8011564830066 | 8011564971042 | 85366990
GW62975H | 10°FLUSH.S.O.HP IP67 3P+E 125A >50V 2H | 10°GNIA.PODTYN.HP IP67 3P+E 125A >50V 2H | 126 | 1 | NR | 124 | 1 | NR | 1.613% | OFFICIAL | 3BL24G26F6431EG100 | 30 | 3BL | INSTALLATION BLOC | 24G | IEC309 RANGE | 26F | IEC309 PLUGS/SOCK.O. | 1 | 2 | NR | 8079.75 | CCM | 1.322 | 0.989 | KG | 8011564830097 | 8011564830097 | 8011564971073 | 85366990
GW62977H | 10°FL.S.O.HP IP67 3P+E 125A 440÷460V11H | 10°GN.PODT.HP IP67 3P+E 125A 440÷460V11H | 126 | 1 | NR | 124 | 1 | NR | 1.613% | OFFICIAL | 3BL24G26F6431EG100 | 30 | 3BL | INSTALLATION BLOC | 24G | IEC309 RANGE | 26F | IEC309 PLUGS/SOCK.O. | 1 | 2 | NR | 8079.75 | CCM | 1.322 | 0.989 | KG | 8011564830110 | 8011564830110 | 8011564971097 | 85366990
GW60014H | PLUG HP IP44 3P+N+E 32A 110V 4H | WTYCZKA HP IP44 3P+N+E 32A 110V 4H | 9.5 | 1 | NR | 9.35 | 1 | NR | 1.604% | OFFICIAL | 3BL24G26F6311BY100 | 30 | 3BL | INSTALLATION BLOC | 24G | IEC309 RANGE | 26F | IEC309 PLUGS/SOCK.O. | 1 | 15 | NR | 1441.15 | CCM | 326.009 | 295.717 | G | 8011564796768 | 8011564936454 | 8011564936454 | 85366990
GW60016WH | PLUG HP IP44 3P+E 32A 230V 9H INVER. | WTYCZKA HP IP44 3P+E 32A 230V 9H IN.FAZ | 12.7 | 1 | NR | 12.5 | 1 | NR | 1.6% | OFFICIAL | 3BL24G26F6361CH100 | 30 | 3BL | INSTALLATION BLOC | 24G | IEC309 RANGE | 26F | IEC309 PLUGS/SOCK.O. | 1 | 15 | NR | 1441.15 | CCM | 309.788 | 274.367 | G | 8011564870550 | 8011564996465 | 8011564996465 | 85366990
GW60205 | IP44 APPL.INLET 3P+E 16A 230V 9H | WTYCZKA PR.POD.IP44 3P+E 16A 230V 9H | 12.7 | 1 | NR | 12.5 | 1 | NR | 1.6% | OFFICIAL | 3BL24G26F6351CO100 | 30 | 3BL | INSTALLATION BLOC | 24G | IEC309 RANGE | 26F | IEC309 PLUGS/SOCK.O. | 10 | 20 | NR | 1068.75 | CCM | 186.8 | 148.78 | G | 8011564009943 | 8011564317772 | 8011564317789 | 85366990
GW62474 | IP44 90°W.RECEPTACLE 2P+E 16A 110V 4H | 90°GNIAZ NATYN.IP44 2P+E 16A 110V 4H | 12.7 | 1 | NR | 12.5 | 1 | NR | 1.6% | OFFICIAL | 3BL24G26F6471F0100 | 30 | 3BL | INSTALLATION BLOC | 24G | IEC309 RANGE | 26F | IEC309 PLUGS/SOCK.O. | 1 | 20 | NR | 1915.2 | CCM | 330.5 | 297.45 | G | 8011564004641 | 8011564513303 | 8011564513303 | 85366990
GW60035H | PLUG HP IP67 3P+E 32A 110V 4H | WTYCZKA HP IP67 3P+E 32A 110V 4H | 19.1 | 1 | NR | 18.8 | 1 | NR | 1.596% | OFFICIAL | 3BL24G26F6311C2100 | 30 | 3BL | INSTALLATION BLOC | 24G | IEC309 RANGE | 26F | IEC309 PLUGS/SOCK.O. | 1 | 15 | NR | 2224.933 | CCM | 324.648 | 283.587 | G | 8011564797147 | 8011564936836 | 8011564936836 | 85366990
GW62458 | IP44 10°W.RECEPTACLE 2P 16A 42V 12H | 10°GNIAZ NATYN.IP44 2P 16A 42V 12H | 19.1 | 1 | NR | 18.8 | 1 | NR | 1.596% | OFFICIAL | 3BL24G26F6451EW100 | 30 | 3BL | INSTALLATION BLOC | 24G | IEC309 RANGE | 26F | IEC309 PLUGS/SOCK.O. | 10 | 20 | NR | 1886.5 | CCM | 284.4 | 220.67 | G | 8011564008441 | 8011564314870 | 8011564314887 | 85366990
GW62464 | IP44 10°W.RECEPTACLE 2P 16A CC 10H | 10°GNIAZ NATYN.IP44 2P 16A CC 10H | 19.1 | 1 | NR | 18.8 | 1 | NR | 1.596% | OFFICIAL | 3BL24G26F6451EW100 | 30 | 3BL | INSTALLATION BLOC | 24G | IEC309 RANGE | 26F | IEC309 PLUGS/SOCK.O. | 10 | 20 | NR | 1886.5 | CCM | 283.9 | 255.51 | G | 8011564008465 | 8011564314917 | 8011564314924 | 85366990
GW62465 | IP44 10°W.RECEPTACLE 2P 32A 24V N.R. | 10°GNIAZ NATYN.IP44 2P 32A 24V N.R. | 19.1 | 1 | NR | 18.8 | 1 | NR | 1.596% | OFFICIAL | 3BL24G26F6451EY100 | 30 | 3BL | INSTALLATION BLOC | 24G | IEC309 RANGE | 26F | IEC309 PLUGS/SOCK.O. | 10 | 20 | NR | 1886.5 | CCM | 284.15 | 220.04 | G | 8011564008519 | 8011564315013 | 8011564315020 | 85366990
GW62473 | IP44 10°W.RECEPTACLE 2P 32A CC 10H | 10°GNIAZ NATYN.IP44 2P 32A CC 10H | 19.1 | 1 | NR | 18.8 | 1 | NR | 1.596% | OFFICIAL | 3BL24G26F6451EY100 | 30 | 3BL | INSTALLATION BLOC | 24G | IEC309 RANGE | 26F | IEC309 PLUGS/SOCK.O. | 10 | 20 | NR | 1886.5 | CCM | 281 | 252.9 | G | 8011564008557 | 8011564315099 | 8011564315105 | 85366990
GW60109 | IP67 90°STD.PLUG 3P+E 16A 230V 9H | WTYCZKA IP67 90° STD. 3P+E 16A 230V 9H | 19.2 | 1 | NR | 18.9 | 1 | NR | 1.587% | OFFICIAL | 3BL24G26F6331CG100 | 30 | 3BL | INSTALLATION BLOC | 24G | IEC309 RANGE | 26F | IEC309 PLUGS/SOCK.O. | 10 | 20 | NR | 1068.75 | CCM | 186.4 | 150.78 | G | 8011564009752 | 8011564317390 | 8011564317406 | 85366990
GW62365 | IP67 10°P.RECEPTACLE 2P 16A 24V N.R | 10°GNIAZDO PODTYN.IP67 2P 16A 24V N.R | 19.2 | 1 | NR | 18.9 | 1 | NR | 1.587% | OFFICIAL | 3BL24G26F6431EL100 | 30 | 3BL | INSTALLATION BLOC | 24G | IEC309 RANGE | 26F | IEC309 PLUGS/SOCK.O. | 10 | 40 | NR | 895.9 | CCM | 153.375 | 138.038 | G | 8011564179363 | 8011564539013 | 8011564539020 | 85366990
GW62467 | IP44 10°W.RECEPTACLE 2P 32A 42V 12H | 10°GNIAZ NATYN.IP44 2P 32A 42V 12H | 19.2 | 1 | NR | 18.9 | 1 | NR | 1.587% | OFFICIAL | 3BL24G26F6451EY100 | 30 | 3BL | INSTALLATION BLOC | 24G | IEC309 RANGE | 26F | IEC309 PLUGS/SOCK.O. | 10 | 20 | NR | 1886.5 | CCM | 271.74 | 220.04 | G | 8011564008533 | 8011564315051 | 8011564315068 | 85366990
GW62037FH | CONNECTOR HP IP67 2P+E 32A 230V 6H FW | ZŁĄCZE HP IP67 2P+E 32A 230V 6H FW | 25.7 | 1 | NR | 25.3 | 1 | NR | 1.581% | OFFICIAL | 3BL24G26F6391DO100 | 30 | 3BL | INSTALLATION BLOC | 24G | IEC309 RANGE | 26F | IEC309 PLUGS/SOCK.O. | 1 | 15 | NR | 2224.933 | CCM | 364.916 | 323.855 | G | 8011564798656 | 8011564938342 | 8011564938342 | 85366990
GW62495 | IP44 90°W.RECEPTACLE 3P+N+T 32A 500V 7H | 90°GNIA.NATYN.IP44 3P+N+T 32A 500V 7H | 25.7 | 1 | NR | 25.3 | 1 | NR | 1.581% | OFFICIAL | 3BL24G26F6471F2100 | 30 | 3BL | INSTALLATION BLOC | 24G | IEC309 RANGE | 26F | IEC309 PLUGS/SOCK.O. | 1 | 16 | NR | 3598.438 | CCM | 470.25 | 423.225 | G | 8011564004825 | 8011564309654 | 8011564309654 | 85366990
GW62496 | IP67 90°W.RECEPTACLE 2P+E 16A 110V 4H | 90°GNIAZ NATYN.IP67 2P+E 16A 110V 4H | 25.7 | 1 | NR | 25.3 | 1 | NR | 1.581% | OFFICIAL | 3BL24G26F6471F4100 | 30 | 3BL | INSTALLATION BLOC | 24G | IEC309 RANGE | 26F | IEC309 PLUGS/SOCK.O. | 1 | 20 | NR | 1915.2 | CCM | 363.3 | 302.34 | G | 8011564005105 | 8011564310216 | 8011564310216 | 85366990
GW62487 | IP44 90°W.RECEPTACLE 3P+N+T 32A 110V 4H | 90°GNIA.NATYN.IP44 3P+N+T 32A 110V 4H | 25.8 | 1 | NR | 25.4 | 1 | NR | 1.575% | OFFICIAL | 3BL24G26F6471F2100 | 30 | 3BL | INSTALLATION BLOC | 24G | IEC309 RANGE | 26F | IEC309 PLUGS/SOCK.O. | 1 | 16 | NR | 3598.438 | CCM | 475.188 | 427.668 | G | 8011564004764 | 8011564309531 | 8011564309531 | 85366990
GW62543 | IP44 90°W.RECEPTACLE 3P 16A 24/42V 4H | 90°GNIAZ NATYN.IP44 3P 16A 24/42V 4H | 25.8 | 1 | NR | 25.4 | 1 | NR | 1.575% | OFFICIAL | 3BL24G26F6471FC100 | 30 | 3BL | INSTALLATION BLOC | 24G | IEC309 RANGE | 26F | IEC309 PLUGS/SOCK.O. | 10 | 20 | NR | 1915.2 | CCM | 340.35 | 296.26 | G | 8011564008663 | 8011564315310 | 8011564315327 | 85366990
GW62545 | IP44 90°W.RECEPTACLE 3P 16A 24/42V 11H | 90°GNIAZ NATYN.IP44 3P 16A 24/42V 11H | 25.8 | 1 | NR | 25.4 | 1 | NR | 1.575% | OFFICIAL | 3BL24G26F6471FC100 | 30 | 3BL | INSTALLATION BLOC | 24G | IEC309 RANGE | 26F | IEC309 PLUGS/SOCK.O. | 10 | 20 | NR | 1915.2 | CCM | 349.95 | 314.955 | G | 8011564008687 | 8011564315358 | 8011564315365 | 85366990
GW62552 | IP44 90°W.RECEPTACLE 3P 32A 24/42V 4H | 90°GNIAZ NATYN.IP44 3P 32A 24/42V 4H | 25.8 | 1 | NR | 25.4 | 1 | NR | 1.575% | OFFICIAL | 3BL24G26F6471FE100 | 30 | 3BL | INSTALLATION BLOC | 24G | IEC309 RANGE | 26F | IEC309 PLUGS/SOCK.O. | 10 | 20 | NR | 1915.2 | CCM | 335.75 | 302.175 | G | 8011564008755 | 8011564315495 | 8011564315501 | 85366990
GW62554 | IP44 90°W.RECEPTACLE 3P 32A 24/42V 11H | 90°GNIAZ NATYN.IP44 3P 32A 24/42V 11H | 25.8 | 1 | NR | 25.4 | 1 | NR | 1.575% | OFFICIAL | 3BL24G26F6471FE100 | 30 | 3BL | INSTALLATION BLOC | 24G | IEC309 RANGE | 26F | IEC309 PLUGS/SOCK.O. | 10 | 20 | NR | 1915.2 | CCM | 340.15 | 296.91 | G | 8011564008779 | 8011564315532 | 8011564315549 | 85366990
GW60460 | IP67 90°APPL.INLET 3P+E 125A 400V 6H | WTYCZKA PR.POD.90° IP67 3P+E 125A 400V 6H | 131 | 1 | NR | 129 | 1 | NR | 1.55% | OFFICIAL | 3BL24G26F6371DC100 | 30 | 3BL | INSTALLATION BLOC | 24G | IEC309 RANGE | 26F | IEC309 PLUGS/SOCK.O. | 1 | 2 | NR | 10687.5 | CCM | 1.723 | 1.551 | KG | 8011564010826 | 8011564010826 | 8011564319530 | 85366990
GW62261PH | 10°FLUS.S.O.HP IP67 3P+E 125A 400V 6H PC | 10°PODT.GNIA.HP IP67 3P+E 125A 400V6H PC | 131 | 1 | NR | 129 | 1 | NR | 1.55% | OFFICIAL | 3BL24G26F6431EG100 | 30 | 3BL | INSTALLATION BLOC | 24G | IEC309 RANGE | 26F | IEC309 PLUGS/SOCK.O. | 1 | 2 | NR | 8079.75 | CCM | 1.53 | 1.198 | KG | 8011564828612 | 8011564828612 | 8011564969599 | 85366990
GW62404 | IP44 10°W.RECEPTACLE 2P+E 16A 230V 6H | 10°GNIAZ NATYN.IP44 2P+E 16A 230V 6H | 13.1 | 1 | NR | 12.9 | 1 | NR | 1.55% | OFFICIAL | 3BL24G26F6451EM100 | 30 | 3BL | INSTALLATION BLOC | 24G | IEC309 RANGE | 26F | IEC309 PLUGS/SOCK.O. | 1 | 40 | NR | 1898.75 | CCM | 274.8 | 247.32 | G | 8011564004849 | 8011564309692 | 8011564309692 | 85366990
GW60003H | PLUG HP IP44 3P+N+E 16A 110V 4H | WTYCZKA HP IP44 3P+N+E 16A 110V 4H | 6.6 | 1 | NR | 6.5 | 1 | NR | 1.538% | OFFICIAL | 3BL24G26F6311BW100 | 30 | 3BL | INSTALLATION BLOC | 24G | IEC309 RANGE | 26F | IEC309 PLUGS/SOCK.O. | 1 | 15 | NR | 1441.15 | CCM | 265.678 | 235.389 | G | 8011564796560 | 8011564936256 | 8011564936256 | 85366990
GW60005WH | PLUG HP IP44 3P+E 16A 230V 9H INVER. | WTYCZKA HP IP44 3P+E 16A 230V 9H IN.FAZ | 6.6 | 1 | NR | 6.5 | 1 | NR | 1.538% | OFFICIAL | 3BL24G26F6361CF100 | 30 | 3BL | INSTALLATION BLOC | 24G | IEC309 RANGE | 26F | IEC309 PLUGS/SOCK.O. | 1 | 15 | NR | 1441.15 | CCM | 214.719 | 179.298 | G | 8011564870512 | 8011564996427 | 8011564996427 | 85366990
GW60011H | PLUG HP IP44 3P+N+E 16A 500V 7H | WTYCZKA HP IP44 3P+N+E 16A 500V 7H | 6.6 | 1 | NR | 6.5 | 1 | NR | 1.538% | OFFICIAL | 3BL24G26F6311BW100 | 30 | 3BL | INSTALLATION BLOC | 24G | IEC309 RANGE | 26F | IEC309 PLUGS/SOCK.O. | 1 | 15 | NR | 1441.15 | CCM | 265.678 | 235.389 | G | 8011564796706 | 8011564936393 | 8011564936393 | 85366990
GW60015H | PLUG HP IP44 2P+E 32A 230V 6H | WTYCZKA HP IP44 2P+E 32A 230V 6H | 6.6 | 1 | NR | 6.5 | 1 | NR | 1.538% | OFFICIAL | 3BL24G26F6311BY100 | 30 | 3BL | INSTALLATION BLOC | 24G | IEC309 RANGE | 26F | IEC309 PLUGS/SOCK.O. | 1 | 25 | NR | 1334.96 | CCM | 260.786 | 236.121 | G | 8011564796782 | 8011564936478 | 8011564936478 | 85366990
GW60703H | PLUG HP IP44 3P+N+E 16A 690V 5H | WTYCZKA HP IP44 3P+N+E 16A 690V 5H | 6.6 | 1 | NR | 6.5 | 1 | NR | 1.538% | OFFICIAL | 3BL24G26F6311BW100 | 30 | 3BL | INSTALLATION BLOC | 24G | IEC309 RANGE | 26F | IEC309 PLUGS/SOCK.O. | 1 | 15 | NR | 1441.15 | CCM | 265.678 | 235.389 | G | 8011564797345 | 8011564937031 | 8011564937031 | 85366990
GW60706H | PLUG HP IP44 3P+N+E 16A >50V 10H | WTYCZKA HP IP44 3P+N+E 16A >50V 10H | 6.6 | 1 | NR | 6.5 | 1 | NR | 1.538% | OFFICIAL | 3BL24G26F6311BW100 | 30 | 3BL | INSTALLATION BLOC | 24G | IEC309 RANGE | 26F | IEC309 PLUGS/SOCK.O. | 1 | 15 | NR | 1441.15 | CCM | 265.676 | 235.387 | G | 8011564797376 | 8011564937062 | 8011564937062 | 85366990
GW60709H | PLUG HP IP44 3P+N+E 16A >50V2H | WTYCZKA HP IP44 3P+N+E 16A >50V2H | 6.6 | 1 | NR | 6.5 | 1 | NR | 1.538% | OFFICIAL | 3BL24G26F6311BW100 | 30 | 3BL | INSTALLATION BLOC | 24G | IEC309 RANGE | 26F | IEC309 PLUGS/SOCK.O. | 1 | 15 | NR | 1441.15 | CCM | 265.676 | 235.387 | G | 8011564797406 | 8011564937093 | 8011564937093 | 85366990
GW60711H | PLUG HP IP44 3P+N+E 16A 440÷460V 11H | WTYCZKA HP IP44 3P+N+E 16A 440÷460V 11H | 6.6 | 1 | NR | 6.5 | 1 | NR | 1.538% | OFFICIAL | 3BL24G26F6311BW100 | 30 | 3BL | INSTALLATION BLOC | 24G | IEC309 RANGE | 26F | IEC309 PLUGS/SOCK.O. | 1 | 15 | NR | 1441.15 | CCM | 265.678 | 235.389 | G | 8011564797420 | 8011564937116 | 8011564937116 | 85366990
GW60713H | PLUG HP IP44 3P+N+E 16A 380/440V 3H | WTYCZKA HP IP44 3P+N+E 16A 380/440V 3H | 6.6 | 1 | NR | 6.5 | 1 | NR | 1.538% | OFFICIAL | 3BL24G26F6311BW100 | 30 | 3BL | INSTALLATION BLOC | 24G | IEC309 RANGE | 26F | IEC309 PLUGS/SOCK.O. | 1 | 15 | NR | 1441.15 | CCM | 265.678 | 235.389 | G | 8011564797444 | 8011564937130 | 8011564937130 | 85366990
GW62005H | CONNECTOR HP IP44 3P+E 16A 230V 9H | ZŁĄCZE HP IP44 3P+E 16A 230V 9H | 6.6 | 1 | NR | 6.5 | 1 | NR | 1.538% | OFFICIAL | 3BL24G26F6391DI100 | 30 | 3BL | INSTALLATION BLOC | 24G | IEC309 RANGE | 26F | IEC309 PLUGS/SOCK.O. | 1 | 15 | NR | 1441.15 | CCM | 203.144 | 172.855 | G | 8011564798083 | 8011564937772 | 8011564937772 | 85366990
GW62481 | IP44 90°W.RECEPTACLE 3P+E 16A 400V 6H | 90°GNIAZ NATYN.IP44 3P+E 16A 400V 6H | 6.6 | 1 | NR | 6.5 | 1 | NR | 1.538% | OFFICIAL | 3BL24G26F6471F0100 | 30 | 3BL | INSTALLATION BLOC | 24G | IEC309 RANGE | 26F | IEC309 PLUGS/SOCK.O. | 1 | 20 | NR | 1915.2 | CCM | 334.75 | 301.275 | G | 8011564004627 | 8011564513327 | 8011564513327 | 85366990
GW60456 | IP67 90°APPL.INLET 3P+E 125A 110V 4H | WTYCZKA PR.POD.90° IP67 3P+E 125A 110V 4H | 132 | 1 | NR | 130 | 1 | NR | 1.538% | OFFICIAL | 3BL24G26F6371DC100 | 30 | 3BL | INSTALLATION BLOC | 24G | IEC309 RANGE | 26F | IEC309 PLUGS/SOCK.O. | 1 | 2 | NR | 10687.5 | CCM | 1.748 | 1.573 | KG | 8011564010840 | 8011564010840 | 8011564319554 | 85366990
GW62556 | IP67 10°W.RECEPTACLE 3P+E 32A 380V 3H | 10°GNIAZ NATYN IP67 3P+E 32A 380V 3H | 33.1 | 1 | NR | 32.6 | 1 | NR | 1.534% | OFFICIAL | 3BL24G26F6451ES100 | 30 | 3BL | INSTALLATION BLOC | 24G | IEC309 RANGE | 26F | IEC309 PLUGS/SOCK.O. | 1 | 16 | NR | 2358.125 | CCM | 447.813 | 403.031 | G | 8011564025080 | 8011564336704 | 8011564336704 | 85366990
GW60020FH | PLUG HP IP44 3P+N+E 32A 400V 6H FW | WTYCZKA HP IP44 3P+N+E 32A 400V 6H FW | 9.95 | 1 | NR | 9.8 | 1 | NR | 1.531% | OFFICIAL | 3BL24G26F6311BY100 | 30 | 3BL | INSTALLATION BLOC | 24G | IEC309 RANGE | 26F | IEC309 PLUGS/SOCK.O. | 1 | 15 | NR | 1441.15 | CCM | 319.759 | 289.467 | G | 8011564796874 | 8011564936560 | 8011564936560 | 85366990
GW60213 | IP44 APPL.INLET 3P+E 32A 110V 4H | WTYCZKA PR.POD.IP44 3P+E 32A 110V 4H | 19.9 | 1 | NR | 19.6 | 1 | NR | 1.531% | OFFICIAL | 3BL24G26F6351CQ100 | 30 | 3BL | INSTALLATION BLOC | 24G | IEC309 RANGE | 26F | IEC309 PLUGS/SOCK.O. | 8 | 16 | NR | 2085.875 | CCM | 275.563 | 248.006 | G | 8011564010017 | 8011564317918 | 8011564317925 | 85366990
GW62431 | IP67 10°W.RECEPTACLE 3P+N+T 16A 400V 6H | 10°GNIAZ NATYN.IP67 3P+N+T 16A 400V 6H | 19.9 | 1 | NR | 19.6 | 1 | NR | 1.531% | OFFICIAL | 3BL24G26F6451EQ100 | 30 | 3BL | INSTALLATION BLOC | 24G | IEC309 RANGE | 26F | IEC309 PLUGS/SOCK.O. | 1 | 40 | NR | 1898.75 | CCM | 360 | 332.5 | G | 8011564005471 | 8011564310896 | 8011564310896 | 85366990
GW60464 | IP44 90°APPL.INLET 2P 16A 24V N.R. | WTYCZKA PR.POD.IP44 90° 2P 16A 24V N.R. | 13.3 | 1 | NR | 13.1 | 1 | NR | 1.527% | OFFICIAL | 3BL24G26F6371DE100 | 30 | 3BL | INSTALLATION BLOC | 24G | IEC309 RANGE | 26F | IEC309 PLUGS/SOCK.O. | 10 | 40 | NR | 895.9 | CCM | 157.775 | 130.88 | G | 8011564011533 | 8011564320871 | 8011564320888 | 85366990
GW60466 | IP44 90°APPL.INLET 2P 16A 42V 12H | WTYCZKA PR.POD.IP44 90° 2P 16A 42V 12H | 13.3 | 1 | NR | 13.1 | 1 | NR | 1.527% | OFFICIAL | 3BL24G26F6371DE100 | 30 | 3BL | INSTALLATION BLOC | 24G | IEC309 RANGE | 26F | IEC309 PLUGS/SOCK.O. | 10 | 20 | NR | 954.75 | CCM | 155.4 | 130.88 | G | 8011564011557 | 8011564320918 | 8011564320925 | 85366990
GW60475 | IP44 90°APPL.INLET 2P 32A 42V 12H | WTYCZKA PR.POD.IP44 90° 2P 32A 42V 12H | 13.3 | 1 | NR | 13.1 | 1 | NR | 1.527% | OFFICIAL | 3BL24G26F6371DG100 | 30 | 3BL | INSTALLATION BLOC | 24G | IEC309 RANGE | 26F | IEC309 PLUGS/SOCK.O. | 10 | 20 | NR | 954.75 | CCM | 155.55 | 130.88 | G | 8011564011649 | 8011564321090 | 8011564321106 | 85366990
GW60481 | IP44 90°APPL.INLET 2P 32A CC 24/42V 10H | WTYCZKA PR.POD.IP44 90° 2P 32A CC 24/42V 10H | 13.3 | 1 | NR | 13.1 | 1 | NR | 1.527% | OFFICIAL | 3BL24G26F6371DG100 | 30 | 3BL | INSTALLATION BLOC | 24G | IEC309 RANGE | 26F | IEC309 PLUGS/SOCK.O. | 10 | 20 | NR | 954.75 | CCM | 157.8 | 131 | G | 8011564011663 | 8011564321137 | 8011564321144 | 85366990
GW62262H | 10°FLUSH.S.O.HP IP67 3P+N+E 125A 400V 6H | 10°PODT.GNIA.HP IP67 3P+N+E 125A 400V 6H | 133 | 1 | NR | 131 | 1 | NR | 1.527% | OFFICIAL | 3BL24G26F6431EG100 | 30 | 3BL | INSTALLATION BLOC | 24G | IEC309 RANGE | 26F | IEC309 PLUGS/SOCK.O. | 1 | 2 | NR | 8079.75 | CCM | 1.478 | 1.145 | KG | 8011564829992 | 8011564829992 | 8011564970977 | 85366990
GW62263PH | PR.INC.10° HP IP67 3P+T 125A 500V 7H CP | #N/A | 133 | 1 | NR | 131 | 1 | NR | 1.527% | OFFICIAL | 3BL24G26F6431EG100 | 30 | 3BL | INSTALLATION BLOC | 24G | IEC309 RANGE | 26F | IEC309 PLUGS/SOCK.O. | 1 | 2 | NR | 8079.75 | CCM | 1.531 | 1.199 | KG
GW62407 | IP44 10°W.RECEPTACLE 2P+E 16A 400V 9H | 10°GNIAZ NATYN.IP44 2P+E 16A 400V 9H | 13.3 | 1 | NR | 13.1 | 1 | NR | 1.527% | OFFICIAL | 3BL24G26F6451EM100 | 30 | 3BL | INSTALLATION BLOC | 24G | IEC309 RANGE | 26F | IEC309 PLUGS/SOCK.O. | 1 | 20 | NR | 1886.5 | CCM | 275 | 247.5 | G | 8011564004900 | 8011564309814 | 8011564309814 | 85366990
GW60041H | PLUG HP IP67 3P+E 32A 400V 6H | WTYCZKA HP IP67 3P+E 32A 400V 6H | 20 | 1 | NR | 19.7 | 1 | NR | 1.523% | OFFICIAL | 3BL24G26F6311C2100 | 30 | 3BL | INSTALLATION BLOC | 24G | IEC309 RANGE | 26F | IEC309 PLUGS/SOCK.O. | 1 | 15 | NR | 2224.933 | CCM | 324.648 | 283.587 | G | 8011564797260 | 8011564936959 | 8011564936959 | 85366990
GW62262PH | 10°FL.S.O.HP IP67 3P+N+E 125A 400V6H PC | 10°PODT.GN.HP IP67 3P+N+E 125A 400V6H PC | 134 | 1 | NR | 132 | 1 | NR | 1.515% | OFFICIAL | 3BL24G26F6431EG100 | 30 | 3BL | INSTALLATION BLOC | 24G | IEC309 RANGE | 26F | IEC309 PLUGS/SOCK.O. | 1 | 2 | NR | 8079.75 | CCM | 1.686 | 1.354 | KG | 8011564828629 | 8011564828629 | 8011564969605 | 85366990
GW60467 | IP44 90°APPL.INLET 3P 16A 42V 12H | WTYCZKA PR.POD.IP44 90° 3P 16A 42V 12H | 13.5 | 1 | NR | 13.3 | 1 | NR | 1.504% | OFFICIAL | 3BL24G26F6371DE100 | 30 | 3BL | INSTALLATION BLOC | 24G | IEC309 RANGE | 26F | IEC309 PLUGS/SOCK.O. | 10 | 20 | NR | 954.75 | CCM | 178.55 | 160.695 | G | 8011564011564 | 8011564320932 | 8011564320949 | 85366990
GW62061H | CONNECTOR HP IP67 3P+N+E 125A 400V 6H | ZŁĄCZE HP IP67 3P+N+E 125A 400V 6H | 141 | 1 | NR | 139 | 1 | NR | 1.439% | OFFICIAL | 3BL24G26F6391DS100 | 30 | 3BL | INSTALLATION BLOC | 24G | IEC309 RANGE | 26F | IEC309 PLUGS/SOCK.O. | 1 | 2 | NR | 10687.5 | CCM | 1.943 | 1.561 | KG | 8011564828773 | 8011564828773 | 8011564970755 | 85366990
GW60013FH | PLUG HP IP44 3P+E 32A 110V 4H FW | WTYCZKA HP IP44 3P+E 32A 110V 4H FW | 14.2 | 1 | NR | 14 | 1 | NR | 1.429% | OFFICIAL | 3BL24G26F6311BY100 | 30 | 3BL | INSTALLATION BLOC | 24G | IEC309 RANGE | 26F | IEC309 PLUGS/SOCK.O. | 1 | 15 | NR | 1441.15 | CCM | 283.679 | 253.387 | G | 8011564796737 | 8011564936423 | 8011564936423 | 85366990
GW60016FH | PLUG HP IP44 3P+E 32A 230V 9H FW | WTYCZKA HP IP44 3P+E 32A 230V 9H FW | 14.2 | 1 | NR | 14 | 1 | NR | 1.429% | OFFICIAL | 3BL24G26F6311BY100 | 30 | 3BL | INSTALLATION BLOC | 24G | IEC309 RANGE | 26F | IEC309 PLUGS/SOCK.O. | 1 | 15 | NR | 1441.15 | CCM | 283.679 | 253.387 | G | 8011564796799 | 8011564936485 | 8011564936485 | 85366990
GW60018FH | PLUG HP IP44 2P+E 32A 400V 9H FW | WTYCZKA HP IP44 2P+E 32A 400V 9H FW | 14.2 | 1 | NR | 14 | 1 | NR | 1.429% | OFFICIAL | 3BL24G26F6311BY100 | 30 | 3BL | INSTALLATION BLOC | 24G | IEC309 RANGE | 26F | IEC309 PLUGS/SOCK.O. | 1 | 15 | NR | 1441.15 | CCM | 265.619 | 235.327 | G | 8011564796836 | 8011564936522 | 8011564936522 | 85366990
GW62818H | 10°FLUSH.S.O. HP IP44 2P+E 32A 500V 7H | 10°PODT.GNIA HP IP44 2P+E 32A 500V 7H | 14.2 | 1 | NR | 14 | 1 | NR | 1.429% | OFFICIAL | 3BL24G26F6431E8100 | 30 | 3BL | INSTALLATION BLOC | 24G | IEC309 RANGE | 26F | IEC309 PLUGS/SOCK.O. | 1 | 15 | NR | 1441.15 | CCM | 209.524 | 179.26 | G | 8011564800458 | 8011564940147 | 8011564940147 | 85366990
GW62824H | 10°FLUSH.S.O. HP IP44 2P+E 32A >50V 2H | 10°PODT.GNIA HP IP44 2P+E 32A >50V 2H | 14.2 | 1 | NR | 14 | 1 | NR | 1.429% | OFFICIAL | 3BL24G26F6431E8100 | 30 | 3BL | INSTALLATION BLOC | 24G | IEC309 RANGE | 26F | IEC309 PLUGS/SOCK.O. | 1 | 15 | NR | 1441.15 | CCM | 209.524 | 179.26 | G | 8011564800519 | 8011564940208 | 8011564940208 | 85366990
GW62831H | 10°FLUSH.S.O. HP IP44 2P+E 32A TRASF.12H | 10°PODT.GNIA HP IP44 2P+E 32A TRASF.12H | 14.2 | 1 | NR | 14 | 1 | NR | 1.429% | OFFICIAL | 3BL24G26F6431E8100 | 30 | 3BL | INSTALLATION BLOC | 24G | IEC309 RANGE | 26F | IEC309 PLUGS/SOCK.O. | 1 | 15 | NR | 1441.15 | CCM | 209.524 | 179.26 | G | 8011564800588 | 8011564940277 | 8011564940277 | 85366990
GW62833H | 10°FL.S.O. HP IP44 2P+E 32A >50÷250Vcc3H | 10°PODT.GN HP IP44 2P+E 32A >50÷250Vcc3H | 14.2 | 1 | NR | 14 | 1 | NR | 1.429% | OFFICIAL | 3BL24G26F6431E8100 | 30 | 3BL | INSTALLATION BLOC | 24G | IEC309 RANGE | 26F | IEC309 PLUGS/SOCK.O. | 1 | 15 | NR | 1441.15 | CCM | 209.524 | 179.26 | G | 8011564800601 | 8011564940291 | 8011564940291 | 85366990
GW60023FH | PLUG HP IP67 2P+E 16A 110V 4H FW | WTYCZKA HP IP67 2P+E 16A 110V 4H FW | 14.3 | 1 | NR | 14.1 | 1 | NR | 1.418% | OFFICIAL | 3BL24G26F6321C1100 | 30 | 3BL | INSTALLATION BLOC | 24G | IEC309 RANGE | 26F | IEC309 PLUGS/SOCK.O. | 1 | 15 | NR | 1441.15 | CCM | 182.442 | 152.15 | G | 8011564796911 | 8011564936607 | 8011564936607 | 85366990
GW60202 | IP44 APPL.INLET 3P+E 16A 110V 4H | WTYCZKA PR.POD.IP44 3P+E 16A 110V 4H | 14.3 | 1 | NR | 14.1 | 1 | NR | 1.418% | OFFICIAL | 3BL24G26F6351CO100 | 30 | 3BL | INSTALLATION BLOC | 24G | IEC309 RANGE | 26F | IEC309 PLUGS/SOCK.O. | 10 | 20 | NR | 1068.75 | CCM | 180.25 | 162.225 | G | 8011564009912 | 8011564317710 | 8011564317727 | 85366990
GW62022H | CONNECTOR HP IP44 3P+N+E 32A 500V 7H | ZŁĄCZE HP IP44 3P+N+E 32A 500V 7H | 14.3 | 1 | NR | 14.1 | 1 | NR | 1.418% | OFFICIAL | 3BL24G26F6391DK100 | 30 | 3BL | INSTALLATION BLOC | 24G | IEC309 RANGE | 26F | IEC309 PLUGS/SOCK.O. | 1 | 15 | NR | 2224.933 | CCM | 355.854 | 314.765 | G | 8011564798380 | 8011564938076 | 8011564938076 | 85366990
GW62203FH | 10°FL.S.O. HP IP44 3P+N+E 16A 110V 4H FW | 10°PODT.GN HP IP44 3P+N+E 16A 110V4H FW | 14.3 | 1 | NR | 14.1 | 1 | NR | 1.418% | OFFICIAL | 3BL24G26F6431E6100 | 30 | 3BL | INSTALLATION BLOC | 24G | IEC309 RANGE | 26F | IEC309 PLUGS/SOCK.O. | 1 | 15 | NR | 1441.15 | CCM | 183.469 | 153.18 | G | 8011564798847 | 8011564938533 | 8011564938533 | 85366990
GW62207FH | 10°FL.S.O. HP IP44 3P+N+E 16A 230V 9H FW | 10°PODT.GN HP IP44 3P+N+E 16A 230V9H FW | 14.3 | 1 | NR | 14.1 | 1 | NR | 1.418% | OFFICIAL | 3BL24G26F6431E6100 | 30 | 3BL | INSTALLATION BLOC | 24G | IEC309 RANGE | 26F | IEC309 PLUGS/SOCK.O. | 1 | 15 | NR | 1441.15 | CCM | 183.469 | 153.18 | G | 8011564798908 | 8011564938595 | 8011564938595 | 85366990
GW62268 | IP44 10°P.RECEPTACLE 3P 16A 42V 12H | 10°GNIAZDO PODTYN.IP44 3P 16A 42V 12H | 14.3 | 1 | NR | 14.1 | 1 | NR | 1.418% | OFFICIAL | 3BL24G26F6431EI100 | 30 | 3BL | INSTALLATION BLOC | 24G | IEC309 RANGE | 26F | IEC309 PLUGS/SOCK.O. | 10 | 20 | NR | 954.75 | CCM | 164.15 | 147.735 | G | 8011564008274 | 8011564314535 | 8011564314542 | 85366990
GW62720H | CONNECTOR HP IP44 3P+N+E 32A 690V 5H | ZŁĄCZE HP IP44 3P+N+E 32A 690V 5H | 14.3 | 1 | NR | 14.1 | 1 | NR | 1.418% | OFFICIAL | 3BL24G26F6391DK100 | 30 | 3BL | INSTALLATION BLOC | 24G | IEC309 RANGE | 26F | IEC309 PLUGS/SOCK.O. | 1 | 15 | NR | 2224.933 | CCM | 356.834 | 315.745 | G | 8011564799806 | 8011564939493 | 8011564939493 | 85366990
GW62723H | CONNECTOR HP IP44 3P+N+E 32A >50V 10H | ZŁĄCZE HP IP44 3P+N+E 32A >50V 10H | 14.3 | 1 | NR | 14.1 | 1 | NR | 1.418% | OFFICIAL | 3BL24G26F6391DK100 | 30 | 3BL | INSTALLATION BLOC | 24G | IEC309 RANGE | 26F | IEC309 PLUGS/SOCK.O. | 1 | 15 | NR | 2224.933 | CCM | 356.834 | 315.745 | G | 8011564799837 | 8011564939523 | 8011564939523 | 85366990
GW62726H | CONNECTOR HP IP44 3P+N+E 32A >50V2H | ZŁĄCZE HP IP44 3P+N+E 32A >50V2H | 14.3 | 1 | NR | 14.1 | 1 | NR | 1.418% | OFFICIAL | 3BL24G26F6391DK100 | 30 | 3BL | INSTALLATION BLOC | 24G | IEC309 RANGE | 26F | IEC309 PLUGS/SOCK.O. | 1 | 15 | NR | 2224.933 | CCM | 356.834 | 315.745 | G | 8011564799868 | 8011564939554 | 8011564939554 | 85366990
GW62728H | CONNECTOR HP IP44 3P+N+E 32A 440÷460V11H | ZŁĄCZE HP IP44 3P+N+E 32A 440÷460V11H | 14.3 | 1 | NR | 14.1 | 1 | NR | 1.418% | OFFICIAL | 3BL24G26F6391DK100 | 30 | 3BL | INSTALLATION BLOC | 24G | IEC309 RANGE | 26F | IEC309 PLUGS/SOCK.O. | 1 | 15 | NR | 2224.933 | CCM | 356.834 | 315.745 | G | 8011564799882 | 8011564939578 | 8011564939578 | 85366990
GW62730H | CONNECTOR HP IP44 3P+N+E 32A 380/440V 3H | ZŁĄCZE HP IP44 3P+N+E 32A 380/440V 3H | 14.3 | 1 | NR | 14.1 | 1 | NR | 1.418% | OFFICIAL | 3BL24G26F6391DK100 | 30 | 3BL | INSTALLATION BLOC | 24G | IEC309 RANGE | 26F | IEC309 PLUGS/SOCK.O. | 1 | 15 | NR | 2224.933 | CCM | 356.834 | 315.745 | G | 8011564799905 | 8011564939592 | 8011564939592 | 85366990
GW62735H | CONNECTOR HP IP67 2P+E 16A 500V 7H | ZŁĄCZE HP IP67 2P+E 16A 500V 7H | 14.3 | 1 | NR | 14.1 | 1 | NR | 1.418% | OFFICIAL | 3BL24G26F6391DM100 | 30 | 3BL | INSTALLATION BLOC | 24G | IEC309 RANGE | 26F | IEC309 PLUGS/SOCK.O. | 1 | 15 | NR | 1441.15 | CCM | 219.837 | 189.545 | G | 8011564799950 | 8011564939646 | 8011564939646 | 85366990
GW62738H | CONNECTOR HP IP67 2P+E 16A >50V 10H | ZŁĄCZE HP IP67 2P+E 16A >50V 10H | 14.3 | 1 | NR | 14.1 | 1 | NR | 1.418% | OFFICIAL | 3BL24G26F6391DM100 | 30 | 3BL | INSTALLATION BLOC | 24G | IEC309 RANGE | 26F | IEC309 PLUGS/SOCK.O. | 1 | 15 | NR | 1441.15 | CCM | 219.837 | 189.545 | G | 8011564799981 | 8011564939677 | 8011564939677 | 85366990
GW62741H | CONNECTOR HP IP67 2P+E 16A >50V 2H | ZŁĄCZE HP IP67 2P+E 16A >50V 2H | 14.3 | 1 | NR | 14.1 | 1 | NR | 1.418% | OFFICIAL | 3BL24G26F6391DM100 | 30 | 3BL | INSTALLATION BLOC | 24G | IEC309 RANGE | 26F | IEC309 PLUGS/SOCK.O. | 1 | 15 | NR | 1441.15 | CCM | 219.837 | 189.545 | G | 8011564800014 | 8011564939707 | 8011564939707 | 85366990
GW62748H | CONNECTOR HP IP67 2P+E 16A TRASF.12H | ZŁĄCZE HP IP67 2P+E 16A TRASF.12H | 14.3 | 1 | NR | 14.1 | 1 | NR | 1.418% | OFFICIAL | 3BL24G26F6391DM100 | 30 | 3BL | INSTALLATION BLOC | 24G | IEC309 RANGE | 26F | IEC309 PLUGS/SOCK.O. | 1 | 15 | NR | 1441.15 | CCM | 219.837 | 189.545 | G | 8011564800083 | 8011564939776 | 8011564939776 | 85366990
GW62750H | CONNECTOR HP IP67 2P+E 16A >50÷250 Vcc3H | ZŁĄCZE HP IP67 2P+E 16A >50÷250 Vcc3H | 14.3 | 1 | NR | 14.1 | 1 | NR | 1.418% | OFFICIAL | 3BL24G26F6391DM100 | 30 | 3BL | INSTALLATION BLOC | 24G | IEC309 RANGE | 26F | IEC309 PLUGS/SOCK.O. | 1 | 15 | NR | 1441.15 | CCM | 219.837 | 189.545 | G | 8011564800106 | 8011564939790 | 8011564939790 | 85366990
GW62751H | CONNECTOR HP IP67 2P+E 16A >250Vcc 8H | ZŁĄCZE HP IP67 2P+E 16A >250Vcc 8H | 14.3 | 1 | NR | 14.1 | 1 | NR | 1.418% | OFFICIAL | 3BL24G26F6391DM100 | 30 | 3BL | INSTALLATION BLOC | 24G | IEC309 RANGE | 26F | IEC309 PLUGS/SOCK.O. | 1 | 15 | NR | 1441.15 | CCM | 219.837 | 189.545 | G | 8011564800113 | 8011564939806 | 8011564939806 | 85366990
GW62073 | IP44 CONNECTOR 2P 32A 24V N.R. | ZŁĄCZE IP44 2P 32A 24V N.R. | 14.4 | 1 | NR | 14.2 | 1 | NR | 1.408% | OFFICIAL | 3BL24G26F6391DW100 | 30 | 3BL | INSTALLATION BLOC | 24G | IEC309 RANGE | 26F | IEC309 PLUGS/SOCK.O. | 10 | 20 | NR | 954.75 | CCM | 182.2 | 146.91 | G | 8011564008151 | 8011564314290 | 8011564314306 | 85366990
GW62213H | 10°FLUSH.S.O. HP IP44 2P+E 32A 110V 4H | 10°PODT.GNIA HP IP44 2P+E 32A 110V 4H | 14.4 | 1 | NR | 14.2 | 1 | NR | 1.408% | OFFICIAL | 3BL24G26F6431E8100 | 30 | 3BL | INSTALLATION BLOC | 24G | IEC309 RANGE | 26F | IEC309 PLUGS/SOCK.O. | 1 | 15 | NR | 1441.15 | CCM | 209.524 | 179.26 | G | 8011564799011 | 8011564938700 | 8011564938700 | 85366990
GW62405 | IP44 10°W.RECEPTACLE 3P+E 16A 230V 9H | 10°GNIAZ NATYN.IP44 3P+E 16A 230V 9H | 14.4 | 1 | NR | 14.2 | 1 | NR | 1.408% | OFFICIAL | 3BL24G26F6451EM100 | 30 | 3BL | INSTALLATION BLOC | 24G | IEC309 RANGE | 26F | IEC309 PLUGS/SOCK.O. | 1 | 20 | NR | 1886.5 | CCM | 289.25 | 245.21 | G | 8011564004917 | 8011564309838 | 8011564309838 | 85366990
GW62821H | 10°FLUSH.S.O. HP IP44 2P+E 32A >50V 10H | 10°PODT.GNIA HP IP44 2P+E 32A >50V 10H | 14.4 | 1 | NR | 14.2 | 1 | NR | 1.408% | OFFICIAL | 3BL24G26F6431E8100 | 30 | 3BL | INSTALLATION BLOC | 24G | IEC309 RANGE | 26F | IEC309 PLUGS/SOCK.O. | 1 | 15 | NR | 1441.15 | CCM | 209.524 | 179.26 | G | 8011564800489 | 8011564940178 | 8011564940178 | 85366990
GW62834H | 10°FLUSH.S.O. HP IP44 2P+E 32A >250Vcc8H | 10°PODT.GNIA HP IP44 2P+E 32A >250Vcc8H | 14.4 | 1 | NR | 14.2 | 1 | NR | 1.408% | OFFICIAL | 3BL24G26F6431E8100 | 30 | 3BL | INSTALLATION BLOC | 24G | IEC309 RANGE | 26F | IEC309 PLUGS/SOCK.O. | 1 | 15 | NR | 1441.15 | CCM | 209.524 | 179.26 | G | 8011564800618 | 8011564940307 | 8011564940307 | 85366990
GW60426 | IP67 90°APPL.INLET 2P+E 16A 230V 6H | WTYCZKA PR.POD.90° IP67 2P+E 16A 230V 6H | 14.7 | 1 | NR | 14.5 | 1 | NR | 1.379% | OFFICIAL | 3BL24G26F6371D6100 | 30 | 3BL | INSTALLATION BLOC | 24G | IEC309 RANGE | 26F | IEC309 PLUGS/SOCK.O. | 10 | 40 | NR | 1343.775 | CCM | 202.425 | 163.3 | G | 8011564010536 | 8011564318953 | 8011564318960 | 85366990
GW60001H | PLUG HP IP44 2P+E 16A 110V 4H | WTYCZKA HP IP44 2P+E 16A 110V 4H | 3.7 | 1 | NR | 3.65 | 1 | NR | 1.37% | OFFICIAL | 3BL24G26F6311BW100 | 30 | 3BL | INSTALLATION BLOC | 24G | IEC309 RANGE | 26F | IEC309 PLUGS/SOCK.O. | 1 | 50 | NR | 924.42 | CCM | 155.648 | 142.71 | G | 8011564796522 | 8011564936218 | 8011564936218 | 85366990
GW60701H | PLUG HP IP44 2P+E 16A 500V 7H | WTYCZKA HP IP44 2P+E 16A 500V 7H | 3.7 | 1 | NR | 3.65 | 1 | NR | 1.37% | OFFICIAL | 3BL24G26F6311BW100 | 30 | 3BL | INSTALLATION BLOC | 24G | IEC309 RANGE | 26F | IEC309 PLUGS/SOCK.O. | 1 | 15 | NR | 1441.15 | CCM | 164.667 | 148.2 | G | 8011564797321 | 8011564937017 | 8011564937017 | 85366990
GW60704H | PLUG HP IP44 2P+E 16A >50V 10H | WTYCZKA HP IP44 2P+E 16A >50V 10H | 3.7 | 1 | NR | 3.65 | 1 | NR | 1.37% | OFFICIAL | 3BL24G26F6311BW100 | 30 | 3BL | INSTALLATION BLOC | 24G | IEC309 RANGE | 26F | IEC309 PLUGS/SOCK.O. | 1 | 15 | NR | 1441.15 | CCM | 172.031 | 141.742 | G | 8011564797352 | 8011564937048 | 8011564937048 | 85366990
GW60707H | PLUG HP IP44 2P+E 16A >50V 2H | WTYCZKA HP IP44 2P+E 16A >50V 2H | 3.7 | 1 | NR | 3.65 | 1 | NR | 1.37% | OFFICIAL | 3BL24G26F6311BW100 | 30 | 3BL | INSTALLATION BLOC | 24G | IEC309 RANGE | 26F | IEC309 PLUGS/SOCK.O. | 1 | 15 | NR | 1441.15 | CCM | 172.031 | 141.742 | G | 8011564797383 | 8011564937079 | 8011564937079 | 85366990
GW60714H | PLUG HP IP44 2P+E 16A TRASF.12H | WTYCZKA HP IP44 2P+E 16A TRASF.12H | 3.7 | 1 | NR | 3.65 | 1 | NR | 1.37% | OFFICIAL | 3BL24G26F6311BW100 | 30 | 3BL | INSTALLATION BLOC | 24G | IEC309 RANGE | 26F | IEC309 PLUGS/SOCK.O. | 1 | 15 | NR | 1441.15 | CCM | 172.034 | 141.745 | G | 8011564797451 | 8011564937147 | 8011564937147 | 85366990
GW60716H | PLUG HP IP44 2P+E 16A >50÷250 Vcc3H | WTYCZKA HP IP44 2P+E 16A >50÷250 Vcc3H | 3.7 | 1 | NR | 3.65 | 1 | NR | 1.37% | OFFICIAL | 3BL24G26F6311BW100 | 30 | 3BL | INSTALLATION BLOC | 24G | IEC309 RANGE | 26F | IEC309 PLUGS/SOCK.O. | 1 | 15 | NR | 1441.15 | CCM | 172.034 | 141.745 | G | 8011564797475 | 8011564937161 | 8011564937161 | 85366990
GW60717H | PLUG HP IP44 2P+E 16A >250Vcc 8H | WTYCZKA HP IP44 2P+E 16A >250Vcc 8H | 3.7 | 1 | NR | 3.65 | 1 | NR | 1.37% | OFFICIAL | 3BL24G26F6311BW100 | 30 | 3BL | INSTALLATION BLOC | 24G | IEC309 RANGE | 26F | IEC309 PLUGS/SOCK.O. | 1 | 15 | NR | 1441.15 | CCM | 172.034 | 141.745 | G | 8011564797482 | 8011564937178 | 8011564937178 | 85366990
GW62002H | CONNECTOR HP IP44 3P+E 16A 110V 4H | ZŁĄCZE HP IP44 3P+E 16A 110V 4H | 7.45 | 1 | NR | 7.35 | 1 | NR | 1.361% | OFFICIAL | 3BL24G26F6391DI100 | 30 | 3BL | INSTALLATION BLOC | 24G | IEC309 RANGE | 26F | IEC309 PLUGS/SOCK.O. | 1 | 50 | NR | 924.42 | CCM | 199.99 | 179.991 | G | 8011564798021 | 8034035465727 | 8034035465727 | 85366990
GW62060PH | CONNECTOR HP IP67 3P+E 125A 400V 6H PC | ZŁĄCZE HP IP67 3P+E 125A 400V 6H PC | 149 | 1 | NR | 147 | 1 | NR | 1.361% | OFFICIAL | 3BL24G26F6391DS100 | 30 | 3BL | INSTALLATION BLOC | 24G | IEC309 RANGE | 26F | IEC309 PLUGS/SOCK.O. | 1 | 2 | NR | 10687.5 | CCM | 2.029 | 1.648 | KG | 8011564828391 | 8011564828391 | 8011564969575 | 85366990
GW60403 | IP44 90°APPL.INLET 3P+N+E 16A 110V 4H | WTYCZ.PR.POD.90 IP44 3P+N+E 16A 110V 4H | 15.1 | 1 | NR | 14.9 | 1 | NR | 1.342% | OFFICIAL | 3BL24G26F6371D2100 | 30 | 3BL | INSTALLATION BLOC | 24G | IEC309 RANGE | 26F | IEC309 PLUGS/SOCK.O. | 10 | 20 | NR | 1668.7 | CCM | 232.93 | 188.41 | G | 8011564010369 | 8011564318618 | 8011564318625 | 85366990
GW62077 | IP44 CONNECTOR 2P 32A 24/42V 4H | ZŁĄCZE IP44 2P 32A 24/42V 4H | 15.1 | 1 | NR | 14.9 | 1 | NR | 1.342% | OFFICIAL | 3BL24G26F6391DW100 | 30 | 3BL | INSTALLATION BLOC | 24G | IEC309 RANGE | 26F | IEC309 PLUGS/SOCK.O. | 10 | 20 | NR | 954.75 | CCM | 176.65 | 147.56 | G | 8011564008205 | 8011564314399 | 8011564314405 | 85366990
GW62231FH | 10°FLUS.S.O. HP IP67 3P+E 16A 400V 6H FW | 10°PODT.GNIA HP IP67 3P+E 16A 400V6H FW | 15.1 | 1 | NR | 14.9 | 1 | NR | 1.342% | OFFICIAL | 3BL24G26F6431EA100 | 30 | 3BL | INSTALLATION BLOC | 24G | IEC309 RANGE | 26F | IEC309 PLUGS/SOCK.O. | 1 | 15 | NR | 1441.15 | CCM | 197.215 | 166.929 | G | 8011564799349 | 8011564939035 | 8011564939035 | 85366990
GW62275 | IP44 10°P.RECEPTACLE 3P 32A 24V N.R. | 10°GNIAZDO PODTYN.IP44 3P 32A 24V N.R. | 15.1 | 1 | NR | 14.9 | 1 | NR | 1.342% | OFFICIAL | 3BL24G26F6431EK100 | 30 | 3BL | INSTALLATION BLOC | 24G | IEC309 RANGE | 26F | IEC309 PLUGS/SOCK.O. | 10 | 20 | NR | 954.75 | CCM | 162.2 | 122.84 | G | 8011564008342 | 8011564314672 | 8011564314689 | 85366990
GW62277 | IP44 10°P.RECEPTACLE 3P 32A 42V 12H | 10°GNIAZDO PODTYN.IP44 3P 32A 42V 12H | 15.1 | 1 | NR | 14.9 | 1 | NR | 1.342% | OFFICIAL | 3BL24G26F6431EK100 | 30 | 3BL | INSTALLATION BLOC | 24G | IEC309 RANGE | 26F | IEC309 PLUGS/SOCK.O. | 10 | 20 | NR | 954.75 | CCM | 163.9 | 123.02 | G | 8011564008366 | 8011564314719 | 8011564314726 | 85366990
GW60093 | IP44 90°STD.PLUG 2P+E 32A 110V 4H | WTYCZKA IP44 90° STD. 2P+E 32A 110V 4H | 15.2 | 1 | NR | 15 | 1 | NR | 1.333% | OFFICIAL | 3BL24G26F6331CE100 | 30 | 3BL | INSTALLATION BLOC | 24G | IEC309 RANGE | 26F | IEC309 PLUGS/SOCK.O. | 8 | 16 | NR | 1335.938 | CCM | 227.938 | 182.88 | G | 8011564009226 | 8011564316393 | 8011564316409 | 85366990
GW60128 | IP44 90°STD.PLUG 3P 16A 24V N.R. | WTYCZKA IP44 90° STD. 3P 16A 24V N.R. | 15.2 | 1 | NR | 15 | 1 | NR | 1.333% | OFFICIAL | 3BL24G26F6331CK100 | 30 | 3BL | INSTALLATION BLOC | 24G | IEC309 RANGE | 26F | IEC309 PLUGS/SOCK.O. | 10 | 20 | NR | 954.75 | CCM | 172.4 | 155.16 | G | 8011564011182 | 8011564320178 | 8011564320185 | 85366990
GW60411 | IP44 90°APPL.INLET 3P+N+E 16A 500V 7H | WTYCZ.PR.POD.90° IP44 3P+N+E 16A 500V 7H | 15.2 | 1 | NR | 15 | 1 | NR | 1.333% | OFFICIAL | 3BL24G26F6371D2100 | 30 | 3BL | INSTALLATION BLOC | 24G | IEC309 RANGE | 26F | IEC309 PLUGS/SOCK.O. | 10 | 20 | NR | 1668.7 | CCM | 220.4 | 198.36 | G | 8011564010505 | 8011564318892 | 8011564318908 | 85366990
GW60469 | IP44 90°APPL.INLET 3P 16A 24/42V 4H | WTYCZKA PR.POD.IP44 90° 3P 16A 24/42V 4H | 15.2 | 1 | NR | 15 | 1 | NR | 1.333% | OFFICIAL | 3BL24G26F6371DE100 | 30 | 3BL | INSTALLATION BLOC | 24G | IEC309 RANGE | 26F | IEC309 PLUGS/SOCK.O. | 10 | 20 | NR | 954.75 | CCM | 171.25 | 146.85 | G | 8011564011595 | 8011564320994 | 8011564321007 | 85366990
GW60478 | IP44 90°APPL.INLET 3P 32A 24/42V 4H | WTYCZKA PR.POD.IP44 90° 3P 32A 24/42V 4H | 15.2 | 1 | NR | 15 | 1 | NR | 1.333% | OFFICIAL | 3BL24G26F6371DG100 | 30 | 3BL | INSTALLATION BLOC | 24G | IEC309 RANGE | 26F | IEC309 PLUGS/SOCK.O. | 10 | 20 | NR | 954.75 | CCM | 183.85 | 165.465 | G | 8011564011687 | 8011564321175 | 8011564321182 | 85366990
GW62074 | IP44 CONNECTOR 3P 32A 24V N.R. | ZŁĄCZE IP44 3P 32A 24V N.R. | 15.2 | 1 | NR | 15 | 1 | NR | 1.333% | OFFICIAL | 3BL24G26F6391DW100 | 30 | 3BL | INSTALLATION BLOC | 24G | IEC309 RANGE | 26F | IEC309 PLUGS/SOCK.O. | 10 | 20 | NR | 954.75 | CCM | 197.5 | 159.77 | G | 8011564008168 | 8011564314313 | 8011564314320 | 85366990
GW62076 | IP44 CONNECTOR 3P 32A 42V 12H | ZŁĄCZE IP44 3P 32A 42V 12H | 15.2 | 1 | NR | 15 | 1 | NR | 1.333% | OFFICIAL | 3BL24G26F6391DW100 | 30 | 3BL | INSTALLATION BLOC | 24G | IEC309 RANGE | 26F | IEC309 PLUGS/SOCK.O. | 10 | 20 | NR | 954.75 | CCM | 198.2 | 178.38 | G | 8011564008182 | 8011564314351 | 8011564314368 | 85366990
GW62224FH | 10°FLUS.S.O. HP IP67 2P+E 16A 110V 4H FW | 10°PODT.GNIA HP IP67 2P+E 16A 110V4H FW | 15.2 | 1 | NR | 15 | 1 | NR | 1.333% | OFFICIAL | 3BL24G26F6431EA100 | 30 | 3BL | INSTALLATION BLOC | 24G | IEC309 RANGE | 26F | IEC309 PLUGS/SOCK.O. | 1 | 15 | NR | 1441.15 | CCM | 176.196 | 145.91 | G | 8011564799202 | 8011564938892 | 8011564938892 | 85366990
GW62266 | IP44 10°P.RECEPTACLE 3P 16A 24V N.R. | 10°GNIAZDO PODTYN.IP44 3P 16A 24V N.R. | 15.2 | 1 | NR | 15 | 1 | NR | 1.333% | OFFICIAL | 3BL24G26F6431EI100 | 30 | 3BL | INSTALLATION BLOC | 24G | IEC309 RANGE | 26F | IEC309 PLUGS/SOCK.O. | 10 | 20 | NR | 954.75 | CCM | 160.2 | 124.25 | G | 8011564008250 | 8011564314498 | 8011564314504 | 85366990
GW62271 | IP44 10°P.RECEPTACLE 2P 16A 24/42V 11H | 10°GNIAZDO PODTYN.IP44 2P 16A 24/42V 11H | 15.2 | 1 | NR | 15 | 1 | NR | 1.333% | OFFICIAL | 3BL24G26F6431EI100 | 30 | 3BL | INSTALLATION BLOC | 24G | IEC309 RANGE | 26F | IEC309 PLUGS/SOCK.O. | 10 | 20 | NR | 954.75 | CCM | 151.05 | 135.945 | G | 8011564008311 | 8011564314610 | 8011564314627 | 85366990
GW62278 | IP44 10°P.RECEPTACLE 2P 32A 24/42V4H | 10°GNIAZDO PODTYN.IP44 2P 32A 24/42V4H | 15.2 | 1 | NR | 15 | 1 | NR | 1.333% | OFFICIAL | 3BL24G26F6431EK100 | 30 | 3BL | INSTALLATION BLOC | 24G | IEC309 RANGE | 26F | IEC309 PLUGS/SOCK.O. | 10 | 20 | NR | 954.75 | CCM | 146.05 | 110.39 | G | 8011564008380 | 8011564314757 | 8011564314764 | 85366990
GW62280 | IP44 10°P.RECEPTACLE 2P 32A 24/42V 11H | 10°GNIAZDO PODTYN.IP44 2P 32A 24/42V 11H | 15.2 | 1 | NR | 15 | 1 | NR | 1.333% | OFFICIAL | 3BL24G26F6431EK100 | 30 | 3BL | INSTALLATION BLOC | 24G | IEC309 RANGE | 26F | IEC309 PLUGS/SOCK.O. | 10 | 20 | NR | 954.75 | CCM | 144.9 | 110.39 | G | 8011564008403 | 8011564314795 | 8011564314801 | 85366990
GW62403 | IP44 10°W.RECEPTACLE 3P+N+T 16A 110V 4H | 10°GNIA.NATYN.IP44 3P+N+T 16A 110V 4H | 15.2 | 1 | NR | 15 | 1 | NR | 1.333% | OFFICIAL | 3BL24G26F6451EM100 | 30 | 3BL | INSTALLATION BLOC | 24G | IEC309 RANGE | 26F | IEC309 PLUGS/SOCK.O. | 1 | 20 | NR | 1886.5 | CCM | 303.55 | 273.195 | G | 8011564004894 | 8011564309791 | 8011564309791 | 85366990
GW62406 | IP44 10°W.RECEPTACLE 3P+N+T 16A 230V 9H | 10°GNIA.NATYN.IP44 3P+N+T 16A 230V 9H | 15.2 | 1 | NR | 15 | 1 | NR | 1.333% | OFFICIAL | 3BL24G26F6451EM100 | 30 | 3BL | INSTALLATION BLOC | 24G | IEC309 RANGE | 26F | IEC309 PLUGS/SOCK.O. | 1 | 20 | NR | 1886.5 | CCM | 310.15 | 245.12 | G | 8011564004832 | 8011564309678 | 8011564309678 | 85366990
GW62478 | IP44 90°W.RECEPTACLE 3P+E 16A 230V 9H | 90°GNIAZ NATYN.IP44 3P+E 16A 230V 9H | 15.2 | 1 | NR | 15 | 1 | NR | 1.333% | OFFICIAL | 3BL24G26F6471F0100 | 30 | 3BL | INSTALLATION BLOC | 24G | IEC309 RANGE | 26F | IEC309 PLUGS/SOCK.O. | 1 | 20 | NR | 1915.2 | CCM | 323.8 | 291.42 | G | 8011564004689 | 8011564309371 | 8011564309371 | 85366990
GW60005H | PLUG HP IP44 3P+E 16A 230V 9H | WTYCZKA HP IP44 3P+E 16A 230V 9H | 4.55 | 1 | NR | 4.5 | 1 | NR | 1.111% | OFFICIAL | 3BL24G26F6311BW100 | 30 | 3BL | INSTALLATION BLOC | 24G | IEC309 RANGE | 26F | IEC309 PLUGS/SOCK.O. | 1 | 25 | NR | 1334.96 | CCM | 202.416 | 177.754 | G | 8011564796607 | 8011564936294 | 8011564936294 | 85366990
GW60115 | IP67 90°STD.PLUG 3P+N+E 16A 500V 7H | WTYCZKA IP67 90° STD. 3P+N+E 16A 500V 7H | 18.4 | 1 | NR | 18.2 | 1 | NR | 1.099% | OFFICIAL | 3BL24G26F6331CG100 | 30 | 3BL | INSTALLATION BLOC | 24G | IEC309 RANGE | 26F | IEC309 PLUGS/SOCK.O. | 10 | 20 | NR | 1668.7 | CCM | 235.6 | 189.1 | G | 8011564009776 | 8011564317437 | 8011564317444 | 85366990
GW60232 | IP67 APPL.INLET 3P+E 16A 500V 7H | WTYCZKA PR.POD.IP67 3P+E 16A 500V 7H | 18.4 | 1 | NR | 18.2 | 1 | NR | 1.099% | OFFICIAL | 3BL24G26F6351CS100 | 30 | 3BL | INSTALLATION BLOC | 24G | IEC309 RANGE | 26F | IEC309 PLUGS/SOCK.O. | 10 | 20 | NR | 1668.7 | CCM | 208.75 | 187.875 | G | 8011564010178 | 8011564318236 | 8011564318243 | 85366990
GW62225FH | 10°FLUS.S.O. HP IP67 3P+E 16A 110V 4H FW | 10°PODT.GNIA HP IP67 3P+E 16A 110V4H FW | 18.4 | 1 | NR | 18.2 | 1 | NR | 1.099% | OFFICIAL | 3BL24G26F6431EA100 | 30 | 3BL | INSTALLATION BLOC | 24G | IEC309 RANGE | 26F | IEC309 PLUGS/SOCK.O. | 1 | 15 | NR | 1441.15 | CCM | 197.215 | 166.929 | G | 8011564799226 | 8011564938915 | 8011564938915 | 85366990
GW62393 | SCHUKO SOCKET-OUTLET IP54 50X50 | GNIAZDO SCHUKO IP54 50X50 | 5.05 | 1 | NR | 5 | 1 | NR | 1% | OFFICIAL | 3BL24G26F6431EA100 | 30 | 3BL | INSTALLATION BLOC | 24G | IEC309 RANGE | 26F | IEC309 PLUGS/SOCK.O. | 1 | 20 | NR | 249.9 | CCM | 57.5 | 51.75 | G | 8011564833579 | 8011564833579 | 8011564974463 | 85366990
GW62394 | FRENCH STD SOCKET-OUTLET IP54 50X50 | GNIAZDO SCHUKO ST.FRANCUSKI IP54 50X50 | 5.05 | 1 | NR | 5 | 1 | NR | 1% | OFFICIAL | 3BL24G26F6431EA100 | 30 | 3BL | INSTALLATION BLOC | 24G | IEC309 RANGE | 26F | IEC309 PLUGS/SOCK.O. | 1 | 20 | NR | 249.9 | CCM | 55.04 | 44.038 | G | 8011564833562 | 8011564833562 | 8011564974456 | 85366990
GW60017H | PLUG HP IP44 3P+N+E 32A 230V 9H | WTYCZKA HP IP44 3P+N+E 32A 230V 9H | 10.3 | 1 | NR | 10.2 | 1 | NR | 0.9804% | OFFICIAL | 3BL24G26F6311BY100 | 30 | 3BL | INSTALLATION BLOC | 24G | IEC309 RANGE | 26F | IEC309 PLUGS/SOCK.O. | 1 | 15 | NR | 1441.15 | CCM | 326.009 | 295.717 | G | 8011564796829 | 8011564936515 | 8011564936515 | 85366990
GW60022H | PLUG HP IP44 3P+N+E 32A 500V 7H | WTYCZKA HP IP44 3P+N+E 32A 500V 7H | 10.3 | 1 | NR | 10.2 | 1 | NR | 0.9804% | OFFICIAL | 3BL24G26F6311BY100 | 30 | 3BL | INSTALLATION BLOC | 24G | IEC309 RANGE | 26F | IEC309 PLUGS/SOCK.O. | 1 | 15 | NR | 1441.15 | CCM | 326.005 | 295.713 | G | 8011564796904 | 8011564936591 | 8011564936591 | 85366990
GW60720H | PLUG HP IP44 3P+N+E 32A 690V 5H | WTYCZKA HP IP44 3P+N+E 32A 690V 5H | 10.3 | 1 | NR | 10.2 | 1 | NR | 0.9804% | OFFICIAL | 3BL24G26F6311BY100 | 30 | 3BL | INSTALLATION BLOC | 24G | IEC309 RANGE | 26F | IEC309 PLUGS/SOCK.O. | 1 | 15 | NR | 1441.15 | CCM | 326.005 | 295.713 | G | 8011564797512 | 8011564937208 | 8011564937208 | 85366990
GW60723H | PLUG HP IP44 3P+N+E 32A >50V 10H | WTYCZKA HP IP44 3P+N+E 32A >50V 10H | 10.3 | 1 | NR | 10.2 | 1 | NR | 0.9804% | OFFICIAL | 3BL24G26F6311BY100 | 30 | 3BL | INSTALLATION BLOC | 24G | IEC309 RANGE | 26F | IEC309 PLUGS/SOCK.O. | 1 | 15 | NR | 1441.15 | CCM | 326.149 | 295.857 | G | 8011564797543 | 8011564937239 | 8011564937239 | 85366990
GW60726H | PLUG HP IP44 3P+N+E 32A >50V2H | WTYCZKA HP IP44 3P+N+E 32A >50V2H | 10.3 | 1 | NR | 10.2 | 1 | NR | 0.9804% | OFFICIAL | 3BL24G26F6311BY100 | 30 | 3BL | INSTALLATION BLOC | 24G | IEC309 RANGE | 26F | IEC309 PLUGS/SOCK.O. | 1 | 15 | NR | 1441.15 | CCM | 326.149 | 295.857 | G | 8011564797574 | 8011564937260 | 8011564937260 | 85366990
GW60728H | PLUG HP IP44 3P+N+E 32A 440÷460V 11H | WTYCZKA HP IP44 3P+N+E 32A 440÷460V 11H | 10.3 | 1 | NR | 10.2 | 1 | NR | 0.9804% | OFFICIAL | 3BL24G26F6311BY100 | 30 | 3BL | INSTALLATION BLOC | 24G | IEC309 RANGE | 26F | IEC309 PLUGS/SOCK.O. | 1 | 15 | NR | 1441.15 | CCM | 326.009 | 295.717 | G | 8011564797598 | 8011564937284 | 8011564937284 | 85366990
GW60730H | PLUG HP IP44 3P+N+E 32A 380/440V 3H | WTYCZKA HP IP44 3P+N+E 32A 380/440V 3H | 10.3 | 1 | NR | 10.2 | 1 | NR | 0.9804% | OFFICIAL | 3BL24G26F6311BY100 | 30 | 3BL | INSTALLATION BLOC | 24G | IEC309 RANGE | 26F | IEC309 PLUGS/SOCK.O. | 1 | 15 | NR | 1441.15 | CCM | 326.009 | 295.717 | G | 8011564797611 | 8011564937307 | 8011564937307 | 85366990
GW62012H | CONNECTOR HP IP44 2P+E 32A 110V 4H | ZŁĄCZE HP IP44 2P+E 32A 110V 4H | 10.3 | 1 | NR | 10.2 | 1 | NR | 0.9804% | OFFICIAL | 3BL24G26F6391DK100 | 30 | 3BL | INSTALLATION BLOC | 24G | IEC309 RANGE | 26F | IEC309 PLUGS/SOCK.O. | 1 | 15 | NR | 1441.15 | CCM | 310.777 | 280.485 | G | 8011564798205 | 8011564937895 | 8011564937895 | 85366990
GW62718H | CONNECTOR HP IP44 2P+E 32A 500V 7H | ZŁĄCZE HP IP44 2P+E 32A 500V 7H | 10.3 | 1 | NR | 10.2 | 1 | NR | 0.9804% | OFFICIAL | 3BL24G26F6391DK100 | 30 | 3BL | INSTALLATION BLOC | 24G | IEC309 RANGE | 26F | IEC309 PLUGS/SOCK.O. | 1 | 15 | NR | 1441.15 | CCM | 292.957 | 262.665 | G | 8011564799783 | 8011564939479 | 8011564939479 | 85366990
GW62721H | CONNECTOR HP IP44 2P+E 32A >50V 10H | ZŁĄCZE HP IP44 2P+E 32A >50V 10H | 10.3 | 1 | NR | 10.2 | 1 | NR | 0.9804% | OFFICIAL | 3BL24G26F6391DK100 | 30 | 3BL | INSTALLATION BLOC | 24G | IEC309 RANGE | 26F | IEC309 PLUGS/SOCK.O. | 1 | 15 | NR | 1441.15 | CCM | 292.957 | 262.665 | G | 8011564799813 | 8011564939509 | 8011564939509 | 85366990
GW62724H | CONNECTOR HP IP44 2P+E 32A >50V 2H | ZŁĄCZE HP IP44 2P+E 32A >50V 2H | 10.3 | 1 | NR | 10.2 | 1 | NR | 0.9804% | OFFICIAL | 3BL24G26F6391DK100 | 30 | 3BL | INSTALLATION BLOC | 24G | IEC309 RANGE | 26F | IEC309 PLUGS/SOCK.O. | 1 | 15 | NR | 1441.15 | CCM | 292.957 | 262.665 | G | 8011564799844 | 8011564939530 | 8011564939530 | 85366990
GW62731H | CONNECTOR HP IP44 2P+E 32A TRASF.12H | ZŁĄCZE HP IP44 2P+E 32A TRASF.12H | 10.3 | 1 | NR | 10.2 | 1 | NR | 0.9804% | OFFICIAL | 3BL24G26F6391DK100 | 30 | 3BL | INSTALLATION BLOC | 24G | IEC309 RANGE | 26F | IEC309 PLUGS/SOCK.O. | 1 | 15 | NR | 1441.15 | CCM | 292.957 | 262.665 | G | 8011564799912 | 8011564939608 | 8011564939608 | 85366990
GW62733H | CONNECTOR HP IP44 2P+E 32A >50÷250 Vcc3H | ZŁĄCZE HP IP44 2P+E 32A >50÷250 Vcc3H | 10.3 | 1 | NR | 10.2 | 1 | NR | 0.9804% | OFFICIAL | 3BL24G26F6391DK100 | 30 | 3BL | INSTALLATION BLOC | 24G | IEC309 RANGE | 26F | IEC309 PLUGS/SOCK.O. | 1 | 15 | NR | 1441.15 | CCM | 292.957 | 262.665 | G | 8011564799936 | 8011564939622 | 8011564939622 | 85366990
GW62734H | CONNECTOR HP IP44 2P+E 32A >250Vcc 8H | ZŁĄCZE HP IP44 2P+E 32A >250Vcc 8H | 10.3 | 1 | NR | 10.2 | 1 | NR | 0.9804% | OFFICIAL | 3BL24G26F6391DK100 | 30 | 3BL | INSTALLATION BLOC | 24G | IEC309 RANGE | 26F | IEC309 PLUGS/SOCK.O. | 1 | 15 | NR | 1441.15 | CCM | 292.957 | 262.665 | G | 8011564799943 | 8011564939639 | 8011564939639 | 85366990
GW60263 | WATERTIGHT CAP FOR 16A 2P+E APPL.INLET | WODOSZ.OSŁONA,WTYCZKA PR.PROD.16A 2P+E | 2.2 | 1 | NR | 2.18 | 1 | NR | 0.9174% | OFFICIAL | 3BL24G26F6381D0100 | 30 | 3BL | INSTALLATION BLOC | 24G | IEC309 RANGE | 26F | IEC309 PLUGS/SOCK.O. | 10 | 120 | NR | 333.017 | CCM | 38.117 | 34.305 | G | 8011564010949 | 8011564319691 | 8011564364684 | 85389099
GW62232H | 10°FLUSH.S.O. HP IP67 3P+N+E 16A 400V 6H | 10°PODT.GNIA HP IP67 3P+N+E 16A 400V 6H | 13.1 | 1 | NR | 13.8 | 1 | NR | -5.072% | OFFICIAL | 3BL24G26F6431EA100 | 30 | 3BL | INSTALLATION BLOC | 24G | IEC309 RANGE | 26F | IEC309 PLUGS/SOCK.O. | 1 | 25 | NR | 1334.96 | CCM | 216.181 | 187.879 | G | 8011564799370 | 8011564939066 | 8011564939066 | 85366990
GW62009H | CONNECTOR HP IP44 3P+N+E 16A 400V 6H | ZŁĄCZE HP IP44 3P+N+E 16A 400V 6H | 6.8 | 1 | NR | 8 | 1 | NR | -15% | OFFICIAL | 3BL24G26F6391DI100 | 30 | 3BL | INSTALLATION BLOC | 24G | IEC309 RANGE | 26F | IEC309 PLUGS/SOCK.O. | 1 | 25 | NR | 1334.96 | CCM | 251.341 | 226.679 | G | 8011564798168 | 8011564937857 | 8011564937857 | 85366990
GW60064 | IP44 STD.PLUG 2P 16A 24V N.R. | WTYCZKA IP44 STD. 2P 16A 24V N.R. | 9.3 | 1 | NR | 11.3 | 1 | NR | -17.7% | OFFICIAL | 3BL24G26F6311C8100 | 30 | 3BL | INSTALLATION BLOC | 24G | IEC309 RANGE | 26F | IEC309 PLUGS/SOCK.O. | 10 | 40 | NR | 491.4 | CCM | 132.625 | 111.72 | G | 8011564010994 | 8011564319790 | 8011564319806 | 85366990
GW60009H | PLUG HP IP44 3P+N+E 16A 400V 6H | WTYCZKA HP IP44 3P+N+E 16A 400V 6H | 4.55 | 1 | NR | 6 | 1 | NR | -24.17% | OFFICIAL | 3BL24G26F6311BW100 | 30 | 3BL | INSTALLATION BLOC | 24G | IEC309 RANGE | 26F | IEC309 PLUGS/SOCK.O. | 1 | 50 | NR | 1220 | CCM | 251.656 | 235.291 | G | 8011564796683 | 8011564936379 | 8011564936379 | 85366990
GW64061 | IP67 AD.3P+N+E 32A 400V 2P+E/3P+E/3P+N+E | IP67 AD.3P+N+E 32A 400V 2P+E/3P+E/3P+N+E | 145 | 1 | NR | 142 | 1 | NR | 2.113% | OFFICIAL | 3BL24G27F6531FM100 | 30 | 3BL | INSTALLATION BLOC | 24G | IEC309 RANGE | 27F | IEC309 MULT./ADAPT. | 1 | 5 | NR | 8270.8 | CCM | 1.306 | 1.178 | KG | 8011564024366 | 8011564024366 | 8011564364837 | 85366990
GW64207 | CONVERSION DEVICE 16A 3P+N+E 400V50/60HZ | PRZEJŚCIÓWKA 16A 3P+N+E 380V50/60HZ | 14.8 | 1 | NR | 14.5 | 1 | NR | 2.069% | OFFICIAL | 3BL24G27F6551FU100 | 30 | 3BL | INSTALLATION BLOC | 24G | IEC309 RANGE | 27F | IEC309 MULT./ADAPT. | 10 | 40 | NR | 895.9 | CCM | 184.55 | 166.095 | G | 8011564024229 | 8011564335424 | 8011564335431 | 85366990
GW64208 | CONV.ADAPTOR 16A 2P+E 250V/16A 2P+E 220V | PRZEJŚCIÓWKA 16A 2P+E 250V/16A 2P+E 220V | 20.3 | 1 | NR | 19.9 | 1 | NR | 2.01% | OFFICIAL | 3BL24G27F6551FW100 | 30 | 3BL | INSTALLATION BLOC | 24G | IEC309 RANGE | 27F | IEC309 MULT./ADAPT. | 10 | 40 | NR | 707.2 | CCM | 156.925 | 137.51 | G | 8011564024502 | 8011564335882 | 8011564335899 | 85366990
GW64060 | IP67 AD.3P+N+E 16A 400V 2P+E/3P+E/3P+N+E | IP67 AD.3P+N+E 16A 400V 2P+E/3P+E/3P+N+E | 102 | 1 | NR | 100 | 1 | NR | 2% | OFFICIAL | 3BL24G27F6531FM100 | 30 | 3BL | INSTALLATION BLOC | 24G | IEC309 RANGE | 27F | IEC309 MULT./ADAPT. | 5 | 10 | NR | 5159.7 | CCM | 822.3 | 740.07 | G | 8011564024380 | 8011564335684 | 8011564364820 | 85366990
GW64050 | IP67 3 WAYS DEVICE 2P+T 16A 110V+CABLE | ROZDZIEL 3-DROŻ.IP67 2P+T 16A 110V+PRZEW | 108 | 1 | NR | 106 | 1 | NR | 1.887% | OFFICIAL | 3BL24G27F6511FK100 | 30 | 3BL | INSTALLATION BLOC | 24G | IEC309 RANGE | 27F | IEC309 MULT./ADAPT. | 1 | 6 | NR | 8599.5 | CCM | 1.162 | 1.045 | KG | 8011564007963 | 8011564007963 | 8011564364745 | 85366990
GW64008 | IP67 2 WAYS DEVICE 2P+T 16A 110V 4H | ROZDZIELACZ 2-DROŻ.IP67 2P+T 16A 110V 4H | 49.5 | 1 | NR | 48.6 | 1 | NR | 1.852% | OFFICIAL | 3BL24G27F6511FG100 | 30 | 3BL | INSTALLATION BLOC | 24G | IEC309 RANGE | 27F | IEC309 MULT./ADAPT. | 5 | 20 | NR | 2687.55 | CCM | 482.25 | 434.025 | G | 8011564007611 | 8011564313422 | 8011564313439 | 85366990
GW64211 | I/D AD.2P+T 16A 230V 2X2P+E D.A.P17/11 | I/D AD.2P+T 16A 230V 2X2P+E D.A.P17/11 | 22 | 1 | NR | 21.6 | 1 | NR | 1.852% | OFFICIAL | 3BL24G27F6551FS100 | 30 | 3BL | INSTALLATION BLOC | 24G | IEC309 RANGE | 27F | IEC309 MULT./ADAPT. | 10 | 40 | NR | 491.4 | CCM | 186.225 | 167.562 | G | 8011564024052 | 8011564335103 | 8011564335110 | 85366990
GW64022 | IP67 3 WAYS DEVICE 2P+T 16A 110V 4H | ROZDZIELACZ 3-DROŻ.IP67 2P+T 16A 110V 4H | 66.2 | 1 | NR | 65 | 1 | NR | 1.846% | OFFICIAL | 3BL24G27F6511FI100 | 30 | 3BL | INSTALLATION BLOC | 24G | IEC309 RANGE | 27F | IEC309 MULT./ADAPT. | 5 | 10 | NR | 5757.5 | CCM | 690.4 | 621.36 | G | 8011564007895 | 8011564313842 | 8011564513839 | 85366990
GW64217 | I/D AD.3P+N+E 16A 400V 1X2P+E D.A.P30/17 | I/D AD.3P+N+E 16A 400V 1X2P+E D.A.P30/17 | 27.9 | 1 | NR | 27.4 | 1 | NR | 1.825% | OFFICIAL | 3BL24G27F6551FS100 | 30 | 3BL | INSTALLATION BLOC | 24G | IEC309 RANGE | 27F | IEC309 MULT./ADAPT. | 10 | 40 | NR | 895.9 | CCM | 231.85 | 208.665 | G | 8011564024304 | 8011564335554 | 8011564335561 | 85366990
GW64055 | IP67 3 WAYS DEVICE 3P+E 16A 400V+CABLE | ROZDZIEL 3-DROŻ.IP67 3P+E 16A 400V+PRZEW | 113 | 1 | NR | 111 | 1 | NR | 1.802% | OFFICIAL | 3BL24G27F6511FK100 | 30 | 3BL | INSTALLATION BLOC | 24G | IEC309 RANGE | 27F | IEC309 MULT./ADAPT. | 1 | 3 | NR | 18060 | CCM | 1.552 | 1.397 | KG | 8011564007949 | 8011564007949 | 8011564512849 | 85366990
GW64067 | INVERTOR 3P+N+E 16A 400V | INWERTER FAZ 3P+N+E 16A 400V | 34 | 1 | NR | 33.4 | 1 | NR | 1.796% | OFFICIAL | 3BL24G27F6531FQ100 | 30 | 3BL | INSTALLATION BLOC | 24G | IEC309 RANGE | 27F | IEC309 MULT./ADAPT. | 10 | 20 | NR | 1410 | CCM | 361.95 | 321.85 | G | 8011564024571 | 8011564336025 | 8011564336032 | 85366990
GW64232 | CONVERS.DEVICE 16A 2P+E/4 MOD./2P+E 220V | PRZEJŚCIÓWKA 16A 2P+E/4 MOD./2P+E 220V | 45.6 | 1 | NR | 44.8 | 1 | NR | 1.786% | OFFICIAL | 3BL24G27F6551G0100 | 30 | 3BL | INSTALLATION BLOC | 24G | IEC309 RANGE | 27F | IEC309 MULT./ADAPT. | 5 | 20 | NR | 2687.55 | CCM | 366.9 | 330.21 | G | 8011564024250 | 8011564335479 | 8011564335486 | 85366990
GW64223 | CONV.DEVICE 16A 2P+EPLUG/2P+E SOCKET220V | PRZEJ.16A 2P+E WTYCZKA/2P+E GNIAZDO 220V | 40.5 | 1 | NR | 39.8 | 1 | NR | 1.759% | OFFICIAL | 3BL24G27F6551FY100 | 30 | 3BL | INSTALLATION BLOC | 24G | IEC309 RANGE | 27F | IEC309 MULT./ADAPT. | 5 | 20 | NR | 2311.05 | CCM | 321 | 265.48 | G | 8011564024212 | 8011564335400 | 8011564335417 | 85366990
GW64013 | IP67 2 WAYS DEVICE 3P+T 16A 400V 6H | ROZDZIELACZ 2-DROŻ.IP67 3P+T 16A 380V 6H | 52.1 | 1 | NR | 51.2 | 1 | NR | 1.758% | OFFICIAL | 3BL24G27F6511FG100 | 30 | 3BL | INSTALLATION BLOC | 24G | IEC309 RANGE | 27F | IEC309 MULT./ADAPT. | 5 | 10 | NR | 3830.4 | CCM | 641.7 | 577.53 | G | 8011564007598 | 8011564313385 | 8011564513389 | 85366990
GW64222 | AD.PLUG2P+E/SOC.2P+E UNEL DA/SOC.2P+E220 | PRZEJŚC.2P+E/SOC.2P+E UNEL DA/GN.2P+E220 | 52.1 | 1 | NR | 51.2 | 1 | NR | 1.758% | OFFICIAL | 3BL24G27F6551FY100 | 30 | 3BL | INSTALLATION BLOC | 24G | IEC309 RANGE | 27F | IEC309 MULT./ADAPT. | 5 | 20 | NR | 2311.05 | CCM | 362.65 | 326.385 | G | 8011564024342 | 8011564335615 | 8011564335622 | 85366990
GW64064 | IP67 AD.3P+N+E 32A 400V 2X2P+E/1X3P+N+E | IP67 AD.3P+N+E 32A 400V 2X2P+E/1X3P+N+E | 116 | 1 | NR | 114 | 1 | NR | 1.754% | OFFICIAL | 3BL24G27F6531FO100 | 30 | 3BL | INSTALLATION BLOC | 24G | IEC309 RANGE | 27F | IEC309 MULT./ADAPT. | 1 | 5 | NR | 8270.8 | CCM | 1.086 | 0.978 | KG | 8011564024410 | 8011564024410 | 8011564364844 | 85366990
GW64068 | IP67 3 WAYS DEVICE 3P+T 32A 400V 6H | ROZDZIELACZ 3-DROŻ.IP67 3P+T 32A 400V 6H | 116 | 1 | NR | 114 | 1 | NR | 1.754% | OFFICIAL | 3BL24G27F6511FI100 | 30 | 3BL | INSTALLATION BLOC | 24G | IEC309 RANGE | 27F | IEC309 MULT./ADAPT. | 1 | 4 | NR | 7072 | CCM | 1.202 | 1.082 | KG | 8011564024489 | 8011564024489 | 8011564516649 | 85366990
GW64256 | CONV.ADAPT.16A 3P+N+E 380V/D.A. SOCK/16A | PRZEJŚCIÓW.16A 3P+N+E 380V/GNI.D.A. /16A | 116 | 1 | NR | 114 | 1 | NR | 1.754% | OFFICIAL | 3BL24G27F6551G2100 | 30 | 3BL | INSTALLATION BLOC | 24G | IEC309 RANGE | 27F | IEC309 MULT./ADAPT. | 1 | 3 | NR | 18060 | CCM | 1.364 | 1.227 | KG | 8011564024533 | 8011564024533 | 8011564512870 | 85366990
GW64014 | IP67 2 WAYS DEVICE 3P+N+T 16A 400V 6H | ROZDZIEL. 2-DROŻ.IP67 3P+N+T 16A 380V 6H | 58.6 | 1 | NR | 57.6 | 1 | NR | 1.736% | OFFICIAL | 3BL24G27F6511FG100 | 30 | 3BL | INSTALLATION BLOC | 24G | IEC309 RANGE | 27F | IEC309 MULT./ADAPT. | 5 | 10 | NR | 5757.5 | CCM | 780 | 702 | G | 8011564007604 | 8011564313408 | 8011564513822 | 85366990
GW64065 | IP67 AD.3P+N+E 63A 400V 2X2P+E/1X3P+N+E | IP67 AD.3P+N+E 63A 400V 2X2P+E/1X3P+N+E | 236 | 1 | NR | 232 | 1 | NR | 1.724% | OFFICIAL | 3BL24G27F6531FO100 | 30 | 3BL | INSTALLATION BLOC | 24G | IEC309 RANGE | 27F | IEC309 MULT./ADAPT. | 1 | 2 | NR | 23110.5 | CCM | 2.714 | 2.443 | KG | 8011564024427 | 8011564024427 | 8011564335752 | 85366990
GW64066 | INVERTOR 3P+E 16A 400V | INWERTER FAZ 3P+E 16A 400V | 29.5 | 1 | NR | 29 | 1 | NR | 1.724% | OFFICIAL | 3BL24G27F6531FQ100 | 30 | 3BL | INSTALLATION BLOC | 24G | IEC309 RANGE | 27F | IEC309 MULT./ADAPT. | 10 | 20 | NR | 1343.85 | CCM | 300.25 | 262.44 | G | 8011564024564 | 8011564336001 | 8011564336018 | 85366990
GW64011 | IP67 2 WAYS DEVICE 3P+T 16A 230V 9H | ROZDZIELACZ 2-DROŻ.IP67 3P+T 16A 220V 9H | 59.2 | 1 | NR | 58.2 | 1 | NR | 1.718% | OFFICIAL | 3BL24G27F6511FG100 | 30 | 3BL | INSTALLATION BLOC | 24G | IEC309 RANGE | 27F | IEC309 MULT./ADAPT. | 5 | 10 | NR | 3830.4 | CCM | 621.6 | 511.8 | G | 8011564007635 | 8011564313460 | 8011564313477 | 85366990
GW64059 | IP67 AD.3P+N+E 16A 400V 2X2P+E/1X3P+E | IP67 AD.3P+N+E 16A 400V 2X2P+E/1X3P+E | 95.8 | 1 | NR | 94.2 | 1 | NR | 1.699% | OFFICIAL | 3BL24G27F6531FM100 | 30 | 3BL | INSTALLATION BLOC | 24G | IEC309 RANGE | 27F | IEC309 MULT./ADAPT. | 5 | 10 | NR | 5159.7 | CCM | 781.1 | 702.99 | G | 8011564024397 | 8011564335707 | 8011564364813 | 85366990
GW64216 | I/D AD.3P+N+E 16A 400V 2X2P+E D.A.P17/11 | I/D AD.3P+N+E 16A 400V 2X2P+E D.A.P17/11 | 30.1 | 1 | NR | 29.6 | 1 | NR | 1.689% | OFFICIAL | 3BL24G27F6551FS100 | 30 | 3BL | INSTALLATION BLOC | 24G | IEC309 RANGE | 27F | IEC309 MULT./ADAPT. | 10 | 40 | NR | 895.9 | CCM | 244.125 | 219.713 | G | 8011564024298 | 8011564335530 | 8011564335547 | 85366990
GW64026 | IP67 3 WAYS DEVICE 3P+N+T 16A 230V 9H | ROZDZIEL. 3-DROŻ.IP67 3P+N+T 16A 230V 9H | 90.4 | 1 | NR | 88.9 | 1 | NR | 1.687% | OFFICIAL | 3BL24G27F6511FI100 | 30 | 3BL | INSTALLATION BLOC | 24G | IEC309 RANGE | 27F | IEC309 MULT./ADAPT. | 5 | 10 | NR | 5159.7 | CCM | 903.5 | 813.15 | G | 8011564007925 | 8011564313903 | 8011564313910 | 85366990
GW64231 | ADAPT.16A 220V PLUG/DA.SOCK/16A SOCK.220 | PRZEJ.16A 220V WTYCZKA/GN.DA./GN.16A.220 | 73 | 1 | NR | 71.8 | 1 | NR | 1.671% | OFFICIAL | 3BL24G27F6551G0100 | 30 | 3BL | INSTALLATION BLOC | 24G | IEC309 RANGE | 27F | IEC309 MULT./ADAPT. | 5 | 20 | NR | 2687.55 | CCM | 473.15 | 414.49 | G | 8011564024526 | 8011564335929 | 8011564335936 | 85366990
GW64028 | IP67 3 WAYS DEVICE 3P+N+T 16A 400V 6H | ROZDZIEL. 3-DROŻ.IP67 3P+N+T 16A 400V 6H | 79.7 | 1 | NR | 78.4 | 1 | NR | 1.658% | OFFICIAL | 3BL24G27F6511FI100 | 30 | 3BL | INSTALLATION BLOC | 24G | IEC309 RANGE | 27F | IEC309 MULT./ADAPT. | 5 | 10 | NR | 5159.7 | CCM | 935.5 | 841.95 | G | 8011564007888 | 8011564313828 | 8011564364738 | 85366990
GW64027 | IP67 3 WAYS DEVICE 3P+T 16A 400V 6H | ROZDZIELACZ 3-DROŻ.IP67 3P+T 16A 400V 6H | 67.6 | 1 | NR | 66.5 | 1 | NR | 1.654% | OFFICIAL | 3BL24G27F6511FI100 | 30 | 3BL | INSTALLATION BLOC | 24G | IEC309 RANGE | 27F | IEC309 MULT./ADAPT. | 5 | 10 | NR | 5757.5 | CCM | 848 | 763.2 | G | 8011564007871 | 8011564313804 | 8011564513853 | 85366990
GW64263 | CONV.AD.16A 2P+E PLUG/UNEL D.A.SOCK/SOCK | PRZEJ.16A 2P+E WTYCZKA/GN.UNEL D.A./GN | 98.5 | 1 | NR | 96.9 | 1 | NR | 1.651% | OFFICIAL | 3BL24G27F6551G2100 | 30 | 3BL | INSTALLATION BLOC | 24G | IEC309 RANGE | 27F | IEC309 MULT./ADAPT. | 1 | 6 | NR | 8599.5 | CCM | 916 | 824.4 | G | 8011564024458 | 8011564024458 | 8011564364875 | 85366990
GW64265 | CONV.DEVICE 2+2 MOD./16A 2P+E 220V SOCKE | PRZEJŚCIÓW 2+2 MOD./16A 2P+E GNIAZ 220V | 30.8 | 1 | NR | 30.3 | 1 | NR | 1.65% | OFFICIAL | 3BL24G27F6551G2100 | 30 | 3BL | INSTALLATION BLOC | 24G | IEC309 RANGE | 27F | IEC309 MULT./ADAPT. | 5 | 20 | NR | 2687.55 | CCM | 303.55 | 273.195 | G | 8011564024540 | 8011564335967 | 8011564335974 | 85366990
GW64237 | CONV.DEV.16A 380V 3P+N+E PLUG/4MOD/SOCKE | PRZEJ.16A 380V 3P+N+E WTYCZKA/4MOD/GNIAZ | 55.8 | 1 | NR | 54.9 | 1 | NR | 1.639% | OFFICIAL | 3BL24G27F6551G0100 | 30 | 3BL | INSTALLATION BLOC | 24G | IEC309 RANGE | 27F | IEC309 MULT./ADAPT. | 5 | 10 | NR | 5757.5 | CCM | 593.3 | 533.97 | G | 8011564024243 | 8011564335455 | 8011564513877 | 85366990
GW64221 | ADAPT.PLUG 2P+E/SOC.2P+E DA/SOC.2P+E220V | PRZEJŚCIÓW. 2P+E/SOC.2P+E DA/GN.2P+E220V | 55.9 | 1 | NR | 55 | 1 | NR | 1.636% | OFFICIAL | 3BL24G27F6551FY100 | 30 | 3BL | INSTALLATION BLOC | 24G | IEC309 RANGE | 27F | IEC309 MULT./ADAPT. | 5 | 20 | NR | 2311.05 | CCM | 378.2 | 309.44 | G | 8011564024359 | 8011564335639 | 8011564335646 | 85366990
GW64052 | IP67 3 WAYS DEVICE 2P+T 16A 230V+CABLE | ROZDZIEL 3-DROŻ.IP67 2P+T 16A 230V+PRZEW | 99.4 | 1 | NR | 97.8 | 1 | NR | 1.636% | OFFICIAL | 3BL24G27F6511FK100 | 30 | 3BL | INSTALLATION BLOC | 24G | IEC309 RANGE | 27F | IEC309 MULT./ADAPT. | 1 | 6 | NR | 8599.5 | CCM | 1.162 | 1.046 | KG | 8011564007932 | 8011564007932 | 8011564364769 | 85366990
GW64209 | CONV.ADAPT.16A 2P+E250V UNEL/16A 2P+E220 | PRZEJŚCIÓW.16A 2P+E250V UNEL/16A 2P+E220 | 24.9 | 1 | NR | 24.5 | 1 | NR | 1.633% | OFFICIAL | 3BL24G27F6551FW100 | 30 | 3BL | INSTALLATION BLOC | 24G | IEC309 RANGE | 27F | IEC309 MULT./ADAPT. | 10 | 40 | NR | 707.2 | CCM | 164.85 | 145.3 | G | 8011564024496 | 8011564335868 | 8011564335875 | 85366990
GW64023 | IP67 3 WAYS DEVICE 3P+T 16A 110V 4H | ROZDZIELACZ 3-DROŻ.IP67 3P+T 16A 110V 4H | 75.2 | 1 | NR | 74 | 1 | NR | 1.622% | OFFICIAL | 3BL24G27F6511FI100 | 30 | 3BL | INSTALLATION BLOC | 24G | IEC309 RANGE | 27F | IEC309 MULT./ADAPT. | 5 | 10 | NR | 5079.375 | CCM | 827.9 | 698.41 | G | 8011564007901 | 8011564313866 | 8011564313873 | 85366990
GW64025 | IP67 3 WAYS DEVICE 3P+T 16A 230V 9H | ROZDZIELACZ 3-DROŻ.IP67 3P+T 16A 230V 9H | 75.2 | 1 | NR | 74 | 1 | NR | 1.622% | OFFICIAL | 3BL24G27F6511FI100 | 30 | 3BL | INSTALLATION BLOC | 24G | IEC309 RANGE | 27F | IEC309 MULT./ADAPT. | 5 | 10 | NR | 5079.375 | CCM | 809.4 | 687.86 | G | 8011564007918 | 8011564313880 | 8011564313897 | 85366990
GW64062 | IP67 AD.2P+T 32A 230V 3X2P+E | IP67 AD.2P+T 32A 230V 3X2P+E | 88.3 | 1 | NR | 86.9 | 1 | NR | 1.611% | OFFICIAL | 3BL24G27F6531FO100 | 30 | 3BL | INSTALLATION BLOC | 24G | IEC309 RANGE | 27F | IEC309 MULT./ADAPT. | 5 | 10 | NR | 5159.7 | CCM | 750.4 | 675.36 | G | 8011564024434 | 8011564335769 | 8011564335776 | 85366990
GW64010 | IP67 2 WAYS DEVICE 2P+T 16A 230V 6H | ROZDZIELACZ 2-DROŻ.IP67 2P+T 16A 230V 6H | 44.9 | 1 | NR | 44.2 | 1 | NR | 1.584% | OFFICIAL | 3BL24G27F6511FG100 | 30 | 3BL | INSTALLATION BLOC | 24G | IEC309 RANGE | 27F | IEC309 MULT./ADAPT. | 5 | 20 | NR | 2687.55 | CCM | 487.45 | 438.705 | G | 8011564007581 | 8011564313361 | 8011564313378 | 85366990
GW64236 | ADAPT.16A 380V PLUG/UNEL SOCK./16A SOCK. | PRZEJ.16A 380V WTYCZKA/GNIA.UNEL/GN.16A | 84.2 | 1 | NR | 82.9 | 1 | NR | 1.568% | OFFICIAL | 3BL24G27F6551G0100 | 30 | 3BL | INSTALLATION BLOC | 24G | IEC309 RANGE | 27F | IEC309 MULT./ADAPT. | 5 | 10 | NR | 5757.5 | CCM | 692.9 | 623.61 | G | 8011564024519 | 8011564335905 | 8011564513860 | 85366990
GW64024 | IP67 3 WAYS DEVICE 2P+T 16A 230V 6H | ROZDZIELACZ 3-DROŻ.IP67 2P+T 16A 230V 6H | 58.3 | 1 | NR | 57.4 | 1 | NR | 1.568% | OFFICIAL | 3BL24G27F6511FI100 | 30 | 3BL | INSTALLATION BLOC | 24G | IEC309 RANGE | 27F | IEC309 MULT./ADAPT. | 5 | 10 | NR | 5757.5 | CCM | 697 | 627.3 | G | 8011564007864 | 8011564313781 | 8011564513846 | 85366990
GW64056 | IP67 3 WAYS DEVICE 3P+N+T 16A 400V+CABLE | ROZDZ. 3-DROŻ.IP67 3P+N+T 16A 400V+PRZEW | 131 | 1 | NR | 129 | 1 | NR | 1.55% | OFFICIAL | 3BL24G27F6511FK100 | 30 | 3BL | INSTALLATION BLOC | 24G | IEC309 RANGE | 27F | IEC309 MULT./ADAPT. | 1 | 3 | NR | 18060 | CCM | 1.77 | 1.593 | KG | 8011564007956 | 8011564007956 | 8011564512863 | 85366990
GW64012 | IP67 2 WAYS DEVICE 3P+N+T 16A 230V 9H | ROZDZIEL. 2-DROŻ.IP67 3P+N+T 16A 220V 9H | 66.4 | 1 | NR | 65.4 | 1 | NR | 1.529% | OFFICIAL | 3BL24G27F6511FG100 | 30 | 3BL | INSTALLATION BLOC | 24G | IEC309 RANGE | 27F | IEC309 MULT./ADAPT. | 5 | 10 | NR | 5079.375 | CCM | 735.6 | 676.9 | G | 8011564007642 | 8011564313484 | 8011564313491 | 85366990
GW64204 | I/D AD.2P+T 16A 230V 1X2P+E BRITISH | I/D AD.2P+T 16A 230V 1X2P+E BRYTYJSKI | 20.8 | 1 | NR | 20.5 | 1 | NR | 1.463% | OFFICIAL | 3BL24G27F6551FS100 | 30 | 3BL | INSTALLATION BLOC | 24G | IEC309 RANGE | 27F | IEC309 MULT./ADAPT. | 10 | 40 | NR | 491.4 | CCM | 200.725 | 176.45 | G | 8011564008038 | 8011564314054 | 8011564314061 | 85366990
GW64212 | I/D AD.2P+T 16A 230V 1X2P+E D.A.P30/17 | I/D AD.2P+T 16A 230V 1X2P+E D.A.P30/17 | 14.4 | 1 | NR | 14.2 | 1 | NR | 1.408% | OFFICIAL | 3BL24G27F6551FS100 | 30 | 3BL | INSTALLATION BLOC | 24G | IEC309 RANGE | 27F | IEC309 MULT./ADAPT. | 10 | 40 | NR | 491.4 | CCM | 173.75 | 156.375 | G | 8011564024038 | 8011564335066 | 8011564335073 | 85366990
GW64203 | I/D AD.2P+T 16A 230V 2X2P+E FRENCH | I/D AD.2P+T 16A 230V 2X2P+E FRANCUSKI | 17.4 | 1 | NR | 17.2 | 1 | NR | 1.163% | OFFICIAL | 3BL24G27F6551FS100 | 30 | 3BL | INSTALLATION BLOC | 24G | IEC309 RANGE | 27F | IEC309 MULT./ADAPT. | 10 | 40 | NR | 491.4 | CCM | 182.05 | 175.79 | G | 8011564008021 | 8011564314030 | 8011564314047 | 85366990
GW64210 | I/D AD.2P+E 16A 230V 1X2P+E GERMAN | I/D AD.2P+E 16A 230V 1X2P+E NIEMIECKI | 17.4 | 1 | NR | 17.2 | 1 | NR | 1.163% | OFFICIAL | 3BL24G27F6551FS100 | 30 | 3BL | INSTALLATION BLOC | 24G | IEC309 RANGE | 27F | IEC309 MULT./ADAPT. | 10 | 40 | NR | 491.4 | CCM | 180.35 | 176.05 | G | 8011564065802 | 8011564389298 | 8011564389304 | 85366990
GW64206 | CONVERSION DEVICE 16A 2P+E 230V 50/60HZ | PRZEJŚCIÓWKA 16A 2P+E 220V 50/60HZ | 10.2 | 1 | NR | 10.1 | 1 | NR | 0.9901% | OFFICIAL | 3BL24G27F6551FU100 | 30 | 3BL | INSTALLATION BLOC | 24G | IEC309 RANGE | 27F | IEC309 MULT./ADAPT. | 10 | 40 | NR | 491.4 | CCM | 133.125 | 119.813 | G | 8011564008052 | 8011564314092 | 8011564314108 | 85366990
GW64063 | IP67 AD.3P+N+E 32A 400V 2P+E/3P+E/3P+N+E | IP67 AD.3P+N+E 32A 400V 2P+E/3P+E/3P+N+E | 109 | 1 | NR | 108 | 1 | NR | 0.9259% | OFFICIAL | 3BL24G27F6531FO100 | 30 | 3BL | INSTALLATION BLOC | 24G | IEC309 RANGE | 27F | IEC309 MULT./ADAPT. | 5 | 10 | NR | 5159.7 | CCM | 932.8 | 895.8 | G | 8011564024441 | 8011564335783 | 8011564335790 | 85366990
GW72095 | DD FUSE DIII E33 FAST ACTING 63A | BEZPIECZNIK DD DIII E33 SZYBKODZIAŁ. 63A | 1.6 | 1 | NR | 1.55 | 1 | NR | 3.226% | OFFICIAL | 3BL24G29F6791KO100 | 30 | 3BL | INSTALLATION BLOC | 24G | IEC309 RANGE | 29F | INTERLOCKED SOCK.OU. | 5 | 20 | NR | 128.344 | CCM | 55.4 | 49.86 | G | 8011564032477 | 8011564346161 | 8011564346178 | 85361050
GW66235N | 32A 3P+E 110V V.INT.SOCK.O.W.B.4H CBF | 32A 3P+E 110V PION.GN.BLOK.Z DNEM 4H CBF | 119 | 1 | NR | 116 | 1 | NR | 2.586% | OFFICIAL | 3BL24G29F6671I8100 | 30 | 3BL | INSTALLATION BLOC | 24G | IEC309 RANGE | 29F | INTERLOCKED SOCK.OU. | 1 | 12 | NR | 6125 | CCM | 1.198 | 0.992 | KG | 8011564741447 | 8011564741447 | 8011564696860 | 85366990
GW66236N | 32A 3P+N+E 110V V.INT.SOCK.O.W.B.4H CBF | 32A 3P+N+E 110V PIO.GN.BLO.Z DNEM 4H CBF | 128 | 1 | NR | 125 | 1 | NR | 2.4% | OFFICIAL | 3BL24G29F6671I8100 | 30 | 3BL | INSTALLATION BLOC | 24G | IEC309 RANGE | 29F | INTERLOCKED SOCK.OU. | 1 | 12 | NR | 6125 | CCM | 1.25 | 1.125 | KG | 8011564741454 | 8011564741454 | 8011564696877 | 85366990
GW66502 | I.SOCKET IP66 W.B.3P+E 16A 110V 4H DIR | GNI.BLOK.IP66 Z/DN 3P+E 16A 110V 4H BEZP | 128 | 1 | NR | 125 | 1 | NR | 2.4% | OFFICIAL | 3BL24G29F6691J8100 | 30 | 3BL | INSTALLATION BLOC | 24G | IEC309 RANGE | 29F | INTERLOCKED SOCK.OU. | 1 | 6 | NR | 13039 | CCM | 2.162 | 1.775 | KG | 8011564098541 | 8011564098541 | 8011564454651 | 85366990
GW66505 | I.SOCKET IP66 W.B.3P+E 16A 230V 9H DIR | GNI.BLOK.IP66 Z/DN 3P+E 16A 230V 9H BEZP | 128 | 1 | NR | 125 | 1 | NR | 2.4% | OFFICIAL | 3BL24G29F6691J8100 | 30 | 3BL | INSTALLATION BLOC | 24G | IEC309 RANGE | 29F | INTERLOCKED SOCK.OU. | 1 | 6 | NR | 13039 | CCM | 2.161 | 1.762 | KG | 8011564098572 | 8011564098572 | 8011564454712 | 85366990
GW66243N | 32A 3P+E 500V V.INT.SOCK.O.W.B.7H CBF | 32A 3P+E 500V PION.GN.BLOK.Z DNEM 7H CBF | 129 | 1 | NR | 126 | 1 | NR | 2.381% | OFFICIAL | 3BL24G29F6671I8100 | 30 | 3BL | INSTALLATION BLOC | 24G | IEC309 RANGE | 29F | INTERLOCKED SOCK.OU. | 1 | 12 | NR | 6125 | CCM | 1.178 | 1.061 | KG | 8011564741508 | 8011564741508 | 8011564696921 | 85366990
GW66552 | I.SOCKET IP66 N.B.2P+E 32A 400V 9H DIR | GNI.BLOK.IP66 B/DN 2P+E 32A 400V 9H BEZP | 129 | 1 | NR | 126 | 1 | NR | 2.381% | OFFICIAL | 3BL24G29F6691IW100 | 30 | 3BL | INSTALLATION BLOC | 24G | IEC309 RANGE | 29F | INTERLOCKED SOCK.OU. | 1 | 6 | NR | 13039 | CCM | 1.903 | 1.713 | KG | 8011564098473 | 8011564098473 | 8011564455078 | 85366990
GW67364N | 63A 3P+N+E 400V V.INT.SOCK.O.N.B.6H SBF | 63A 3P+N+E 380V PION.GN.BLO.B/DNA 6H SBF | 129 | 1 | NR | 126 | 1 | NR | 2.381% | OFFICIAL | 3BL24G29F6651HD100 | 30 | 3BL | INSTALLATION BLOC | 24G | IEC309 RANGE | 29F | INTERLOCKED SOCK.OU. | 1 | 4 | NR | 11555.25 | CCM | 1.744 | 1.569 | KG | 8011564742451 | 8011564742451 | 8011564697874 | 85366990
GW66053N | 3P+N+E16A110V V.IN.SOC.O.WB.4H MT60 IP67 | 3P+N+E16A110V PION.GN.BL/DN.4H MT60 IP67 | 130 | 1 | NR | 127 | 1 | NR | 2.362% | OFFICIAL | 3BL24G29F6681IB100 | 30 | 3BL | INSTALLATION BLOC | 24G | IEC309 RANGE | 29F | INTERLOCKED SOCK.OU. | 1 | 12 | NR | 6125 | CCM | 1.581 | 1.342 | KG | 8011564740839 | 8011564740839 | 8011564696259 | 85366990
GW66510 | I.SOCKET IP66 W.B.3P+E 16A 500V 7H DIR | GNI.BLOK.IP66 Z/DN 3P+E 16A 500V 7H BEZP | 130 | 1 | NR | 127 | 1 | NR | 2.362% | OFFICIAL | 3BL24G29F6691J8100 | 30 | 3BL | INSTALLATION BLOC | 24G | IEC309 RANGE | 29F | INTERLOCKED SOCK.OU. | 1 | 6 | NR | 13039 | CCM | 2.164 | 1.762 | KG | 8011564098626 | 8011564098626 | 8011564454767 | 85366990
GW66345N | 63A 2P+E 110V V.INT.SOCK.O.N.B.4H CBF | 63A 2P+E 110V PION.GN.BLOK.B/DNA 4H CBF | 176 | 1 | NR | 172 | 1 | NR | 2.326% | OFFICIAL | 3BL24G29F6671I2100 | 30 | 3BL | INSTALLATION BLOC | 24G | IEC309 RANGE | 29F | INTERLOCKED SOCK.OU. | 1 | 4 | NR | 11555.25 | CCM | 1.956 | 1.603 | KG | 8011564742000 | 8011564742000 | 8011564697423 | 85366990
GW66064N | 3P+N+E32A110V V.IN.SOC.O.WB.4H MT60 IP67 | 3P+N+E32A110V PION.GN.BL/DN.4H MT60 IP67 | 178 | 1 | NR | 174 | 1 | NR | 2.299% | OFFICIAL | 3BL24G29F6681IB100 | 30 | 3BL | INSTALLATION BLOC | 24G | IEC309 RANGE | 29F | INTERLOCKED SOCK.OU. | 1 | 12 | NR | 6125 | CCM | 1.658 | 1.453 | KG | 8011564740907 | 8011564740907 | 8011564696327 | 85366990
GW66969 | I.SOCKET IP66 W.B.3P+E 32A 400V 6H CBF | GNI.BLOK.IP66 Z/DN 3P+E 32A 400V 6H CBF | 178 | 1 | NR | 174 | 1 | NR | 2.299% | OFFICIAL | 3BL24G29F6711JG100 | 30 | 3BL | INSTALLATION BLOC | 24G | IEC309 RANGE | 29F | INTERLOCKED SOCK.OU. | 1 | 6 | NR | 13039 | CCM | 2.639 | 2.267 | KG | 8011564074354 | 8011564074354 | 8011564400979 | 85366990
GW66244N | 32A 3P+N+E 500V V.INT.SOCK.O.W.B.7H CBF | 32A 3P+N+E 500V PIO.GN.BLO.Z DNEM 7H CBF | 135 | 1 | NR | 132 | 1 | NR | 2.273% | OFFICIAL | 3BL24G29F6671I8100 | 30 | 3BL | INSTALLATION BLOC | 24G | IEC309 RANGE | 29F | INTERLOCKED SOCK.OU. | 1 | 12 | NR | 6125 | CCM | 1.236 | 1.03 | KG | 8011564741515 | 8011564741515 | 8011564696938 | 85366990
GW66496 | BACK-MOUNTING BOX FOR COMBIBLOC | PUSZKA MOC. TYLN. DO ZEST. GNIAZD | 4.5 | 1 | NR | 4.4 | 1 | NR | 2.273% | OFFICIAL | 3BL24G29F6591GK100 | 30 | 3BL | INSTALLATION BLOC | 24G | IEC309 RANGE | 29F | INTERLOCKED SOCK.OU. | 1 | 12 | NR | 698.417 | CCM | 102.5 | 86.13 | G | 8011564098046 | 8011564098046 | 8011564487215 | 85381000
GW66506 | I.SOCKET IP66 W.B.3P+N+E 16A 230V 9H DIR | GNI.BLO.IP66 Z/D 3P+N+E 16A 230V 9H BEZP | 135 | 1 | NR | 132 | 1 | NR | 2.273% | OFFICIAL | 3BL24G29F6691J8100 | 30 | 3BL | INSTALLATION BLOC | 24G | IEC309 RANGE | 29F | INTERLOCKED SOCK.OU. | 1 | 6 | NR | 13039 | CCM | 2.223 | 2.001 | KG | 8011564098589 | 8011564098589 | 8011564454729 | 85366990
GW66554 | I.SOCKET IP66 N.B.3P+N+E 32A 400V 6H DIR | GNI.BLO.IP66 B/D 3P+N+E 32A 400V 6H BEZP | 135 | 1 | NR | 132 | 1 | NR | 2.273% | OFFICIAL | 3BL24G29F6691IW100 | 30 | 3BL | INSTALLATION BLOC | 24G | IEC309 RANGE | 29F | INTERLOCKED SOCK.OU. | 1 | 6 | NR | 13039 | CCM | 2.053 | 1.669 | KG | 8011564098497 | 8011564098497 | 8011564455092 | 85366990
GW66676 | WALL BOX FOR INTERL.SOCKET 16/32A IP44 | PUSZKA NATYNK.DO GN.Z BLOK.16/32A IP44 | 4.5 | 1 | NR | 4.4 | 1 | NR | 2.273% | OFFICIAL | 3BL24G29F6611H2100 | 30 | 3BL | INSTALLATION BLOC | 24G | IEC309 RANGE | 29F | INTERLOCKED SOCK.OU. | 1 | 10 | NR | 1610.24 | CCM | 142.4 | 110.2 | G | 8011564040342 | 8011564040342 | 8011564354241 | 85381000
GW66809 | I.SOCKET IP66 N.B.3P+N+E 16A 400V 6H CBF | GN.BLOK.IP66 B/DN 3P+N+E 16A 400V 6H CBF | 135 | 1 | NR | 132 | 1 | NR | 2.273% | OFFICIAL | 3BL24G29F6711IY100 | 30 | 3BL | INSTALLATION BLOC | 24G | IEC309 RANGE | 29F | INTERLOCKED SOCK.OU. | 1 | 6 | NR | 13039 | CCM | 2.002 | 1.802 | KG | 8011564066076 | 8011564066076 | 8011564389472 | 85366990
GW67360N | 63A 3P+E 230V V.INT.SOCK.O.N.B.9H SBF | 63A 3P+E 220V PION.GN.BLOK.B/DNA 9H SBF | 135 | 1 | NR | 132 | 1 | NR | 2.273% | OFFICIAL | 3BL24G29F6651HD100 | 30 | 3BL | INSTALLATION BLOC | 24G | IEC309 RANGE | 29F | INTERLOCKED SOCK.OU. | 1 | 4 | NR | 11555.25 | CCM | 1.652 | 1.295 | KG | 8011564742413 | 8011564742413 | 8011564697836 | 85366990
GW66978 | I.SOCKET IP66 W.B.3P+E 16A 230V 9H M.D | GNI.BLOK.IP66 Z/DN 3P+E 16A 230V 9H U.M. | 139 | 1 | NR | 136 | 1 | NR | 2.206% | OFFICIAL | 3BL24G29F6731JM100 | 30 | 3BL | INSTALLATION BLOC | 24G | IEC309 RANGE | 29F | INTERLOCKED SOCK.OU. | 1 | 6 | NR | 13039 | CCM | 2.187 | 1.969 | KG | 8011564074347 | 8011564074347 | 8011564400962 | 85366990
GW66527 | I.SOCKET IP66 W.B.2P+E 63A 230V 6H DIR | GNI.BLOK.IP66 Z/DN 2P+E 63A 230V 6H BEZP | 186 | 1 | NR | 182 | 1 | NR | 2.198% | OFFICIAL | 3BL24G29F6691JC100 | 30 | 3BL | INSTALLATION BLOC | 24G | IEC309 RANGE | 29F | INTERLOCKED SOCK.OU. | 1 | 3 | NR | 25316.667 | CCM | 3.355 | 2.774 | KG | 8011564098794 | 8011564098794 | 8011564455160 | 85366990
GW66868 | I.SOCKET IP66 W.B.3P+N+E 63A 110V 4H M.D | GN.BLOK.IP66 Z/D 3P+N+E 63A 110V 4H U.M. | 233 | 1 | NR | 228 | 1 | NR | 2.193% | OFFICIAL | 3BL24G29F6731JQ100 | 30 | 3BL | INSTALLATION BLOC | 24G | IEC309 RANGE | 29F | INTERLOCKED SOCK.OU. | 1 | 3 | NR | 25316.667 | CCM | 3.705 | 3.335 | KG | 8011564067493 | 8011564067493 | 8011564390201 | 85366990
GW66871 | I.SOCKET IP66 W.B.3P+N+E 63A 230V 9H M.D | GN.BLOK.IP66 Z/D 3P+N+E 63A 230V 9H U.M. | 233 | 1 | NR | 228 | 1 | NR | 2.193% | OFFICIAL | 3BL24G29F6731JQ100 | 30 | 3BL | INSTALLATION BLOC | 24G | IEC309 RANGE | 29F | INTERLOCKED SOCK.OU. | 1 | 3 | NR | 25316.667 | CCM | 3.693 | 3.093 | KG | 8011564067523 | 8011564067523 | 8011564390232 | 85366990
GW66876 | I.SOCKET IP66 W.B.3P+N+E 63A 500V 7H M.D | GN.BLOK.IP66 Z/D 3P+N+E 63A 500V 7H U.M. | 233 | 1 | NR | 228 | 1 | NR | 2.193% | OFFICIAL | 3BL24G29F6731JQ100 | 30 | 3BL | INSTALLATION BLOC | 24G | IEC309 RANGE | 29F | INTERLOCKED SOCK.OU. | 1 | 3 | NR | 25316.667 | CCM | 3.698 | 3.328 | KG | 8011564067608 | 8011564067608 | 8011564390317 | 85366990
GW66524 | I.SOCKET IP66 W.B.2P+E 63A 110V4H DIR | GNI.BLOK.IP66 Z/DN 2P+E 63A 110V 4H BEZP | 187 | 1 | NR | 183 | 1 | NR | 2.186% | OFFICIAL | 3BL24G29F6691JC100 | 30 | 3BL | INSTALLATION BLOC | 24G | IEC309 RANGE | 29F | INTERLOCKED SOCK.OU. | 1 | 3 | NR | 25316.667 | CCM | 3.343 | 3.009 | KG | 8011564098763 | 8011564098763 | 8011564455139 | 85366990
GW66814 | I.SOCKET IP66 N.B.3P+N+E 32A 110V 4H CBF | GN.BLOK.IP66 B/DN 3P+N+E 32A 110V 4H CBF | 187 | 1 | NR | 183 | 1 | NR | 2.186% | OFFICIAL | 3BL24G29F6711J0100 | 30 | 3BL | INSTALLATION BLOC | 24G | IEC309 RANGE | 29F | INTERLOCKED SOCK.OU. | 1 | 6 | NR | 13039 | CCM | 2.313 | 1.927 | KG | 8011564066168 | 8011564066168 | 8011564389526 | 85366990
GW66817 | I.SOCKET IP66 N.B.3P+N+E 32A 230V 9H CBF | GN.BLOK.IP66 B/DN 3P+N+E 32A 230V 9H CBF | 187 | 1 | NR | 183 | 1 | NR | 2.186% | OFFICIAL | 3BL24G29F6711J0100 | 30 | 3BL | INSTALLATION BLOC | 24G | IEC309 RANGE | 29F | INTERLOCKED SOCK.OU. | 1 | 6 | NR | 13039 | CCM | 2.287 | 1.901 | KG | 8011564066212 | 8011564066212 | 8011564389557 | 85366990
GW66822 | I.SOCKET IP66 N.B.3P+N+E 32A 500V 7H CBF | GN.BLOK.IP66 B/DN 3P+N+E 32A 500V 7H CBF | 187 | 1 | NR | 183 | 1 | NR | 2.186% | OFFICIAL | 3BL24G29F6711J0100 | 30 | 3BL | INSTALLATION BLOC | 24G | IEC309 RANGE | 29F | INTERLOCKED SOCK.OU. | 1 | 6 | NR | 13039 | CCM | 2.5 | 2.25 | KG | 8011564066366 | 8011564066366 | 8011564389601 | 85366990
GW66585 | SOCKET I.W.B.3P+E 125A 380V 6H IP66 | GNI.BLOK Z/DN.3P+E 125A 380V 6H IP55 | 2350 | 1 | NR | 2300 | 1 | NR | 2.174% | OFFICIAL | 3BL24G29F6761KL100 | 30 | 3BL | INSTALLATION BLOC | 24G | IEC309 RANGE | 29F | INTERLOCKED SOCK.OU. | 1 | 1 | NR | 76800 | CCM | 10.2 | 9.18 | KG | 8011564110069 | 8011564110069 | 8011564110069 | 85366990
GW66701 | BLANK LID FOR INTERL.SOCKET 16/32A | POKRYWA LITA DO GNIAZDA Z BLOK. 16/32A | 4.7 | 1 | NR | 4.6 | 1 | NR | 2.174% | OFFICIAL | 3BL24G29F6611H6100 | 30 | 3BL | INSTALLATION BLOC | 24G | IEC309 RANGE | 29F | INTERLOCKED SOCK.OU. | 1 | 10 | NR | 423.225 | CCM | 75.3 | 67.77 | G | 8011564037410 | 8011564037410 | 8011564351172 | 85389099
GW67247N | 3P+N+T 63A 110V V.INT.SOCK.O.W.B.4H CBF | 3P+N+T 63A 110V PION.GN.BLOK.Z DN.4H CBF | 235 | 1 | NR | 230 | 1 | NR | 2.174% | OFFICIAL | 3BL24G29F6671IA100 | 30 | 3BL | INSTALLATION BLOC | 24G | IEC309 RANGE | 29F | INTERLOCKED SOCK.OU. | 1 | 4 | NR | 18375 | CCM | 2.576 | 2.223 | KG | 8011564742178 | 8011564742178 | 8011564697591 | 85366990
GW66853 | I.SOCKET IP66 W.B.2P+E 63A 400V 9H CBF | GNI.BLOK.IP66 Z/DN 2P+E 63A 400V 9H CBF | 283 | 1 | NR | 277 | 1 | NR | 2.166% | OFFICIAL | 3BL24G29F6711JI100 | 30 | 3BL | INSTALLATION BLOC | 24G | IEC309 RANGE | 29F | INTERLOCKED SOCK.OU. | 1 | 3 | NR | 25316.667 | CCM | 3.837 | 3.453 | KG | 8011564067264 | 8011564067264 | 8011564390058 | 85366990
GW66697 | MOD. BASE 2 INT.SOCKETS 16/32A IP66 | PODST. MODUŁ.2 GNIAZDA Z BLOK 16/32A IP66 | 142 | 1 | NR | 139 | 1 | NR | 2.158% | OFFICIAL | 3BL24G29F6711JW100 | 30 | 3BL | INSTALLATION BLOC | 24G | IEC309 RANGE | 29F | INTERLOCKED SOCK.OU. | 1 | 2 | NR | 38400 | CCM | 2.931 | 2.638 | KG | 8011564067837 | 8011564067837 | 8011564512900 | 85381000
GW66855 | I.SOCKET IP66 W.B.3P+N+E 63A 400V 6H CBF | GN.BLOK.IP66 Z/DN 3P+N+E 63A 400V 6H CBF | 332 | 1 | NR | 325 | 1 | NR | 2.154% | OFFICIAL | 3BL24G29F6711JI100 | 30 | 3BL | INSTALLATION BLOC | 24G | IEC309 RANGE | 29F | INTERLOCKED SOCK.OU. | 1 | 3 | NR | 25316.667 | CCM | 4.134 | 3.697 | KG | 8011564067288 | 8011564067288 | 8011564390072 | 85366990
GW66685 | FLUSH MOUNTING BOX FOR VERT.INT.SOC.IP55 | PUSZKA PODTYNK.DO PION.GNIAZDA Z BL IP55 | 23.8 | 1 | NR | 23.3 | 1 | NR | 2.146% | OFFICIAL | 3BL24G29F6711JW100 | 30 | 3BL | INSTALLATION BLOC | 24G | IEC309 RANGE | 29F | INTERLOCKED SOCK.OU. | 1 | 10 | NR | 4347.863 | CCM | 515.8 | 464.22 | G | 8011564067790 | 8011564067790 | 8011564390416 | 85381000
GW66805 | I.SOCKET IP66 N.B.3P+E 16A 230V 9H CBF | GNI.BLOK.IP66 B/DN 3P+E 16A 230V 9H CBF | 144 | 1 | NR | 141 | 1 | NR | 2.128% | OFFICIAL | 3BL24G29F6711IY100 | 30 | 3BL | INSTALLATION BLOC | 24G | IEC309 RANGE | 29F | INTERLOCKED SOCK.OU. | 1 | 6 | NR | 13039 | CCM | 1.964 | 1.578 | KG | 8011564066038 | 8011564066038 | 8011564389434 | 85366990
GW66839 | I.SOCKET IP66 N.B.3P+E 32A 230V 9H M.D | GNI.BLOK.IP66 B/DN 3P+E 32A 230V 9H U.M. | 144 | 1 | NR | 141 | 1 | NR | 2.128% | OFFICIAL | 3BL24G29F6731J4100 | 30 | 3BL | INSTALLATION BLOC | 24G | IEC309 RANGE | 29F | INTERLOCKED SOCK.OU. | 1 | 6 | NR | 13039 | CCM | 1.991 | 1.791 | KG | 8011564066724 | 8011564066724 | 8011564389779 | 85366990
GW66844 | I.SOCKET IP66 N.B.3P+E 32A 500V 7H M.D | GNI.BLOK.IP66 B/DN 3P+E 32A 500V 7H U.M. | 144 | 1 | NR | 141 | 1 | NR | 2.128% | OFFICIAL | 3BL24G29F6731J4100 | 30 | 3BL | INSTALLATION BLOC | 24G | IEC309 RANGE | 29F | INTERLOCKED SOCK.OU. | 1 | 6 | NR | 13039 | CCM | 2.021 | 1.818 | KG | 8011564066847 | 8011564066847 | 8011564389823 | 85366990
GW66846 | I.SOCKET IP66 N.B.3P+E 32A 380V 3H M.D | GNI.BLOK.IP66 B/DN 3P+E 32A 380V 3H U.M. | 144 | 1 | NR | 141 | 1 | NR | 2.128% | OFFICIAL | 3BL24G29F6731J4100 | 30 | 3BL | INSTALLATION BLOC | 24G | IEC309 RANGE | 29F | INTERLOCKED SOCK.OU. | 1 | 6 | NR | 13039 | CCM | 1.991 | 1.792 | KG | 8011564066885 | 8011564066885 | 8011564389847 | 85366990
GW66982 | I.SOCKET IP66 W.B.3P+N+E 16A 400V 6H M.D | GN.BLOK.IP66 Z/D 3P+N+E 16A 400V 6H U.M. | 144 | 1 | NR | 141 | 1 | NR | 2.128% | OFFICIAL | 3BL24G29F6731JM100 | 30 | 3BL | INSTALLATION BLOC | 24G | IEC309 RANGE | 29F | INTERLOCKED SOCK.OU. | 1 | 6 | NR | 13039 | CCM | 2.242 | 2.017 | KG | 8011564074415 | 8011564074415 | 8011564401037 | 85366990
GW66886 | I.SOCKET IP66 N.B.2P 160VA TRANS.CBF | GN.BLOK IP66 N.B.2P 160VA PRZEŹR.CBF | 241 | 1 | NR | 236 | 1 | NR | 2.119% | OFFICIAL | 3BL24G29F6711IY100 | 30 | 3BL | INSTALLATION BLOC | 24G | IEC309 RANGE | 29F | INTERLOCKED SOCK.OU. | 1 | 4 | NR | 13437.75 | CCM | 4.2 | 4.146 | KG | 8011564184114 | 8011564184114 | 8011564542013 | 85366990
GW66869 | I.SOCKET IP66 W.B.2P+E 63A 230V 6H M.D | GNI.BLOK.IP66 Z/DN 2P+E 63A 230V 6H U.M. | 193 | 1 | NR | 189 | 1 | NR | 2.116% | OFFICIAL | 3BL24G29F6731JQ100 | 30 | 3BL | INSTALLATION BLOC | 24G | IEC309 RANGE | 29F | INTERLOCKED SOCK.OU. | 1 | 3 | NR | 25316.667 | CCM | 3.377 | 3.039 | KG | 8011564067509 | 8011564067509 | 8011564390218 | 85366990
GW66515 | I.SOCKET IP66 W.B.2P+E 32A 230V 6H DIR | GNI.BLOK.IP66 Z/DN 2P+E 32A 230V 6H BEZP | 145 | 1 | NR | 142 | 1 | NR | 2.113% | OFFICIAL | 3BL24G29F6691JA100 | 30 | 3BL | INSTALLATION BLOC | 24G | IEC309 RANGE | 29F | INTERLOCKED SOCK.OU. | 1 | 6 | NR | 13039 | CCM | 2.362 | 2.125 | KG | 8011564098671 | 8011564098671 | 8011564454811 | 85366990
GW66815 | I.SOCKET IP66 N.B.2P+E 32A 230V 6H CBF | GNI.BLOK.IP66 B/DN 2P+E 32A 230V 6H CBF | 145 | 1 | NR | 142 | 1 | NR | 2.113% | OFFICIAL | 3BL24G29F6711J0100 | 30 | 3BL | INSTALLATION BLOC | 24G | IEC309 RANGE | 29F | INTERLOCKED SOCK.OU. | 1 | 6 | NR | 13039 | CCM | 2.096 | 1.886 | KG | 8011564066182 | 8011564066182 | 8011564389533 | 85366990
GW66970 | I.SOCKET IP66 W.B.3P+N+E 32A 400V 6H CBF | GN.BLOK.IP66 Z/DN 3P+N+E 32A 400V 6H CBF | 194 | 1 | NR | 190 | 1 | NR | 2.105% | OFFICIAL | 3BL24G29F6711JG100 | 30 | 3BL | INSTALLATION BLOC | 24G | IEC309 RANGE | 29F | INTERLOCKED SOCK.OU. | 1 | 6 | NR | 13039 | CCM | 2.71 | 2.361 | KG | 8011564074385 | 8011564074385 | 8011564401006 | 85366990
GW66848 | I.SOCKET IP66 W.B.3P+E 63A 110V 4H CBF | GNI.BLOK.IP66 Z/DN 3P+E 63A 110V 4H CBF | 340 | 1 | NR | 333 | 1 | NR | 2.102% | OFFICIAL | 3BL24G29F6711JI100 | 30 | 3BL | INSTALLATION BLOC | 24G | IEC309 RANGE | 29F | INTERLOCKED SOCK.OU. | 1 | 3 | NR | 25316.667 | CCM | 4.169 | 3.554 | KG | 8011564067110 | 8011564067110 | 8011564390003 | 85366990
GW66851 | I.SOCKET IP66 W.B.3P+E 63A 230V 9H CBF | GNI.BLOK.IP66 Z/DN 3P+E 63A 230V 9H CBF | 340 | 1 | NR | 333 | 1 | NR | 2.102% | OFFICIAL | 3BL24G29F6711JI100 | 30 | 3BL | INSTALLATION BLOC | 24G | IEC309 RANGE | 29F | INTERLOCKED SOCK.OU. | 1 | 3 | NR | 25316.667 | CCM | 4.111 | 3.555 | KG | 8011564067240 | 8011564067240 | 8011564390034 | 85366990
GW66170N | 3P+N+E32A400V V.IN.SOC.O.NB.6H MT60 IP67 | 3P+N+E32A400V PIO.GN.BL.B/D.6H MT60 IP67 | 146 | 1 | NR | 143 | 1 | NR | 2.098% | OFFICIAL | 3BL24G29F6681ID100 | 30 | 3BL | INSTALLATION BLOC | 24G | IEC309 RANGE | 29F | INTERLOCKED SOCK.OU. | 1 | 12 | NR | 6125 | CCM | 1.375 | 1.238 | KG | 8011564741133 | 8011564741133 | 8011564696556 | 85366990
GW66843 | I.SOCKET IP66 N.B.3P+N+E 32A 400V 6H M.D | GN.BLOK.IP66 B/D 3P+N+E 32A 400V 6H U.M. | 146 | 1 | NR | 143 | 1 | NR | 2.098% | OFFICIAL | 3BL24G29F6731J4100 | 30 | 3BL | INSTALLATION BLOC | 24G | IEC309 RANGE | 29F | INTERLOCKED SOCK.OU. | 1 | 6 | NR | 13039 | CCM | 2.095 | 1.746 | KG | 8011564066809 | 8011564066809 | 8011564389816 | 85366990
GW66957 | I.SOCKET IP66 W.B.2P+E 16A 400V 9H CBF | GNI.BLOK.IP66 Z/DN 2P+E 16A 400V 9H CBF | 146 | 1 | NR | 143 | 1 | NR | 2.098% | OFFICIAL | 3BL24G29F6711JE100 | 30 | 3BL | INSTALLATION BLOC | 24G | IEC309 RANGE | 29F | INTERLOCKED SOCK.OU. | 1 | 6 | NR | 13039 | CCM | 2.301 | 1.915 | KG | 8011564074187 | 8011564074187 | 8011564400801 | 85366990
GW66531 | I.SOCKET IP66 W.B.3P+E 63A 400V 6H DIR | GNI.BLOK.IP66 Z/DN 3P+E 63A 400V 6H BEZP | 195 | 1 | NR | 191 | 1 | NR | 2.094% | OFFICIAL | 3BL24G29F6691JC100 | 30 | 3BL | INSTALLATION BLOC | 24G | IEC309 RANGE | 29F | INTERLOCKED SOCK.OU. | 1 | 3 | NR | 25316.667 | CCM | 3.454 | 3.108 | KG | 8011564098831 | 8011564098831 | 8011564455207 | 85366990
GW66866 | I.SOCKET IP66 W.B.2P+E 63A 110V 4H M.D | GNI.BLOK.IP66 Z/DN 2P+E 63A 110V 4H U.M. | 195 | 1 | NR | 191 | 1 | NR | 2.094% | OFFICIAL | 3BL24G29F6731JQ100 | 30 | 3BL | INSTALLATION BLOC | 24G | IEC309 RANGE | 29F | INTERLOCKED SOCK.OU. | 1 | 3 | NR | 25316.667 | CCM | 3.375 | 3.038 | KG | 8011564067479 | 8011564067479 | 8011564390188 | 85366990
GW66498 | COMBIBLOC FLUSH-MOUNTING BOX W/FLANGE | PUSZKA PODTYNK. Z KOŁN. DO ZEST.GNIAZD | 14.7 | 1 | NR | 14.4 | 1 | NR | 2.083% | OFFICIAL | 3BL24G29F6591GK100 | 30 | 3BL | INSTALLATION BLOC | 24G | IEC309 RANGE | 29F | INTERLOCKED SOCK.OU. | 1 | 12 | NR | 3330.167 | CCM | 319.917 | 287.925 | G | 8011564113466 | 8011564113466 | 8011564474314 | 85381000
GW66357N | 32A 3P+E 380V V.INT.SOCK.O.N.B.3H SBF | 32A 3P+E 380V PION.GN.BLOK.B/DNA 3H SBF | 68.9 | 1 | NR | 67.5 | 1 | NR | 2.074% | OFFICIAL | 3BL24G29F6651HC100 | 30 | 3BL | INSTALLATION BLOC | 24G | IEC309 RANGE | 29F | INTERLOCKED SOCK.OU. | 1 | 12 | NR | 4538.625 | CCM | 765 | 688.5 | G | 8011564742116 | 8011564742116 | 8011564697539 | 85366990
GW66696 | MOD. BASE 1 INT. SOCKET 16/32A IP66 | PODST. MODU.1 GNIAZDO Z BLOK 16/32A IP66 | 68.9 | 1 | NR | 67.5 | 1 | NR | 2.074% | OFFICIAL | 3BL24G29F6711JW100 | 30 | 3BL | INSTALLATION BLOC | 24G | IEC309 RANGE | 29F | INTERLOCKED SOCK.OU. | 1 | 6 | NR | 13113.375 | CCM | 1.52 | 1.368 | KG | 8011564067813 | 8011564067813 | 8011564390423 | 85381000
GW66512 | I.SOCKET IP66 W.B.2P+E 32A 110V 4H DIR | GNI.BLOK.IP66 Z/DN 2P+E 32A 110V 4H BEZP | 148 | 1 | NR | 145 | 1 | NR | 2.069% | OFFICIAL | 3BL24G29F6691JA100 | 30 | 3BL | INSTALLATION BLOC | 24G | IEC309 RANGE | 29F | INTERLOCKED SOCK.OU. | 1 | 6 | NR | 13039 | CCM | 2.366 | 2.129 | KG | 8011564098640 | 8011564098640 | 8011564454781 | 85366990
GW66548 | I.SOCKET IP66 N.B.3P+N+E 32A 110V 4H DIR | GNI.BLO.IP66 B/D 3P+N+E 32A 110V 4H BEZP | 148 | 1 | NR | 145 | 1 | NR | 2.069% | OFFICIAL | 3BL24G29F6691IW100 | 30 | 3BL | INSTALLATION BLOC | 24G | IEC309 RANGE | 29F | INTERLOCKED SOCK.OU. | 1 | 6 | NR | 13039 | CCM | 2.011 | 1.624 | KG | 8011564098435 | 8011564098435 | 8011564455030 | 85366990
GW66551 | I.SOCKET IP66 N.B.3P+N+E 32A 230V 9H DIR | GNI.BLO.IP66 B/D 3P+N+E 32A 230V 9H BEZP | 148 | 1 | NR | 145 | 1 | NR | 2.069% | OFFICIAL | 3BL24G29F6691IW100 | 30 | 3BL | INSTALLATION BLOC | 24G | IEC309 RANGE | 29F | INTERLOCKED SOCK.OU. | 1 | 6 | NR | 13039 | CCM | 2.036 | 1.831 | KG | 8011564098466 | 8011564098466 | 8011564455061 | 85366990
GW66556 | I.SOCKET IP66 N.B.3P+N+E 32A 500V 7H DIR | GNI.BLO.IP66 B/D 3P+N+E 32A 500V 7H BEZP | 148 | 1 | NR | 145 | 1 | NR | 2.069% | OFFICIAL | 3BL24G29F6691IW100 | 30 | 3BL | INSTALLATION BLOC | 24G | IEC309 RANGE | 29F | INTERLOCKED SOCK.OU. | 1 | 6 | NR | 13039 | CCM | 2.023 | 1.82 | KG | 8011564098510 | 8011564098510 | 8011564455115 | 85366990
GW66812 | I.SOCKET IP66 N.B.2P+E 32A 110V 4H CBF | GNI.BLOK.IP66 B/DN 2P+E 32A 110V 4H CBF | 148 | 1 | NR | 145 | 1 | NR | 2.069% | OFFICIAL | 3BL24G29F6711J0100 | 30 | 3BL | INSTALLATION BLOC | 24G | IEC309 RANGE | 29F | INTERLOCKED SOCK.OU. | 1 | 6 | NR | 13039 | CCM | 2.059 | 1.853 | KG | 8011564066120 | 8011564066120 | 8011564389502 | 85366990
GW66836 | I.SOCKET IP66 N.B.3P+E 32A 110V 4H M.D | GNI.BLOK.IP66 B/DN 3P+E 32A 110V 4H U.M. | 148 | 1 | NR | 145 | 1 | NR | 2.069% | OFFICIAL | 3BL24G29F6731J4100 | 30 | 3BL | INSTALLATION BLOC | 24G | IEC309 RANGE | 29F | INTERLOCKED SOCK.OU. | 1 | 6 | NR | 13039 | CCM | 2.012 | 1.811 | KG | 8011564066670 | 8011564066670 | 8011564389748 | 85366990
GW66303N | 16A 3P+N+E 110V V.INT.SOCK.O.N.B.4H SBF | 16A 3P+N+E 110V PION.GN.BLO.B/DNA 4H SBF | 54.5 | 1 | NR | 53.4 | 1 | NR | 2.06% | OFFICIAL | 3BL24G29F6651HA100 | 30 | 3BL | INSTALLATION BLOC | 24G | IEC309 RANGE | 29F | INTERLOCKED SOCK.OU. | 1 | 12 | NR | 4538.625 | CCM | 0.886 | 0.648 | KG | 8011564741584 | 8011564741584 | 8011564697003 | 85366990
GW66163N | 3P+E32A110V V.INT.SOCK.O.NB.4H MT60 IP67 | 3P+E32A110V PION.GN.BLO.B/D.4H MT60 IP67 | 149 | 1 | NR | 146 | 1 | NR | 2.055% | OFFICIAL | 3BL24G29F6681ID100 | 30 | 3BL | INSTALLATION BLOC | 24G | IEC309 RANGE | 29F | INTERLOCKED SOCK.OU. | 1 | 12 | NR | 6125 | CCM | 1.27 | 1.031 | KG | 8011564741065 | 8011564741065 | 8011564696488 | 85366990
GW66519 | I.SOCKET IP66 W.B.3P+E 32A 400V 6H DIR | GNI.BLOK.IP66 Z/DN 3P+E 32A 400V 6H BEZP | 149 | 1 | NR | 146 | 1 | NR | 2.055% | OFFICIAL | 3BL24G29F6691JA100 | 30 | 3BL | INSTALLATION BLOC | 24G | IEC309 RANGE | 29F | INTERLOCKED SOCK.OU. | 1 | 6 | NR | 13039 | CCM | 2.374 | 2.136 | KG | 8011564098718 | 8011564098718 | 8011564454859 | 85366990
GW66782 | MOD.BASE+PAN.W/WIN. G.DIN 2SOCK 16/32A | PODST.MOD+PAN.Z/OKN. SZ.DIN 2GN.16/32A | 149 | 1 | NR | 146 | 1 | NR | 2.055% | OFFICIAL | 3BL24G29F6711JY100 | 30 | 3BL | INSTALLATION BLOC | 24G | IEC309 RANGE | 29F | INTERLOCKED SOCK.OU. | 1 | 2 | NR | 38400 | CCM | 3.329 | 2.996 | KG | 8011564098251 | 8011564098251 | 8011564512917 | 85381000
GW66803 | I.SOCKET IP66 N.B.3P+N+E 16A 110V 4H CBF | GN.BLOK.IP66 B/DN 3P+N+E 16A 110V 4H CBF | 149 | 1 | NR | 146 | 1 | NR | 2.055% | OFFICIAL | 3BL24G29F6711IY100 | 30 | 3BL | INSTALLATION BLOC | 24G | IEC309 RANGE | 29F | INTERLOCKED SOCK.OU. | 1 | 6 | NR | 13039 | CCM | 2.025 | 1.639 | KG | 8011564066014 | 8011564066014 | 8011564389410 | 85366990
GW66806 | I.SOCKET IP66 N.B.3P+N+E 16A 230V 9H CBF | GN.BLOK.IP66 B/DN 3P+N+E 16A 230V 9H CBF | 149 | 1 | NR | 146 | 1 | NR | 2.055% | OFFICIAL | 3BL24G29F6711IY100 | 30 | 3BL | INSTALLATION BLOC | 24G | IEC309 RANGE | 29F | INTERLOCKED SOCK.OU. | 1 | 6 | NR | 13039 | CCM | 2.006 | 1.805 | KG | 8011564066045 | 8011564066045 | 8011564389441 | 85366990
GW66811 | I.SOCKET IP66 N.B.3P+N+E 16A 500V 7H CBF | GN.BLOK.IP66 B/DN 3P+N+E 16A 500V 7H CBF | 149 | 1 | NR | 146 | 1 | NR | 2.055% | OFFICIAL | 3BL24G29F6711IY100 | 30 | 3BL | INSTALLATION BLOC | 24G | IEC309 RANGE | 29F | INTERLOCKED SOCK.OU. | 1 | 6 | NR | 13039 | CCM | 1.986 | 1.787 | KG | 8011564066106 | 8011564066106 | 8011564389496 | 85366990
GW66985 | I.SOCKET IP66 W.B.2P+E 32A 110V 4H M.D | GNI.BLOK.IP66 Z/DN 2P+E 32A 110V 4H U.M. | 149 | 1 | NR | 146 | 1 | NR | 2.055% | OFFICIAL | 3BL24G29F6731JO100 | 30 | 3BL | INSTALLATION BLOC | 24G | IEC309 RANGE | 29F | INTERLOCKED SOCK.OU. | 1 | 6 | NR | 13039 | CCM | 2.35 | 2.115 | KG | 8011564074460 | 8011564074460 | 8011564401082 | 85366990
GW66988 | I.SOCKET IP66 W.B.2P+E 32A 230V 6H M.D | GNI.BLOK.IP66 Z/DN 2P+E 32A 230V 6H U.M. | 149 | 1 | NR | 146 | 1 | NR | 2.055% | OFFICIAL | 3BL24G29F6731JO100 | 30 | 3BL | INSTALLATION BLOC | 24G | IEC309 RANGE | 29F | INTERLOCKED SOCK.OU. | 1 | 6 | NR | 13039 | CCM | 2.397 | 2.157 | KG | 8011564074491 | 8011564074491 | 8011564401112 | 85366990
GW67257N | 63A 3P+E 110V V.INT.SOCK.O.W.B.4H SBF | 63A 3P+E 110V PION.GN.BLOK.Z DNEM 4H SBF | 149 | 1 | NR | 146 | 1 | NR | 2.055% | OFFICIAL | 3BL24G29F6651HH100 | 30 | 3BL | INSTALLATION BLOC | 24G | IEC309 RANGE | 29F | INTERLOCKED SOCK.OU. | 1 | 4 | NR | 11555.25 | CCM | 1.967 | 1.614 | KG | 8011564742277 | 8011564742277 | 8011564697690 | 85366990
GW66426 | COMBIBLOC N.B.IP44 2P+E 16A 230V 6H | ZESTAW GNIAZD B/DN IP44 2P+E 16A 230V 6H | 35 | 1 | NR | 34.3 | 1 | NR | 2.041% | OFFICIAL | 3BL24G29F6571G4100 | 30 | 3BL | INSTALLATION BLOC | 24G | IEC309 RANGE | 29F | INTERLOCKED SOCK.OU. | 1 | 12 | NR | 3851.75 | CCM | 497.667 | 447.9 | G | 8011564097483 | 8011564097483 | 8011564473058 | 85366990
GW66530 | I.SOCKET IP66 W.B.2P+E 63A 400V 9H DIR | GNI.BLOK.IP66 Z/DN 2P+E 63A 400V 9H BEZP | 200 | 1 | NR | 196 | 1 | NR | 2.041% | OFFICIAL | 3BL24G29F6691JC100 | 30 | 3BL | INSTALLATION BLOC | 24G | IEC309 RANGE | 29F | INTERLOCKED SOCK.OU. | 1 | 3 | NR | 25316.667 | CCM | 5.36 | 4.824 | KG | 8011564098824 | 8011564098824 | 8011564455191 | 85366990
GW66690 | MOD.BASE 1 INT.SOCKET 16/32A IP55 | PODST.MODUŁ.1 GNIAZDO Z BLOK 16/32A IP55 | 25.1 | 1 | NR | 24.6 | 1 | NR | 2.033% | OFFICIAL | 3BL24G29F6651HM100 | 30 | 3BL | INSTALLATION BLOC | 24G | IEC309 RANGE | 29F | INTERLOCKED SOCK.OU. | 1 | 6 | NR | 5497.333 | CCM | 656.167 | 590.55 | G | 8011564040533 | 8011564040533 | 8011564354364 | 85381000
GW67251N | 2P+E 63A 400V V.INT.SOCK.O.W.B.9H CBF | 2P+E 63A 400V PION.GN.BLOK.Z DNEM 9H CBF | 201 | 1 | NR | 197 | 1 | NR | 2.03% | OFFICIAL | 3BL24G29F6671IA100 | 30 | 3BL | INSTALLATION BLOC | 24G | IEC309 RANGE | 29F | INTERLOCKED SOCK.OU. | 1 | 4 | NR | 18375 | CCM | 2.716 | 2.445 | KG | 8011564742215 | 8011564742215 | 8011564697638 | 85366990
GW66406 | COMBIBLOC W.B.IP44 3P+N+E 16A 230V 9H | ZESTAW GNI. Z/DN IP44 3P+N+E 16A 230V 9H | 55.4 | 1 | NR | 54.3 | 1 | NR | 2.026% | OFFICIAL | 3BL24G29F6571G8100 | 30 | 3BL | INSTALLATION BLOC | 24G | IEC309 RANGE | 29F | INTERLOCKED SOCK.OU. | 1 | 12 | NR | 3851.75 | CCM | 625.5 | 562.95 | G | 8011564097322 | 8011564097322 | 8011564473553 | 85366990
GW66435 | COMBIBLOC N.B.IP44 3P+E 32A 110V 4H | ZESTAW GNIAZD B/DN IP44 3P+E 32A 110V 4H | 55.4 | 1 | NR | 54.3 | 1 | NR | 2.026% | OFFICIAL | 3BL24G29F6571G6100 | 30 | 3BL | INSTALLATION BLOC | 24G | IEC309 RANGE | 29F | INTERLOCKED SOCK.OU. | 1 | 12 | NR | 3851.75 | CCM | 541.346 | 435.328 | G | 8011564097551 | 8011564097551 | 8011564473362 | 85366990
GW66315N | 32A 2P+E 230V V.INT.SOCK.O.N.B.6H SBF | 32A 2P+E 230V PION.GN.BLOK.B/DNA 6H SBF | 50.4 | 1 | NR | 49.4 | 1 | NR | 2.024% | OFFICIAL | 3BL24G29F6651HC100 | 30 | 3BL | INSTALLATION BLOC | 24G | IEC309 RANGE | 29F | INTERLOCKED SOCK.OU. | 1 | 12 | NR | 4538.625 | CCM | 807.083 | 726.375 | G | 8011564741706 | 8011564741706 | 8011564697126 | 85366990
GW66707 | FLANGE FOR INTERL. SOCKET 16/32A+FUSEHOL | KOŁNIERZ DO GN. Z BLOK 16/32A+UCHW.BEZP | 25.2 | 1 | NR | 24.7 | 1 | NR | 2.024% | OFFICIAL | 3BL24G29F6711K0100 | 30 | 3BL | INSTALLATION BLOC | 24G | IEC309 RANGE | 29F | INTERLOCKED SOCK.OU. | 1 | 10 | NR | 2137.5 | CCM | 358.7 | 300.06 | G | 8011564067936 | 8011564067936 | 8011564390485 | 85389099
GW66403 | COMBIBLOC W.B.IP44 3P+N+E 16A 110V 4H | ZESTAW GN. Z/DN IP44 3P+N+E 16A 110V 4H | 55.5 | 1 | NR | 54.4 | 1 | NR | 2.022% | OFFICIAL | 3BL24G29F6571G8100 | 30 | 3BL | INSTALLATION BLOC | 24G | IEC309 RANGE | 29F | INTERLOCKED SOCK.OU. | 1 | 12 | NR | 3851.75 | CCM | 624 | 561.6 | G | 8011564097292 | 8011564097292 | 8011564473546 | 85366990
GW66005 | 16A 3P+E 230V H.INT.SOCK.O.W.B. 9H SBF | 16A 3P+E 230V GNIAZD.POZ. Z DNEM 9H SBF | 45.5 | 1 | NR | 44.6 | 1 | NR | 2.018% | OFFICIAL | 3BL24G29F6611GQ100 | 30 | 3BL | INSTALLATION BLOC | 24G | IEC309 RANGE | 29F | INTERLOCKED SOCK.OU. | 1 | 12 | NR | 3851.75 | CCM | 632.75 | 513.68 | G | 8011564005815 | 8011564005815 | 8011564364929 | 85366990
GW66031 | 16A 3P+N+E 400V H.INT.SOCK.O.W.B. 6H CBF | 16A 3P+N+E 400V GNIAZD.POZ.Z DNEM 6H CBF | 65.8 | 1 | NR | 64.5 | 1 | NR | 2.016% | OFFICIAL | 3BL24G29F6631GY100 | 30 | 3BL | INSTALLATION BLOC | 24G | IEC309 RANGE | 29F | INTERLOCKED SOCK.OU. | 1 | 12 | NR | 6400 | CCM | 1.017 | 0.915 | KG | 8011564005938 | 8011564005938 | 8011564365186 | 85366990
GW66127 | 16A 3P+E 230V H.INT.SOCK.O.N.B. 9H CBF | 16A 3P+E 230V GN.POZ.BEZ DNA BL 9H CBF | 65.8 | 1 | NR | 64.5 | 1 | NR | 2.016% | OFFICIAL | 3BL24G29F6631GU100 | 30 | 3BL | INSTALLATION BLOC | 24G | IEC309 RANGE | 29F | INTERLOCKED SOCK.OU. | 1 | 12 | NR | 6400 | CCM | 798 | 718.2 | G | 8011564029330 | 8011564029330 | 8011564365582 | 85366990
GW66414 | COMBIBLOC W.B.IP44 3P+N+E 32A 110V 4H | ZESTAW GN. Z/DN IP44 3P+N+E 32A 110V 4H | 65.8 | 1 | NR | 64.5 | 1 | NR | 2.016% | OFFICIAL | 3BL24G29F6571GA100 | 30 | 3BL | INSTALLATION BLOC | 24G | IEC309 RANGE | 29F | INTERLOCKED SOCK.OU. | 1 | 12 | NR | 3851.75 | CCM | 648.016 | 541.998 | G | 8011564097384 | 8011564097384 | 8011564473614 | 85366990
GW66417 | COMBIBLOC W.B.IP44 3P+N+E 32A 230V 9H | ZESTAW GNI. Z/DN IP44 3P+N+E 32A 230V 9H | 65.8 | 1 | NR | 64.5 | 1 | NR | 2.016% | OFFICIAL | 3BL24G29F6571GA100 | 30 | 3BL | INSTALLATION BLOC | 24G | IEC309 RANGE | 29F | INTERLOCKED SOCK.OU. | 1 | 12 | NR | 3851.75 | CCM | 665.75 | 542.398 | G | 8011564097414 | 8011564097414 | 8011564473836 | 85366990
GW66447 | COMBIBLOC W.B.IP55 3P+N+E 16A 110V 4H | ZESTAW GN. Z/DN IP55 3P+N+E 16A 110V 4H | 65.8 | 1 | NR | 64.5 | 1 | NR | 2.016% | OFFICIAL | 3BL24G29F6591GG100 | 30 | 3BL | INSTALLATION BLOC | 24G | IEC309 RANGE | 29F | INTERLOCKED SOCK.OU. | 1 | 12 | NR | 3851.75 | CCM | 665.417 | 598.875 | G | 8011564097650 | 8011564097650 | 8011564474147 | 85366990
GW66493 | BOARD IP55 EMPTY VERT. COMBIBLOC 3 SOCK | PŁYTA IP55 PUSTA PION ZEST.GNIAZD 3 GN | 65.8 | 1 | NR | 64.5 | 1 | NR | 2.016% | OFFICIAL | 3BL24G29F6591GK100 | 30 | 3BL | INSTALLATION BLOC | 24G | IEC309 RANGE | 29F | INTERLOCKED SOCK.OU. | 1 | 4 | NR | 13437.75 | CCM | 1.869 | 1.68 | KG | 8011564098015 | 8011564098015 | 8011564457584 | 85381000
GW66958 | I.SOCKET IP66 W.B.3P+E 16A 400V 6H CBF | GNI.BLOK.IP66 Z/DN 3P+E 16A 400V 6H CBF | 152 | 1 | NR | 149 | 1 | NR | 2.013% | OFFICIAL | 3BL24G29F6711JE100 | 30 | 3BL | INSTALLATION BLOC | 24G | IEC309 RANGE | 29F | INTERLOCKED SOCK.OU. | 1 | 6 | NR | 13039 | CCM | 2.357 | 2.017 | KG | 8011564074194 | 8011564074194 | 8011564400818 | 85366990
GW67358N | 63A 3P+N+E 110V V.INT.SOCK.O.N.B.4H SBF | 63A 3P+N+E 110V PION.GN.BLO.B/DNA 4H SBF | 152 | 1 | NR | 149 | 1 | NR | 2.013% | OFFICIAL | 3BL24G29F6651HD100 | 30 | 3BL | INSTALLATION BLOC | 24G | IEC309 RANGE | 29F | INTERLOCKED SOCK.OU. | 1 | 4 | NR | 11555.25 | CCM | 1.744 | 1.391 | KG | 8011564742390 | 8011564742390 | 8011564697812 | 85366990
GW67366N | 63A 3P+N+E 500V V.INT.SOCK.O.N.B.7H SBF | 63A 3P+N+E 500V PION.GN.BLO.B/DNA 7H SBF | 152 | 1 | NR | 149 | 1 | NR | 2.013% | OFFICIAL | 3BL24G29F6651HD100 | 30 | 3BL | INSTALLATION BLOC | 24G | IEC309 RANGE | 29F | INTERLOCKED SOCK.OU. | 1 | 4 | NR | 11555.25 | CCM | 1.752 | 1.399 | KG | 8011564742475 | 8011564742475 | 8011564697898 | 85366990
GW66018 | 32A 2P+E 400V H.INT.SOCK.O.W.B. 9H SBF | 32A 2P+E 400V GNIAZD.POZ. Z DNEM 9H SBF | 50.7 | 1 | NR | 49.7 | 1 | NR | 2.012% | OFFICIAL | 3BL24G29F6611GS100 | 30 | 3BL | INSTALLATION BLOC | 24G | IEC309 RANGE | 29F | INTERLOCKED SOCK.OU. | 1 | 12 | NR | 3851.75 | CCM | 658.083 | 592.275 | G | 8011564006157 | 8011564006157 | 8011564365056 | 85366990
GW66849 | I.SOCKET IP66 W.B.3P+N+E 63A 110V 4H CBF | GN.BLOK.IP66 Z/DN 3P+N+E 63A 110V 4H CBF | 355 | 1 | NR | 348 | 1 | NR | 2.011% | OFFICIAL | 3BL24G29F6711JI100 | 30 | 3BL | INSTALLATION BLOC | 24G | IEC309 RANGE | 29F | INTERLOCKED SOCK.OU. | 1 | 3 | NR | 25316.667 | CCM | 4.291 | 3.861 | KG | 8011564067226 | 8011564067226 | 8011564390010 | 85366990
GW66852 | I.SOCKET IP66 W.B.3P+N+E 63A 230V 9H CBF | GN.BLOK.IP66 Z/DN 3P+N+E 63A 230V 9H CBF | 355 | 1 | NR | 348 | 1 | NR | 2.011% | OFFICIAL | 3BL24G29F6711JI100 | 30 | 3BL | INSTALLATION BLOC | 24G | IEC309 RANGE | 29F | INTERLOCKED SOCK.OU. | 1 | 3 | NR | 25316.667 | CCM | 4.241 | 3.817 | KG | 8011564067257 | 8011564067257 | 8011564390041 | 85366990
GW66118 | 32A 2P+E 400V H.INT.SOCK.O.N.B. 9H SBF | 32A 2P+E 400V GN.POZ.BEZ DNA BL 9H SBF | 45.8 | 1 | NR | 44.9 | 1 | NR | 2.004% | OFFICIAL | 3BL24G29F6611GO100 | 30 | 3BL | INSTALLATION BLOC | 24G | IEC309 RANGE | 29F | INTERLOCKED SOCK.OU. | 1 | 12 | NR | 3851.75 | CCM | 530.417 | 477.375 | G | 8011564029248 | 8011564029248 | 8011564365490 | 85366990
GW66204N | 16A 2P+E 230V V.INT.SOCK.O.W.B.6H SBF | 16A 2P+E 230V PION.GN.BLOK.Z DNEM 6H SBF | 45.8 | 1 | NR | 44.9 | 1 | NR | 2.004% | OFFICIAL | 3BL24G29F6651HE100 | 30 | 3BL | INSTALLATION BLOC | 24G | IEC309 RANGE | 29F | INTERLOCKED SOCK.OU. | 1 | 12 | NR | 6125 | CCM | 904.583 | 814.125 | G | 8011564741171 | 8011564741171 | 8011564696594 | 85366990
GW66304N | 16A 2P+E 230V V.INT.SOCK.O.N.B.6H SBF | 16A 2P+E 230V PION.GN.BLOK.B/DNA 6H SBF | 45.8 | 1 | NR | 44.9 | 1 | NR | 2.004% | OFFICIAL | 3BL24G29F6651HA100 | 30 | 3BL | INSTALLATION BLOC | 24G | IEC309 RANGE | 29F | INTERLOCKED SOCK.OU. | 1 | 12 | NR | 4538.625 | CCM | 677.917 | 610.125 | G | 8011564741591 | 8011564741591 | 8011564697010 | 85366990
GW66408 | COMBIBLOC W.B.IP44 3P+E 16A 400V 6H | ZESTAW GNIAZD Z/DN IP44 3P+E 16A 400V 6H | 45.8 | 1 | NR | 44.9 | 1 | NR | 2.004% | OFFICIAL | 3BL24G29F6571G8100 | 30 | 3BL | INSTALLATION BLOC | 24G | IEC309 RANGE | 29F | INTERLOCKED SOCK.OU. | 1 | 12 | NR | 3851.75 | CCM | 594.333 | 534.9 | G | 8011564097346 | 8011564097346 | 8011564473577 | 85366990
GW66058N | 3P+E16A400V V.INT.SOCK.O.WB.6H MT60 IP67 | 3P+E16A400V PION.GN.BL/DN.6H MT60 IP67 | 102 | 1 | NR | 100 | 1 | NR | 2% | OFFICIAL | 3BL24G29F6681IB100 | 30 | 3BL | INSTALLATION BLOC | 24G | IEC309 RANGE | 29F | INTERLOCKED SOCK.OU. | 1 | 12 | NR | 6125 | CCM | 1.25 | 1.125 | KG | 8011564740877 | 8011564740877 | 8011564696297 | 85366990
GW66124 | 16A 3P+E 110V H.INT.SOCK.O.N.B. 4H CBF | 16A 3P+E 110V GN.POZ.BEZ DNA BL 4H CBF | 66.3 | 1 | NR | 65 | 1 | NR | 2% | OFFICIAL | 3BL24G29F6631GU100 | 30 | 3BL | INSTALLATION BLOC | 24G | IEC309 RANGE | 29F | INTERLOCKED SOCK.OU. | 1 | 12 | NR | 6400 | CCM | 805.667 | 725.1 | G | 8011564029309 | 8011564029309 | 8011564365551 | 85366990
GW66143 | 32A 3P+E 500V H.INT.SOCK.O.N.B. 7H CBF | 32A 3P+E 500V GN.POZ.BEZ DNA BL 7H CBF | 102 | 1 | NR | 100 | 1 | NR | 2% | OFFICIAL | 3BL24G29F6631GW100 | 30 | 3BL | INSTALLATION BLOC | 24G | IEC309 RANGE | 29F | INTERLOCKED SOCK.OU. | 1 | 12 | NR | 6400 | CCM | 1053.88 | 842.33 | G | 8011564029491 | 8011564029491 | 8011564365742 | 85366990
GW66166N | 3P+E32A230V V.INT.SOCK.O.NB.9H MT60 IP67 | 3P+E32A230V PION.GN.BLO.B/D.9H MT60 IP67 | 153 | 1 | NR | 150 | 1 | NR | 2% | OFFICIAL | 3BL24G29F6681ID100 | 30 | 3BL | INSTALLATION BLOC | 24G | IEC309 RANGE | 29F | INTERLOCKED SOCK.OU. | 1 | 12 | NR | 6125 | CCM | 1.261 | 1.023 | KG | 8011564741096 | 8011564741096 | 8011564696518 | 85366990
GW66420 | COMBIBLOC W.B.IP44 3P+N+E 32A 400V 6H | ZESTAW GNI. Z/DN IP44 3P+N+E 32A 400V 6H | 61.2 | 1 | NR | 60 | 1 | NR | 2% | OFFICIAL | 3BL24G29F6571GA100 | 30 | 3BL | INSTALLATION BLOC | 24G | IEC309 RANGE | 29F | INTERLOCKED SOCK.OU. | 1 | 12 | NR | 3851.75 | CCM | 677 | 609.3 | G | 8011564097445 | 8011564097445 | 8011564473874 | 85366990
GW66450 | COMBIBLOC W.B.IP55 3P+N+E 16A 230V 9H | ZESTAW GN. Z/DN IP55 3P+N+E 16A 230V 9H | 66.3 | 1 | NR | 65 | 1 | NR | 2% | OFFICIAL | 3BL24G29F6591GG100 | 30 | 3BL | INSTALLATION BLOC | 24G | IEC309 RANGE | 29F | INTERLOCKED SOCK.OU. | 1 | 12 | NR | 3851.75 | CCM | 671.333 | 604.2 | G | 8011564097681 | 8011564097681 | 8011564474178 | 85366990
GW66453 | COMBIBLOC W.B.IP55 3P+N+E 16A 400V 6H | ZESTAW GN. Z/DN IP55 3P+N+E 16A 400V 6H | 61.2 | 1 | NR | 60 | 1 | NR | 2% | OFFICIAL | 3BL24G29F6591GG100 | 30 | 3BL | INSTALLATION BLOC | 24G | IEC309 RANGE | 29F | INTERLOCKED SOCK.OU. | 1 | 12 | NR | 3851.75 | CCM | 658.917 | 552.241 | G | 8011564097711 | 8011564097711 | 8011564474185 | 85366990
GW66542 | I.SOCKET IP66 N.B.3P+E 16A 400V 6H DIR | GNI.BLOK.IP66 B/DN 3P+E 16A 400V 6H BEZP | 102 | 1 | NR | 100 | 1 | NR | 2% | OFFICIAL | 3BL24G29F6691IU100 | 30 | 3BL | INSTALLATION BLOC | 24G | IEC309 RANGE | 29F | INTERLOCKED SOCK.OU. | 1 | 6 | NR | 13039 | CCM | 1.719 | 1.331 | KG | 8011564098374 | 8011564098374 | 8011564454972 | 85366990
GW66702 | BLANK LID FOR INTERL.SOCKET 16/32A | POKRYWA LITA DO GNIAZDA Z BLOK. 16/32A | 5.1 | 1 | NR | 5 | 1 | NR | 2% | OFFICIAL | 3BL24G29F6611H6100 | 30 | 3BL | INSTALLATION BLOC | 24G | IEC309 RANGE | 29F | INTERLOCKED SOCK.OU. | 1 | 10 | NR | 499.8 | CCM | 100 | 84.44 | G | 8011564037427 | 8011564037427 | 8011564351189 | 85389099
GW66824 | I.SOCKET IP66 N.B.2P+E 16A 110V 4H M.D | GNI.BLOK.IP66 B/DN 2P+E 16A 110V 4H U.M. | 102 | 1 | NR | 100 | 1 | NR | 2% | OFFICIAL | 3BL24G29F6731J2100 | 30 | 3BL | INSTALLATION BLOC | 24G | IEC309 RANGE | 29F | INTERLOCKED SOCK.OU. | 1 | 6 | NR | 13039 | CCM | 1.736 | 1.563 | KG | 8011564066410 | 8011564066410 | 8011564389625 | 85366990
GW66873 | I.SOCKET IP66 W.B.3P+E 63A 400V 6H M.D | GNI.BLOK.IP66 Z/DN 3P+E 63A 400V 6H U.M. | 204 | 1 | NR | 200 | 1 | NR | 2% | OFFICIAL | 3BL24G29F6731JQ100 | 30 | 3BL | INSTALLATION BLOC | 24G | IEC309 RANGE | 29F | INTERLOCKED SOCK.OU. | 1 | 3 | NR | 25316.667 | CCM | 3.544 | 2.95 | KG | 8011564067554 | 8011564067554 | 8011564390263 | 85366990
GW67260N | 63A 3P+E 230V V.INT.SOCK.O.W.B.9H SBF | 63A 3P+E 230V PION.GN.BLOK.Z DNEM 9H SBF | 153 | 1 | NR | 150 | 1 | NR | 2% | OFFICIAL | 3BL24G29F6651HH100 | 30 | 3BL | INSTALLATION BLOC | 24G | IEC309 RANGE | 29F | INTERLOCKED SOCK.OU. | 1 | 4 | NR | 11555.25 | CCM | 2.02 | 1.818 | KG | 8011564742307 | 8011564742307 | 8011564697720 | 85366990
GW67265N | 63A 3P+E 500V V.INT.SOCK.O.W.B.7H SBF | 63A 3P+E 500V PION.GN.BLOK.Z DNEM 7H SBF | 153 | 1 | NR | 150 | 1 | NR | 2% | OFFICIAL | 3BL24G29F6651HH100 | 30 | 3BL | INSTALLATION BLOC | 24G | IEC309 RANGE | 29F | INTERLOCKED SOCK.OU. | 1 | 4 | NR | 11555.25 | CCM | 1.936 | 1.743 | KG | 8011564742352 | 8011564742352 | 8011564697775 | 85366990
GW66451 | COMBIBLOC W.B.IP55 2P+E 16A 400V 9H | ZESTAW GNIAZD Z/DN IP55 2P+E 16A 400V 9H | 56.3 | 1 | NR | 55.2 | 1 | NR | 1.993% | OFFICIAL | 3BL24G29F6591GG100 | 30 | 3BL | INSTALLATION BLOC | 24G | IEC309 RANGE | 29F | INTERLOCKED SOCK.OU. | 1 | 12 | NR | 3851.75 | CCM | 603.5 | 543.15 | G | 8011564097698 | 8011564097698 | 8011564456433 | 85366990
GW66313N | 32A 3P+E 110V V.INT.SOCK.O.N.B.4H SBF | 32A 3P+E 110V PION.GN.BLOK.B/DNA 4H SBF | 61.5 | 1 | NR | 60.3 | 1 | NR | 1.99% | OFFICIAL | 3BL24G29F6651HC100 | 30 | 3BL | INSTALLATION BLOC | 24G | IEC309 RANGE | 29F | INTERLOCKED SOCK.OU. | 1 | 12 | NR | 4538.625 | CCM | 0.898 | 0.66 | KG | 8011564741683 | 8011564741683 | 8011564697102 | 85366990
GW66706 | BLANK LID VERTICAL FIXED SOCKET 16/32A | POKRYWA LITA GNIAZDO PION STAŁE 16/32A | 20.5 | 1 | NR | 20.1 | 1 | NR | 1.99% | OFFICIAL | 3BL24G29F6711K0100 | 30 | 3BL | INSTALLATION BLOC | 24G | IEC309 RANGE | 29F | INTERLOCKED SOCK.OU. | 1 | 10 | NR | 2137.5 | CCM | 344.2 | 309.78 | G | 8011564067912 | 8011564067912 | 8011564390478 | 85389099
GW66130 | 16A 3P+E 400V H.INT.SOCK.O.N.B. 6H CBF | 16A 3P+E 400V GN.POZ.BEZ DNA BL 6H CBF | 56.4 | 1 | NR | 55.3 | 1 | NR | 1.989% | OFFICIAL | 3BL24G29F6631GU100 | 30 | 3BL | INSTALLATION BLOC | 24G | IEC309 RANGE | 29F | INTERLOCKED SOCK.OU. | 1 | 12 | NR | 6400 | CCM | 812.333 | 731.1 | G | 8011564029361 | 8011564029361 | 8011564365612 | 85366990
GW66027 | 16A 3P+E 230V H.INT.SOCK.O.W.B. 9H CBF | 16A 3P+E 230V GNIAZD.POZ. Z DNEM 9H CBF | 71.8 | 1 | NR | 70.4 | 1 | NR | 1.989% | OFFICIAL | 3BL24G29F6631GY100 | 30 | 3BL | INSTALLATION BLOC | 24G | IEC309 RANGE | 29F | INTERLOCKED SOCK.OU. | 1 | 12 | NR | 6400 | CCM | 978.167 | 868.97 | G | 8011564005914 | 8011564005914 | 8011564365148 | 85366990
GW66128 | 16A 3P+N+E 230V H.INT.SOCK.O.N.B. 9H CBF | 16A 3P+N+E 230V GN.POZ.BEZ DNA BL 9H CBF | 71.8 | 1 | NR | 70.4 | 1 | NR | 1.989% | OFFICIAL | 3BL24G29F6631GU100 | 30 | 3BL | INSTALLATION BLOC | 24G | IEC309 RANGE | 29F | INTERLOCKED SOCK.OU. | 1 | 12 | NR | 6400 | CCM | 831.75 | 748.575 | G | 8011564029347 | 8011564029347 | 8011564365599 | 85366990
GW66323N | 16A 2P+E 110V V.INT.SOCK.O.N.B.4H CBF | 16A 2P+E 110V PION.GN.BLOK.B/DNA 4H CBF | 71.8 | 1 | NR | 70.4 | 1 | NR | 1.989% | OFFICIAL | 3BL24G29F6671HY100 | 30 | 3BL | INSTALLATION BLOC | 24G | IEC309 RANGE | 29F | INTERLOCKED SOCK.OU. | 1 | 12 | NR | 4538.625 | CCM | 0.82 | 0.581 | KG | 8011564741782 | 8011564741782 | 8011564697201 | 85366990
GW66032 | 16A 3P+E 500V H.INT.SOCK.O.W.B. 7H CBF | 16A 3P+E 500V GNIAZD.POZ. Z DNEM 7H CBF | 77 | 1 | NR | 75.5 | 1 | NR | 1.987% | OFFICIAL | 3BL24G29F6631GY100 | 30 | 3BL | INSTALLATION BLOC | 24G | IEC309 RANGE | 29F | INTERLOCKED SOCK.OU. | 1 | 12 | NR | 6400 | CCM | 1.006 | 0.905 | KG | 8011564005969 | 8011564005969 | 8011564365193 | 85366990
GW66518 | I.SOCKET IP66 W.B.2P+E 32A 400V 9H DIR | GNI.BLOK.IP66 Z/DN 2P+E 32A 400V 9H BEZP | 154 | 1 | NR | 151 | 1 | NR | 1.987% | OFFICIAL | 3BL24G29F6691JA100 | 30 | 3BL | INSTALLATION BLOC | 24G | IEC309 RANGE | 29F | INTERLOCKED SOCK.OU. | 1 | 6 | NR | 13039 | CCM | 2.396 | 2.009 | KG | 8011564098701 | 8011564098701 | 8011564454842 | 85366990
GW66520 | I.SOCKET IP66 W.B.3P+N+E 32A 400V 6H DIR | GNI.BLO.IP66 Z/D 3P+N+E 32A 400V 6H BEZP | 154 | 1 | NR | 151 | 1 | NR | 1.987% | OFFICIAL | 3BL24G29F6691JA100 | 30 | 3BL | INSTALLATION BLOC | 24G | IEC309 RANGE | 29F | INTERLOCKED SOCK.OU. | 1 | 6 | NR | 13039 | CCM | 2.498 | 2.107 | KG | 8011564098725 | 8011564098725 | 8011564454866 | 85366990
GW66818 | I.SOCKET IP66 N.B.2P+E 32A 400V 9H CBF | GNI.BLOK.IP66 B/DN 2P+E 32A 400V 9H CBF | 154 | 1 | NR | 151 | 1 | NR | 1.987% | OFFICIAL | 3BL24G29F6711J0100 | 30 | 3BL | INSTALLATION BLOC | 24G | IEC309 RANGE | 29F | INTERLOCKED SOCK.OU. | 1 | 6 | NR | 13039 | CCM | 2.021 | 1.819 | KG | 8011564066236 | 8011564066236 | 8011564389564 | 85366990
GW66992 | I.SOCKET IP66 W.B.3P+E 32A 400V 6H M.D | GNI.BLOK.IP66 Z/DN 3P+E 32A 400V 6H U.M. | 154 | 1 | NR | 151 | 1 | NR | 1.987% | OFFICIAL | 3BL24G29F6731JO100 | 30 | 3BL | INSTALLATION BLOC | 24G | IEC309 RANGE | 29F | INTERLOCKED SOCK.OU. | 1 | 6 | NR | 13039 | CCM | 2.453 | 2.208 | KG | 8011564074538 | 8011564074538 | 8011564401150 | 85366990
GW67361N | 63A 3P+N+E 230V V.INT.SOCK.O.N.B.9H SBF | 63A 3P+N+E 220V PION.GN.BLO.B/DNA 9H SBF | 154 | 1 | NR | 151 | 1 | NR | 1.987% | OFFICIAL | 3BL24G29F6651HD100 | 30 | 3BL | INSTALLATION BLOC | 24G | IEC309 RANGE | 29F | INTERLOCKED SOCK.OU. | 1 | 4 | NR | 11555.25 | CCM | 1.761 | 1.404 | KG | 8011564742420 | 8011564742420 | 8011564697843 | 85366990
GW66002 | 16A 3P+E 110V H.INT.SOCK.O.W.B. 4H SBF | 16A 3P+E 110V GNIAZD.POZ. Z DNEM 4H SBF | 46.3 | 1 | NR | 45.4 | 1 | NR | 1.982% | OFFICIAL | 3BL24G29F6611GQ100 | 30 | 3BL | INSTALLATION BLOC | 24G | IEC309 RANGE | 29F | INTERLOCKED SOCK.OU. | 1 | 12 | NR | 3851.75 | CCM | 613.5 | 552.15 | G | 8011564005853 | 8011564005853 | 8011564364899 | 85366990
GW66424 | COMBIBLOC N.B.IP44 3P+E 16A 110V 4H | ZESTAW GNIAZD B/DN IP44 3P+E 16A 110V 4H | 46.3 | 1 | NR | 45.4 | 1 | NR | 1.982% | OFFICIAL | 3BL24G29F6571G4100 | 30 | 3BL | INSTALLATION BLOC | 24G | IEC309 RANGE | 29F | INTERLOCKED SOCK.OU. | 1 | 12 | NR | 3851.75 | CCM | 513.333 | 462 | G | 8011564097469 | 8011564097469 | 8011564473034 | 85366990
GW66436 | COMBIBLOC N.B.IP44 3P+N+E 32A 110V 4H | ZESTAW GN. B/DN IP44 3P+N+E 32A 110V 4H | 61.8 | 1 | NR | 60.6 | 1 | NR | 1.98% | OFFICIAL | 3BL24G29F6571G6100 | 30 | 3BL | INSTALLATION BLOC | 24G | IEC309 RANGE | 29F | INTERLOCKED SOCK.OU. | 1 | 12 | NR | 3851.75 | CCM | 583.333 | 525 | G | 8011564097568 | 8011564097568 | 8011564473379 | 85366990
GW66683N | FLUSH MOUNTING BOX FOR VERT.INT.SOC.IP55 | PUSZKA PODTYNK.DO PION.GNIAZDA Z BL IP55 | 10.3 | 1 | NR | 10.1 | 1 | NR | 1.98% | OFFICIAL | 3BL24G29F6651HO100 | 30 | 3BL | INSTALLATION BLOC | 24G | IEC309 RANGE | 29F | INTERLOCKED SOCK.OU. | 1 | 10 | NR | 3312.4 | CCM | 275 | 247.5 | G | 8011564749641 | 8011564749641 | 8011564701489 | 85381000
GW66101 | 16A 2P+E 110V H.INT.SOCK.O.N.B. 4H SBF | 16A 2P+E 110V GN.POZ.BEZ DNA BL 4H SBF | 36.1 | 1 | NR | 35.4 | 1 | NR | 1.977% | OFFICIAL | 3BL24G29F6611GM100 | 30 | 3BL | INSTALLATION BLOC | 24G | IEC309 RANGE | 29F | INTERLOCKED SOCK.OU. | 1 | 12 | NR | 3851.75 | CCM | 501.083 | 450.975 | G | 8011564029071 | 8011564029071 | 8011564365322 | 85366990
GW66108 | 16A 3P+E 400V H.INT.SOCK.O.N.B. 6H SBF | 16A 3P+E 400V GN.POZ.BEZ DNA BL 6H SBF | 36.1 | 1 | NR | 35.4 | 1 | NR | 1.977% | OFFICIAL | 3BL24G29F6611GM100 | 30 | 3BL | INSTALLATION BLOC | 24G | IEC309 RANGE | 29F | INTERLOCKED SOCK.OU. | 1 | 12 | NR | 3851.75 | CCM | 529.75 | 476.775 | G | 8011564029149 | 8011564029149 | 8011564365391 | 85366990
GW66201N | 16A 2P+E 110V V.INT.SOCK.O.W.B.4H SBF | 16A 2P+E 110V PION.GN.BLOK.Z DNEM 4H SBF | 51.6 | 1 | NR | 50.6 | 1 | NR | 1.976% | OFFICIAL | 3BL24G29F6651HE100 | 30 | 3BL | INSTALLATION BLOC | 24G | IEC309 RANGE | 29F | INTERLOCKED SOCK.OU. | 1 | 12 | NR | 6125 | CCM | 889.583 | 800.625 | G | 8011564741140 | 8011564741140 | 8011564696563 | 85366990
GW66428 | COMBIBLOC N.B.IP44 3P+N+E 16A 230V 9H | ZESTAW GN. B/DN IP44 3P+N+E 16A 230V 9H | 51.6 | 1 | NR | 50.6 | 1 | NR | 1.976% | OFFICIAL | 3BL24G29F6571G4100 | 30 | 3BL | INSTALLATION BLOC | 24G | IEC309 RANGE | 29F | INTERLOCKED SOCK.OU. | 1 | 12 | NR | 3851.75 | CCM | 536.167 | 405.569 | G | 8011564097506 | 8011564097506 | 8011564473317 | 85366990
GW66014 | 32A 3P+N+E 110V H.INT.SOCK.O.W.B. 4H SBF | 32A 3P+N+E 110V GNIAZD.POZ.Z DNEM 4H SBF | 62 | 1 | NR | 60.8 | 1 | NR | 1.974% | OFFICIAL | 3BL24G29F6611GS100 | 30 | 3BL | INSTALLATION BLOC | 24G | IEC309 RANGE | 29F | INTERLOCKED SOCK.OU. | 1 | 12 | NR | 3851.75 | CCM | 741.667 | 667.5 | G | 8011564006195 | 8011564006195 | 8011564365018 | 85366990
GW66017 | 32A 3P+N+E 230V H.INT.SOCK.O.W.B. 9H SBF | 32A 3P+N+E 230V GNIAZD.POZ.Z DNEM 9H SBF | 62 | 1 | NR | 60.8 | 1 | NR | 1.974% | OFFICIAL | 3BL24G29F6611GS100 | 30 | 3BL | INSTALLATION BLOC | 24G | IEC309 RANGE | 29F | INTERLOCKED SOCK.OU. | 1 | 12 | NR | 3851.75 | CCM | 744.5 | 670.05 | G | 8011564006201 | 8011564006201 | 8011564365049 | 85366990
GW66030 | 16A 3P+E 400V H.INT.SOCK.O.W.B. 6H CBF | 16A 3P+E 400V GNIAZD.POZ. Z DNEM 6H CBF | 62 | 1 | NR | 60.8 | 1 | NR | 1.974% | OFFICIAL | 3BL24G29F6631GY100 | 30 | 3BL | INSTALLATION BLOC | 24G | IEC309 RANGE | 29F | INTERLOCKED SOCK.OU. | 1 | 12 | NR | 6400 | CCM | 985.75 | 853.92 | G | 8011564005921 | 8011564005921 | 8011564365179 | 85366990
GW66483 | COMBIBLOC N.B.IP55 3P+N+E 32A 230V 9H | ZESTAW GN. B/DN IP55 3P+N+E 32A 230V 9H | 77.5 | 1 | NR | 76 | 1 | NR | 1.974% | OFFICIAL | 3BL24G29F6591GE100 | 30 | 3BL | INSTALLATION BLOC | 24G | IEC309 RANGE | 29F | INTERLOCKED SOCK.OU. | 1 | 12 | NR | 5083.333 | CCM | 678.75 | 610.875 | G | 8011564097957 | 8011564097957 | 8011564474024 | 85366990
GW66837 | I.SOCKET IP66 N.B.3P+N+E 32A 110V 4H M.D | GN.BLOK.IP66 B/D 3P+N+E 32A 110V 4H U.M. | 155 | 1 | NR | 152 | 1 | NR | 1.974% | OFFICIAL | 3BL24G29F6731J4100 | 30 | 3BL | INSTALLATION BLOC | 24G | IEC309 RANGE | 29F | INTERLOCKED SOCK.OU. | 1 | 6 | NR | 13039 | CCM | 2.077 | 1.696 | KG | 8011564066694 | 8011564066694 | 8011564389755 | 85366990
GW66840 | I.SOCKET IP66 N.B.3P+N+E 32A 230V 9H M.D | GN.BLOK.IP66 B/D 3P+N+E 32A 230V 9H U.M. | 155 | 1 | NR | 152 | 1 | NR | 1.974% | OFFICIAL | 3BL24G29F6731J4100 | 30 | 3BL | INSTALLATION BLOC | 24G | IEC309 RANGE | 29F | INTERLOCKED SOCK.OU. | 1 | 6 | NR | 13039 | CCM | 2.081 | 1.72 | KG | 8011564066748 | 8011564066748 | 8011564389786 | 85366990
GW66845 | I.SOCKET IP66 N.B.3P+N+E 32A 500V 7H M.D | GN.BLOK.IP66 B/D 3P+N+E 32A 500V 7H U.M. | 155 | 1 | NR | 152 | 1 | NR | 1.974% | OFFICIAL | 3BL24G29F6731J4100 | 30 | 3BL | INSTALLATION BLOC | 24G | IEC309 RANGE | 29F | INTERLOCKED SOCK.OU. | 1 | 6 | NR | 13039 | CCM | 2.111 | 1.899 | KG | 8011564066861 | 8011564066861 | 8011564389830 | 85366990
GW66991 | I.SOCKET IP66 W.B.2P+E 32A 400V 9H M.D | GNI.BLOK.IP66 Z/DN 2P+E 32A 400V 9H U.M. | 155 | 1 | NR | 152 | 1 | NR | 1.974% | OFFICIAL | 3BL24G29F6731JO100 | 30 | 3BL | INSTALLATION BLOC | 24G | IEC309 RANGE | 29F | INTERLOCKED SOCK.OU. | 1 | 6 | NR | 13039 | CCM | 2.382 | 2.144 | KG | 8011564074521 | 8011564074521 | 8011564401143 | 85366990
GW66025 | 16A 3P+N+E 110V H.INT.SOCK.O.W.B. 4H CBF | 16A 3P+N+E 110V GNIAZD.POZ.Z DNEM 4H CBF | 77.6 | 1 | NR | 76.1 | 1 | NR | 1.971% | OFFICIAL | 3BL24G29F6631GY100 | 30 | 3BL | INSTALLATION BLOC | 24G | IEC309 RANGE | 29F | INTERLOCKED SOCK.OU. | 1 | 12 | NR | 6400 | CCM | 1.013 | 0.912 | KG | 8011564005976 | 8011564005976 | 8011564365124 | 85366990
GW66133 | 16A 3P+N+E 500V H.INT.SOCK.O.N.B. 7H CBF | 16A 3P+N+E 500V GN.POZ.BEZ DNA BL 7H CBF | 77.6 | 1 | NR | 76.1 | 1 | NR | 1.971% | OFFICIAL | 3BL24G29F6631GU100 | 30 | 3BL | INSTALLATION BLOC | 24G | IEC309 RANGE | 29F | INTERLOCKED SOCK.OU. | 1 | 12 | NR | 6400 | CCM | 850.667 | 765.6 | G | 8011564029392 | 8011564029392 | 8011564365643 | 85366990
GW66134 | 32A 2P+E 110V H.INT.SOCK.O.N.B. 4H CBF | 32A 2P+E 110V GN.POZ.BEZ DNA BL 4H CBF | 77.6 | 1 | NR | 76.1 | 1 | NR | 1.971% | OFFICIAL | 3BL24G29F6631GW100 | 30 | 3BL | INSTALLATION BLOC | 24G | IEC309 RANGE | 29F | INTERLOCKED SOCK.OU. | 1 | 12 | NR | 6400 | CCM | 867.917 | 781.125 | G | 8011564029408 | 8011564029408 | 8011564365650 | 85366990
GW66223N | 16A 2P+E 110V V.INT.SOCK.O.W.B.4H CBF | 16A 2P+E 110V PION.GN.BLOK.Z DNEM 4H CBF | 77.6 | 1 | NR | 76.1 | 1 | NR | 1.971% | OFFICIAL | 3BL24G29F6671I6100 | 30 | 3BL | INSTALLATION BLOC | 24G | IEC309 RANGE | 29F | INTERLOCKED SOCK.OU. | 1 | 12 | NR | 6125 | CCM | 1.019 | 0.78 | KG | 8011564741331 | 8011564741331 | 8011564696754 | 85366990
GW66872 | I.SOCKET IP66 W.B.2P+E 63A 400V 6H M.D | GNI.BLOK.IP66 Z/DN 2P+E 63A 400V 6H U.M. | 207 | 1 | NR | 203 | 1 | NR | 1.97% | OFFICIAL | 3BL24G29F6731JQ100 | 30 | 3BL | INSTALLATION BLOC | 24G | IEC309 RANGE | 29F | INTERLOCKED SOCK.OU. | 1 | 3 | NR | 25316.667 | CCM | 3.45 | 3.104 | KG | 8011564067530 | 8011564067530 | 8011564390249 | 85366990
GW66857 | I.SOCKET IP66 W.B.3P+N+E 63A 500V 7H CBF | GN.BLOK.IP66 Z/DN 3P+N+E 63A 500V 7H CBF | 363 | 1 | NR | 356 | 1 | NR | 1.966% | OFFICIAL | 3BL24G29F6711JI100 | 30 | 3BL | INSTALLATION BLOC | 24G | IEC309 RANGE | 29F | INTERLOCKED SOCK.OU. | 1 | 3 | NR | 25316.667 | CCM | 4.312 | 3.697 | KG | 8011564067387 | 8011564067387 | 8011564390096 | 85366990
GW66222N | 32A 3P+N+E 500V V.INT.SOCK.O.W.B.7H SBF | 32A 3P+N+E 500V PIO.GN.BLO.Z DNEM 7H SBF | 83 | 1 | NR | 81.4 | 1 | NR | 1.966% | OFFICIAL | 3BL24G29F6651HG100 | 30 | 3BL | INSTALLATION BLOC | 24G | IEC309 RANGE | 29F | INTERLOCKED SOCK.OU. | 1 | 12 | NR | 6125 | CCM | 1.098 | 0.892 | KG | 8011564741324 | 8011564741324 | 8011564696747 | 85366990
GW66401 | COMBIBLOC W.B.IP44 2P+E 16A 110V 4H | ZESTAW GNIAZD Z/DN IP44 2P+E 16A 110V 4H | 41.5 | 1 | NR | 40.7 | 1 | NR | 1.966% | OFFICIAL | 3BL24G29F6571G8100 | 30 | 3BL | INSTALLATION BLOC | 24G | IEC309 RANGE | 29F | INTERLOCKED SOCK.OU. | 1 | 12 | NR | 3851.75 | CCM | 574.5 | 517.05 | G | 8011564097278 | 8011564097278 | 8011564473522 | 85366990
GW66429 | COMBIBLOC N.B.IP44 2P+E 16A 400V 9H | ZESTAW GNIAZD B/DN IP44 2P+E 16A 400V 9H | 41.5 | 1 | NR | 40.7 | 1 | NR | 1.966% | OFFICIAL | 3BL24G29F6571G4100 | 30 | 3BL | INSTALLATION BLOC | 24G | IEC309 RANGE | 29F | INTERLOCKED SOCK.OU. | 1 | 12 | NR | 3851.75 | CCM | 495.833 | 446.25 | G | 8011564097513 | 8011564097513 | 8011564473324 | 85366990
GW66013 | 32A 3P+E 110V H.INT.SOCK.O.W.B. 4H SBF | 32A 3P+E 110V GNIAZD.POZ. Z DNEM 4H SBF | 57.1 | 1 | NR | 56 | 1 | NR | 1.964% | OFFICIAL | 3BL24G29F6611GS100 | 30 | 3BL | INSTALLATION BLOC | 24G | IEC309 RANGE | 29F | INTERLOCKED SOCK.OU. | 1 | 12 | NR | 3851.75 | CCM | 695.083 | 625.575 | G | 8011564006164 | 8011564006164 | 8011564365001 | 85366990
GW66016 | 32A 3P+E 230V H.INT.SOCK.O.W.B. 9H SBF | 32A 3P+E 230V GNIAZD.POZ. Z DNEM 9H SBF | 57.1 | 1 | NR | 56 | 1 | NR | 1.964% | OFFICIAL | 3BL24G29F6611GS100 | 30 | 3BL | INSTALLATION BLOC | 24G | IEC309 RANGE | 29F | INTERLOCKED SOCK.OU. | 1 | 12 | NR | 3851.75 | CCM | 698.833 | 628.95 | G | 8011564006171 | 8011564006171 | 8011564365032 | 85366990
GW66129 | 16A 2P+E 400V H.INT.SOCK.O.N.B. 9H CBF | 16A 2P+E 400V GN.POZ.BEZ DNA BL 9H CBF | 57.1 | 1 | NR | 56 | 1 | NR | 1.964% | OFFICIAL | 3BL24G29F6631GU100 | 30 | 3BL | INSTALLATION BLOC | 24G | IEC309 RANGE | 29F | INTERLOCKED SOCK.OU. | 1 | 12 | NR | 6400 | CCM | 690.167 | 621.15 | G | 8011564029354 | 8011564029354 | 8011564365605 | 85366990
GW66024 | 16A 3P+E 110V H.INT.SOCK.O.W.B. 4H CBF | 16A 3P+E 110V GNIAZD.POZ. Z DNEM 4H CBF | 72.8 | 1 | NR | 71.4 | 1 | NR | 1.961% | OFFICIAL | 3BL24G29F6631GY100 | 30 | 3BL | INSTALLATION BLOC | 24G | IEC309 RANGE | 29F | INTERLOCKED SOCK.OU. | 1 | 12 | NR | 6400 | CCM | 984.75 | 886.275 | G | 8011564005952 | 8011564005952 | 8011564365117 | 85366990
GW66070N | 3P+N+E32A400V V.IN.SOC.O.WB.6H MT60 IP67 | 3P+N+E32A400V PION.GN.BL/DN.6H MT60 IP67 | 156 | 1 | NR | 153 | 1 | NR | 1.961% | OFFICIAL | 3BL24G29F6681IB100 | 30 | 3BL | INSTALLATION BLOC | 24G | IEC309 RANGE | 29F | INTERLOCKED SOCK.OU. | 1 | 12 | NR | 6125 | CCM | 1.542 | 1.388 | KG | 8011564740952 | 8011564740952 | 8011564696372 | 85366990
GW66342N | 32A 3P+N+E 400V V.INT.SOCK.O.N.B.6H CBF | 32A 3P+N+E 400V PION.GN.BLO.B/DNA 9H CBF | 104 | 1 | NR | 102 | 1 | NR | 1.961% | OFFICIAL | 3BL24G29F6671I0100 | 30 | 3BL | INSTALLATION BLOC | 24G | IEC309 RANGE | 29F | INTERLOCKED SOCK.OU. | 1 | 12 | NR | 6125 | CCM | 1.031 | 0.928 | KG | 8011564741973 | 8011564741973 | 8011564697393 | 85366990
GW66349N | 63A 3P+E 230V V.INT.SOCK.O.N.B.9H CBF | 63A 3P+E 230V PION.GN.BLOK.B/DNA 9H CBF | 208 | 1 | NR | 204 | 1 | NR | 1.961% | OFFICIAL | 3BL24G29F6671I2100 | 30 | 3BL | INSTALLATION BLOC | 24G | IEC309 RANGE | 29F | INTERLOCKED SOCK.OU. | 1 | 4 | NR | 11555.25 | CCM | 2.109 | 1.756 | KG | 8011564742048 | 8011564742048 | 8011564697461 | 85366990
GW66140 | 32A 2P+E 400V H.INT.SOCK.O.N.B. 9H CBF | 32A 2P+E 400V GN.POZ.BEZ DNA BL 9H CBF | 83.3 | 1 | NR | 81.7 | 1 | NR | 1.958% | OFFICIAL | 3BL24G29F6631GW100 | 30 | 3BL | INSTALLATION BLOC | 24G | IEC309 RANGE | 29F | INTERLOCKED SOCK.OU. | 1 | 12 | NR | 6400 | CCM | 831.667 | 748.5 | G | 8011564029460 | 8011564029460 | 8011564365711 | 85366990
GW66306N | 16A 3P+N+E 230V V.INT.SOCK.O.N.B.9H SBF | 16A 3P+N+E 230V PION.GN.BLO.B/DNA 9H SBF | 57.3 | 1 | NR | 56.2 | 1 | NR | 1.957% | OFFICIAL | 3BL24G29F6651HA100 | 30 | 3BL | INSTALLATION BLOC | 24G | IEC309 RANGE | 29F | INTERLOCKED SOCK.OU. | 1 | 12 | NR | 4538.625 | CCM | 0.877 | 0.638 | KG | 8011564741614 | 8011564741614 | 8011564697034 | 85366990
GW66004 | 16A 2P+E 230V H.INT.SOCK.O.W.B. 6H SBF | 16A 2P+E 230V GNIAZD.POZ. Z DNEM 6H SBF | 36.5 | 1 | NR | 35.8 | 1 | NR | 1.955% | OFFICIAL | 3BL24G29F6611GQ100 | 30 | 3BL | INSTALLATION BLOC | 24G | IEC309 RANGE | 29F | INTERLOCKED SOCK.OU. | 1 | 12 | NR | 3851.75 | CCM | 604.333 | 543.9 | G | 8011564005808 | 8011564005808 | 8011564364912 | 85366990
GW66316N | 32A 3P+E 230V V.INT.SOCK.O.N.B.9H SBF | 32A 3P+E 230V PION.GN.BLOK.B/DNA 9H SBF | 67.8 | 1 | NR | 66.5 | 1 | NR | 1.955% | OFFICIAL | 3BL24G29F6651HC100 | 30 | 3BL | INSTALLATION BLOC | 24G | IEC309 RANGE | 29F | INTERLOCKED SOCK.OU. | 1 | 12 | NR | 4538.625 | CCM | 829.167 | 746.25 | G | 8011564741713 | 8011564741713 | 8011564697133 | 85366990
GW66456 | COMBIBLOC W.B.IP55 2P+E 32A 110V 4H | ZESTAW GNIAZD Z/DN IP55 2P+E 32A 110V 4H | 67.8 | 1 | NR | 66.5 | 1 | NR | 1.955% | OFFICIAL | 3BL24G29F6591GI100 | 30 | 3BL | INSTALLATION BLOC | 24G | IEC309 RANGE | 29F | INTERLOCKED SOCK.OU. | 1 | 12 | NR | 5083.333 | CCM | 674.068 | 551.499 | G | 8011564097728 | 8011564097728 | 8011564474192 | 85366990
GW66021 | 32A 3P+E 500V H.INT.SOCK.O.W.B. 7H SBF | 32A 3P+E 500V GNIAZD.POZ. Z DNEM 7H SBF | 57.4 | 1 | NR | 56.3 | 1 | NR | 1.954% | OFFICIAL | 3BL24G29F6611GS100 | 30 | 3BL | INSTALLATION BLOC | 24G | IEC309 RANGE | 29F | INTERLOCKED SOCK.OU. | 1 | 12 | NR | 3851.75 | CCM | 699.333 | 629.4 | G | 8011564006188 | 8011564006188 | 8011564365087 | 85366990
GW66006 | 16A 3P+N+E 230V H.INT.SOCK.O.W.B. 9H SBF | 16A 3P+N+E 230V GNIAZD.POZ.Z DNEM 9H SBF | 52.2 | 1 | NR | 51.2 | 1 | NR | 1.953% | OFFICIAL | 3BL24G29F6611GQ100 | 30 | 3BL | INSTALLATION BLOC | 24G | IEC309 RANGE | 29F | INTERLOCKED SOCK.OU. | 1 | 12 | NR | 3851.75 | CCM | 678.833 | 610.95 | G | 8011564005884 | 8011564005884 | 8011564364936 | 85366990
GW66011 | 16A 3P+N+E 500V H.INT.SOCK.O.W.B. 7H SBF | 16A 3P+N+E 500V GNIAZD.POZ.Z DNEM 7H SBF | 52.2 | 1 | NR | 51.2 | 1 | NR | 1.953% | OFFICIAL | 3BL24G29F6611GQ100 | 30 | 3BL | INSTALLATION BLOC | 24G | IEC309 RANGE | 29F | INTERLOCKED SOCK.OU. | 1 | 12 | NR | 3851.75 | CCM | 658.083 | 592.275 | G | 8011564006096 | 8011564006096 | 8011564364981 | 85366990
GW66305N | 16A 3P+E 230V V.INT.SOCK.O.N.B.9H SBF | 16A 3P+E 230V PION.GN.BLOK.B/DNA 9H SBF | 52.2 | 1 | NR | 51.2 | 1 | NR | 1.953% | OFFICIAL | 3BL24G29F6651HA100 | 30 | 3BL | INSTALLATION BLOC | 24G | IEC309 RANGE | 29F | INTERLOCKED SOCK.OU. | 1 | 12 | NR | 4538.625 | CCM | 687.917 | 619.125 | G | 8011564741607 | 8011564741607 | 8011564697027 | 85366990
GW66310N | 16A 3P+E 500V V.INT.SOCK.O.N.B.7H SBF | 16A 3P+E 500V PION.GN.BLOK.B/DNA 7H SBF | 52.2 | 1 | NR | 51.2 | 1 | NR | 1.953% | OFFICIAL | 3BL24G29F6651HA100 | 30 | 3BL | INSTALLATION BLOC | 24G | IEC309 RANGE | 29F | INTERLOCKED SOCK.OU. | 1 | 12 | NR | 4538.625 | CCM | 708.333 | 637.5 | G | 8011564741652 | 8011564741652 | 8011564697072 | 85366990
GW66425 | COMBIBLOC N.B.IP44 3P+N+E 16A 110V 4H | ZESTAW GN. B/DN IP44 3P+N+E 16A 110V 4H | 52.2 | 1 | NR | 51.2 | 1 | NR | 1.953% | OFFICIAL | 3BL24G29F6571G4100 | 30 | 3BL | INSTALLATION BLOC | 24G | IEC309 RANGE | 29F | INTERLOCKED SOCK.OU. | 1 | 12 | NR | 3851.75 | CCM | 547.083 | 492.375 | G | 8011564097476 | 8011564097476 | 8011564473041 | 85366990
GW66532 | I.SOCKET IP66 W.B.3P+N+E 63A 400V 6H DIR | GNI.BLO.IP66 Z/D 3P+N+E 63A 400V 6H BEZP | 209 | 1 | NR | 205 | 1 | NR | 1.951% | OFFICIAL | 3BL24G29F6691JC100 | 30 | 3BL | INSTALLATION BLOC | 24G | IEC309 RANGE | 29F | INTERLOCKED SOCK.OU. | 1 | 3 | NR | 25316.667 | CCM | 3.636 | 3.272 | KG | 8011564098848 | 8011564098848 | 8011564455214 | 85366990
GW66123 | 16A 2P+E 110V H.INT.SOCK.O.N.B. 4H CBF | 16A 2P+E 110V GN.POZ.BEZ DNA BL 4H CBF | 52.3 | 1 | NR | 51.3 | 1 | NR | 1.949% | OFFICIAL | 3BL24G29F6631GU100 | 30 | 3BL | INSTALLATION BLOC | 24G | IEC309 RANGE | 29F | INTERLOCKED SOCK.OU. | 1 | 12 | NR | 6400 | CCM | 737 | 663.3 | G | 8011564029293 | 8011564029293 | 8011564365544 | 85366990
GW66321N | 32A 3P+E 500V V.INT.SOCK.O.N.B.7H SBF | 32A 3P+E 500V PION.GN.BLOK.B/DNA 7H SBF | 68 | 1 | NR | 66.7 | 1 | NR | 1.949% | OFFICIAL | 3BL24G29F6651HC100 | 30 | 3BL | INSTALLATION BLOC | 24G | IEC309 RANGE | 29F | INTERLOCKED SOCK.OU. | 1 | 12 | NR | 4538.625 | CCM | 0.905 | 0.666 | KG | 8011564741768 | 8011564741768 | 8011564697188 | 85366990
GW66063N | 3P+E32A110V V.INT.SOCK.O.WB.4H MT60 IP67 | 3P+E32A110V PION.GN.BL/DN.4H MT60 IP67 | 157 | 1 | NR | 154 | 1 | NR | 1.948% | OFFICIAL | 3BL24G29F6681IB100 | 30 | 3BL | INSTALLATION BLOC | 24G | IEC309 RANGE | 29F | INTERLOCKED SOCK.OU. | 1 | 12 | NR | 6125 | CCM | 1.435 | 1.229 | KG | 8011564740891 | 8011564740891 | 8011564696310 | 85366990
GW66516 | I.SOCKET IP66 W.B.3P+E 32A 230V 9H DIR | GNI.BLOK.IP66 Z/DN 3P+E 32A 230V 9H BEZP | 157 | 1 | NR | 154 | 1 | NR | 1.948% | OFFICIAL | 3BL24G29F6691JA100 | 30 | 3BL | INSTALLATION BLOC | 24G | IEC309 RANGE | 29F | INTERLOCKED SOCK.OU. | 1 | 6 | NR | 13039 | CCM | 2.387 | 2 | KG | 8011564098688 | 8011564098688 | 8011564454828 | 85366990
GW66521 | I.SOCKET IP66 W.B.3P+E 32A 500V 7H DIR | GNI.BLOK.IP66 Z/DN 3P+E 32A 500V 7H BEZP | 157 | 1 | NR | 154 | 1 | NR | 1.948% | OFFICIAL | 3BL24G29F6691JA100 | 30 | 3BL | INSTALLATION BLOC | 24G | IEC309 RANGE | 29F | INTERLOCKED SOCK.OU. | 1 | 6 | NR | 13039 | CCM | 2.38 | 2.142 | KG | 8011564098732 | 8011564098732 | 8011564454873 | 85366990
GW66959 | I.SOCKET IP66 W.B.3P+N+E 16A 400V 6H CBF | GN.BLOK.IP66 Z/DN 3P+N+E 16A 400V 6H CBF | 157 | 1 | NR | 154 | 1 | NR | 1.948% | OFFICIAL | 3BL24G29F6711JE100 | 30 | 3BL | INSTALLATION BLOC | 24G | IEC309 RANGE | 29F | INTERLOCKED SOCK.OU. | 1 | 6 | NR | 13039 | CCM | 2.413 | 2.171 | KG | 8011564074200 | 8011564074200 | 8011564400825 | 85366990
GW66154N | 2P+E16A230V V.INT.SOCK.O.NB.6H MT60 IP67 | 2P+E16A230V PION.GN.BLO.B/D.6H MT60 IP67 | 73.3 | 1 | NR | 71.9 | 1 | NR | 1.947% | OFFICIAL | 3BL24G29F6681ID100 | 30 | 3BL | INSTALLATION BLOC | 24G | IEC309 RANGE | 29F | INTERLOCKED SOCK.OU. | 1 | 12 | NR | 6125 | CCM | 905.417 | 814.875 | G | 8011564740990 | 8011564740990 | 8011564696419 | 85366990
GW66328N | 16A 3P+N+E 230V V.INT.SOCK.O.N.B.9H CBF | 16A 3P+N+E 230V PION.GN.BLO.B/DNA 9H CBF | 89.1 | 1 | NR | 87.4 | 1 | NR | 1.945% | OFFICIAL | 3BL24G29F6671HY100 | 30 | 3BL | INSTALLATION BLOC | 24G | IEC309 RANGE | 29F | INTERLOCKED SOCK.OU. | 1 | 12 | NR | 4538.625 | CCM | 953.75 | 858.375 | G | 8011564741836 | 8011564741836 | 8011564697256 | 85366990
GW66001 | 16A 2P+E 110V H.INT.SOCK.O.W.B. 4H SBF | 16A 2P+E 110V GNIAZD.POZ. Z DNEM 4H SBF | 36.7 | 1 | NR | 36 | 1 | NR | 1.944% | OFFICIAL | 3BL24G29F6611GQ100 | 30 | 3BL | INSTALLATION BLOC | 24G | IEC309 RANGE | 29F | INTERLOCKED SOCK.OU. | 1 | 12 | NR | 3851.75 | CCM | 618.583 | 556.725 | G | 8011564005792 | 8011564005792 | 8011564364882 | 85366990
GW66035 | 32A 3P+E 110V H.INT.SOCK.O.W.B. 4H CBF | 32A 3P+E 110V GNIAZD.POZ. Z DNEM 4H CBF | 105 | 1 | NR | 103 | 1 | NR | 1.942% | OFFICIAL | 3BL24G29F6631H0100 | 30 | 3BL | INSTALLATION BLOC | 24G | IEC309 RANGE | 29F | INTERLOCKED SOCK.OU. | 1 | 12 | NR | 6400 | CCM | 1.155 | 1.04 | KG | 8011564006058 | 8011564006058 | 8011564365223 | 85366990
GW66346N | 63A 3P+E 110V V.INT.SOCK.O.N.B.4H CBF | 63A 3P+E 110V PION.GN.BLOK.B/DNA 4H CBF | 210 | 1 | NR | 206 | 1 | NR | 1.942% | OFFICIAL | 3BL24G29F6671I2100 | 30 | 3BL | INSTALLATION BLOC | 24G | IEC309 RANGE | 29F | INTERLOCKED SOCK.OU. | 1 | 4 | NR | 11555.25 | CCM | 2.132 | 1.779 | KG | 8011564742017 | 8011564742017 | 8011564697430 | 85366990
GW66468 | COMBIBLOC N.B.IP55 3P+E 16A 110V 4H | ZESTAW GNIAZD B/DN IP55 3P+E 16A 110V 4H | 52.5 | 1 | NR | 51.5 | 1 | NR | 1.942% | OFFICIAL | 3BL24G29F6591GC100 | 30 | 3BL | INSTALLATION BLOC | 24G | IEC309 RANGE | 29F | INTERLOCKED SOCK.OU. | 1 | 12 | NR | 3851.75 | CCM | 553.75 | 498.375 | G | 8011564097827 | 8011564097827 | 8011564473898 | 85366990
GW66972 | I.SOCKET IP66 W.B.3P+N+E 32A 500V 7H CBF | GN.BLOK.IP66 Z/DN 3P+N+E 32A 500V 7H CBF | 210 | 1 | NR | 206 | 1 | NR | 1.942% | OFFICIAL | 3BL24G29F6711JG100 | 30 | 3BL | INSTALLATION BLOC | 24G | IEC309 RANGE | 29F | INTERLOCKED SOCK.OU. | 1 | 6 | NR | 13039 | CCM | 2.696 | 2.426 | KG | 8011564074422 | 8011564074422 | 8011564401044 | 85366990
GW66010 | 16A 3P+E 500V H.INT.SOCK.O.W.B. 7H SBF | 16A 3P+E 500V GNIAZD.POZ. Z DNEM 7H SBF | 47.3 | 1 | NR | 46.4 | 1 | NR | 1.94% | OFFICIAL | 3BL24G29F6611GQ100 | 30 | 3BL | INSTALLATION BLOC | 24G | IEC309 RANGE | 29F | INTERLOCKED SOCK.OU. | 1 | 12 | NR | 3851.75 | CCM | 632.25 | 569.025 | G | 8011564005860 | 8011564005860 | 8011564364974 | 85366990
GW66012 | 32A 2P+E 110V H.INT.SOCK.O.W.B. 4H SBF | 32A 2P+E 110V GNIAZD.POZ. Z DNEM 4H SBF | 47.3 | 1 | NR | 46.4 | 1 | NR | 1.94% | OFFICIAL | 3BL24G29F6611GS100 | 30 | 3BL | INSTALLATION BLOC | 24G | IEC309 RANGE | 29F | INTERLOCKED SOCK.OU. | 1 | 12 | NR | 3851.75 | CCM | 667.333 | 600.6 | G | 8011564006140 | 8011564006140 | 8011564364998 | 85366990
GW66126 | 16A 2P+E 230V H.INT.SOCK.O.N.B. 6H CBF | 16A 2P+E 230V GN.POZ.BEZ DNA BL 6H CBF | 47.4 | 1 | NR | 46.5 | 1 | NR | 1.935% | OFFICIAL | 3BL24G29F6631GU100 | 30 | 3BL | INSTALLATION BLOC | 24G | IEC309 RANGE | 29F | INTERLOCKED SOCK.OU. | 1 | 12 | NR | 6400 | CCM | 742 | 603.11 | G | 8011564029323 | 8011564029323 | 8011564365575 | 85366990
GW66023 | 16A 2P+E 110V H.INT.SOCK.O.W.B. 4H CBF | 16A 2P+E 110V GNIAZD.POZ. Z DNEM 4H CBF | 58 | 1 | NR | 56.9 | 1 | NR | 1.933% | OFFICIAL | 3BL24G29F6631GY100 | 30 | 3BL | INSTALLATION BLOC | 24G | IEC309 RANGE | 29F | INTERLOCKED SOCK.OU. | 1 | 12 | NR | 6400 | CCM | 946.224 | 746.96 | G | 8011564005891 | 8011564005891 | 8011564365100 | 85366990
GW66215N | 32A 2P+E 230V V.INT.SOCK.O.W.B.6H SBF | 32A 2P+E 230V PION.GN.BLOK.Z DNEM 6H SBF | 58 | 1 | NR | 56.9 | 1 | NR | 1.933% | OFFICIAL | 3BL24G29F6651HG100 | 30 | 3BL | INSTALLATION BLOC | 24G | IEC309 RANGE | 29F | INTERLOCKED SOCK.OU. | 1 | 12 | NR | 6125 | CCM | 1.005 | 0.905 | KG | 8011564742529 | 8011564742529 | 8011564697942 | 85366990
GW66026 | 16A 2P+E 230V H.INT.SOCK.O.W.B. 6H CBF | 16A 2P+E 230V GNIAZD.POZ. Z DNEM 6H CBF | 52.8 | 1 | NR | 51.8 | 1 | NR | 1.931% | OFFICIAL | 3BL24G29F6631GY100 | 30 | 3BL | INSTALLATION BLOC | 24G | IEC309 RANGE | 29F | INTERLOCKED SOCK.OU. | 1 | 12 | NR | 6400 | CCM | 1.014 | 0.912 | KG | 8011564005907 | 8011564005907 | 8011564365131 | 85366990
GW66113 | 32A 3P+E 110V H.INT.SOCK.O.N.B. 4H SBF | 32A 3P+E 110V GN.POZ.BEZ DNA BL 4H SBF | 52.8 | 1 | NR | 51.8 | 1 | NR | 1.931% | OFFICIAL | 3BL24G29F6611GO100 | 30 | 3BL | INSTALLATION BLOC | 24G | IEC309 RANGE | 29F | INTERLOCKED SOCK.OU. | 1 | 12 | NR | 3851.75 | CCM | 582.417 | 524.175 | G | 8011564029194 | 8011564029194 | 8011564365445 | 85366990
GW66116 | 32A 3P+E 230V H.INT.SOCK.O.N.B. 9H SBF | 32A 3P+E 230V GN.POZ.BEZ DNA BL 9H SBF | 52.8 | 1 | NR | 51.8 | 1 | NR | 1.931% | OFFICIAL | 3BL24G29F6611GO100 | 30 | 3BL | INSTALLATION BLOC | 24G | IEC309 RANGE | 29F | INTERLOCKED SOCK.OU. | 1 | 12 | NR | 3851.75 | CCM | 588.083 | 529.275 | G | 8011564029224 | 8011564029224 | 8011564365476 | 85366990
GW66037 | 32A 2P+E 230V H.INT.SOCK.O.W.B. 6H CBF | 32A 2P+E 230V GNIAZD.POZ. Z DNEM 6H CBF | 79.2 | 1 | NR | 77.7 | 1 | NR | 1.931% | OFFICIAL | 3BL24G29F6631H0100 | 30 | 3BL | INSTALLATION BLOC | 24G | IEC309 RANGE | 29F | INTERLOCKED SOCK.OU. | 1 | 12 | NR | 6400 | CCM | 1.055 | 0.95 | KG | 8011564006003 | 8011564006003 | 8011564365247 | 85366990
GW66854 | I.SOCKET IP66 W.B.3P+E 63A 400V 6H CBF | GNI.BLOK.IP66 Z/DN 3P+E 63A 400V 6H CBF | 317 | 1 | NR | 311 | 1 | NR | 1.929% | OFFICIAL | 3BL24G29F6711JI100 | 30 | 3BL | INSTALLATION BLOC | 24G | IEC309 RANGE | 29F | INTERLOCKED SOCK.OU. | 1 | 3 | NR | 25316.667 | CCM | 3.985 | 3.554 | KG | 8011564067271 | 8011564067271 | 8011564390065 | 85366990
GW66132 | 16A 3P+E 500V H.INT.SOCK.O.N.B. 7H CBF | 16A 3P+E 500V GN.POZ.BEZ DNA BL 7H CBF | 74.1 | 1 | NR | 72.7 | 1 | NR | 1.926% | OFFICIAL | 3BL24G29F6631GU100 | 30 | 3BL | INSTALLATION BLOC | 24G | IEC309 RANGE | 29F | INTERLOCKED SOCK.OU. | 1 | 12 | NR | 6400 | CCM | 821.75 | 646.01 | G | 8011564029385 | 8011564029385 | 8011564365636 | 85366990
GW66022 | 32A 3P+N+E 500V H.INT.SOCK.O.W.B. 7H SBF | 32A 3P+N+E 500V GNIAZD.POZ.Z DNEM 7H SBF | 63.6 | 1 | NR | 62.4 | 1 | NR | 1.923% | OFFICIAL | 3BL24G29F6611GS100 | 30 | 3BL | INSTALLATION BLOC | 24G | IEC309 RANGE | 29F | INTERLOCKED SOCK.OU. | 1 | 12 | NR | 3851.75 | CCM | 742.667 | 668.4 | G | 8011564006218 | 8011564006218 | 8011564365094 | 85366990
GW66043 | 32A 3P+E 500V H.INT.SOCK.O.W.B. 7H CBF | 32A 3P+E 500V GNIAZD.POZ. Z DNEM 7H CBF | 106 | 1 | NR | 104 | 1 | NR | 1.923% | OFFICIAL | 3BL24G29F6631H0100 | 30 | 3BL | INSTALLATION BLOC | 24G | IEC309 RANGE | 29F | INTERLOCKED SOCK.OU. | 1 | 12 | NR | 6400 | CCM | 1.162 | 1.036 | KG | 8011564006072 | 8011564006072 | 8011564365308 | 85366990
GW66117 | 32A 3P+N+E 230V H.INT.SOCK.O.N.B. 9H SBF | 32A 3P+N+E 230V GN.POZ.BEZ DNA BL 9H SBF | 58.3 | 1 | NR | 57.2 | 1 | NR | 1.923% | OFFICIAL | 3BL24G29F6611GO100 | 30 | 3BL | INSTALLATION BLOC | 24G | IEC309 RANGE | 29F | INTERLOCKED SOCK.OU. | 1 | 12 | NR | 3851.75 | CCM | 627.167 | 564.45 | G | 8011564029231 | 8011564029231 | 8011564365483 | 85366990
GW66122 | 32A 3P+N+E 500V H.INT.SOCK.O.N.B. 7H SBF | 32A 3P+N+E 500V GN.POZ.BEZ DNA BL 7H SBF | 58.3 | 1 | NR | 57.2 | 1 | NR | 1.923% | OFFICIAL | 3BL24G29F6611GO100 | 30 | 3BL | INSTALLATION BLOC | 24G | IEC309 RANGE | 29F | INTERLOCKED SOCK.OU. | 1 | 12 | NR | 3851.75 | CCM | 614.583 | 492.76 | G | 8011564029286 | 8011564029286 | 8011564365537 | 85366990
GW66159N | 3P+N+E16A400V V.IN.SOC.O.NB.6H MT60 IP67 | 3P+N+E16A400V PIO.GN.BL.B/D.6H MT60 IP67 | 106 | 1 | NR | 104 | 1 | NR | 1.923% | OFFICIAL | 3BL24G29F6681ID100 | 30 | 3BL | INSTALLATION BLOC | 24G | IEC309 RANGE | 29F | INTERLOCKED SOCK.OU. | 1 | 12 | NR | 6125 | CCM | 1.227 | 1.104 | KG | 8011564741041 | 8011564741041 | 8011564696464 | 85366990
GW66354N | 63A 3P+E 500V V.INT.SOCK.O.N.B.7H CBF | 63A 3P+E 500V PION.GN.BLOK.B/DNA 7H CBF | 265 | 1 | NR | 260 | 1 | NR | 1.923% | OFFICIAL | 3BL24G29F6671I2100 | 30 | 3BL | INSTALLATION BLOC | 24G | IEC309 RANGE | 29F | INTERLOCKED SOCK.OU. | 1 | 4 | NR | 11555.25 | CCM | 2.141 | 1.788 | KG | 8011564742093 | 8011564742093 | 8011564697515 | 85366990
GW66464 | COMBIBLOC W.B.IP55 3P+N+E 32A 400V 6H | ZESTAW GN. Z/DN IP55 3P+N+E 32A 400V 6H | 79.5 | 1 | NR | 78 | 1 | NR | 1.923% | OFFICIAL | 3BL24G29F6591GI100 | 30 | 3BL | INSTALLATION BLOC | 24G | IEC309 RANGE | 29F | INTERLOCKED SOCK.OU. | 1 | 12 | NR | 5083.333 | CCM | 749.667 | 674.7 | G | 8011564097803 | 8011564097803 | 8011564474277 | 85366990
GW66513 | I.SOCKET IP66 W.B.3P+E 32A 110V 4H DIR | GNI.BLOK.IP66 Z/DN 3P+E 32A 110V 4H BEZP | 159 | 1 | NR | 156 | 1 | NR | 1.923% | OFFICIAL | 3BL24G29F6691JA100 | 30 | 3BL | INSTALLATION BLOC | 24G | IEC309 RANGE | 29F | INTERLOCKED SOCK.OU. | 1 | 6 | NR | 13039 | CCM | 2.402 | 2.015 | KG | 8011564098657 | 8011564098657 | 8011564454798 | 85366990
GW66523 | I.SOCKET IP66 W.B.3P+E 32A 380V 3H DIR | GNI.BLOK.IP66 Z/DN 3P+E 32A 380V 3H BEZP | 159 | 1 | NR | 156 | 1 | NR | 1.923% | OFFICIAL | 3BL24G29F6691JA100 | 30 | 3BL | INSTALLATION BLOC | 24G | IEC309 RANGE | 29F | INTERLOCKED SOCK.OU. | 1 | 6 | NR | 13039 | CCM | 2.416 | 2.174 | KG | 8011564098756 | 8011564098756 | 8011564454897 | 85366990
GW66819 | I.SOCKET IP66 N.B.3P+E 32A 400V 6H CBF | GNI.BLOK.IP66 B/DN 3P+E 32A 400V 6H CBF | 159 | 1 | NR | 156 | 1 | NR | 1.923% | OFFICIAL | 3BL24G29F6711J0100 | 30 | 3BL | INSTALLATION BLOC | 24G | IEC309 RANGE | 29F | INTERLOCKED SOCK.OU. | 1 | 6 | NR | 13039 | CCM | 2.19 | 1.971 | KG | 8011564066311 | 8011564066311 | 8011564389571 | 85366990
GW66850 | I.SOCKET IP66 W.B.2P+E 63A 230V 6H CBF | GNI.BLOK.IP66 Z/DN 2P+E 63A 230V 6H CBF | 265 | 1 | NR | 260 | 1 | NR | 1.923% | OFFICIAL | 3BL24G29F6711JI100 | 30 | 3BL | INSTALLATION BLOC | 24G | IEC309 RANGE | 29F | INTERLOCKED SOCK.OU. | 1 | 3 | NR | 25316.667 | CCM | 3.806 | 3.425 | KG | 8011564067233 | 8011564067233 | 8011564390027 | 85366990
GW66019 | 32A 3P+E 400V H.INT.SOCK.O.W.B. 6H SBF | 32A 3P+E 400V GNIAZD.POZ. Z DNEM 6H SBF | 47.8 | 1 | NR | 46.9 | 1 | NR | 1.919% | OFFICIAL | 3BL24G29F6611GS100 | 30 | 3BL | INSTALLATION BLOC | 24G | IEC309 RANGE | 29F | INTERLOCKED SOCK.OU. | 1 | 12 | NR | 3851.75 | CCM | 734.167 | 660.75 | G | 8011564006126 | 8011564006126 | 8011564365063 | 85366990
GW66492 | BOARD IP55 EMPTY VERT. COMBIBLOC 2 SOCK | PŁYTA IP55 PUSTA PION ZEST.GNIAZD 2 GN | 47.8 | 1 | NR | 46.9 | 1 | NR | 1.919% | OFFICIAL | 3BL24G29F6591GK100 | 30 | 3BL | INSTALLATION BLOC | 24G | IEC309 RANGE | 29F | INTERLOCKED SOCK.OU. | 1 | 6 | NR | 9030 | CCM | 1.295 | 1.165 | KG | 8011564098008 | 8011564098008 | 8011564457577 | 85381000
GW66327N | 16A 3P+E 230V V.INT.SOCK.O.N.B.9H CBF | 16A 3P+E 230V PION.GN.BLOK.B/DNA 9H CBF | 85 | 1 | NR | 83.4 | 1 | NR | 1.918% | OFFICIAL | 3BL24G29F6671HY100 | 30 | 3BL | INSTALLATION BLOC | 24G | IEC309 RANGE | 29F | INTERLOCKED SOCK.OU. | 1 | 12 | NR | 4538.625 | CCM | 875.417 | 787.875 | G | 8011564741829 | 8011564741829 | 8011564697249 | 85366990
GW66461 | COMBIBLOC W.B.IP55 3P+N+E 32A 230V 9H | ZESTAW GN. Z/DN IP55 3P+N+E 32A 230V 9H | 85 | 1 | NR | 83.4 | 1 | NR | 1.918% | OFFICIAL | 3BL24G29F6591GI100 | 30 | 3BL | INSTALLATION BLOC | 24G | IEC309 RANGE | 29F | INTERLOCKED SOCK.OU. | 1 | 12 | NR | 5083.333 | CCM | 754.833 | 679.35 | G | 8011564097773 | 8011564097773 | 8011564474246 | 85366990
GW66229N | 16A 2P+E 400V V.INT.SOCK.O.W.B.9H CBF | 16A 2P+E 400V PION.GN.BLOK.Z DNEM 9H CBF | 79.7 | 1 | NR | 78.2 | 1 | NR | 1.918% | OFFICIAL | 3BL24G29F6671I6100 | 30 | 3BL | INSTALLATION BLOC | 24G | IEC309 RANGE | 29F | INTERLOCKED SOCK.OU. | 1 | 12 | NR | 6125 | CCM | 1.018 | 0.78 | KG | 8011564741393 | 8011564741393 | 8011564696815 | 85366990
GW66445 | COMBIBLOC W.B.IP55 2P+E 16A 110V 4H | ZESTAW GNIAZD Z/DN IP55 2P+E 16A 110V 4H | 53.2 | 1 | NR | 52.2 | 1 | NR | 1.916% | OFFICIAL | 3BL24G29F6591GG100 | 30 | 3BL | INSTALLATION BLOC | 24G | IEC309 RANGE | 29F | INTERLOCKED SOCK.OU. | 1 | 12 | NR | 3851.75 | CCM | 604.333 | 543.9 | G | 8011564097636 | 8011564097636 | 8011564474123 | 85366990
GW66528 | I.SOCKET IP66 W.B.3P+E 63A 230V 9H DIR | GNI.BLOK.IP66 Z/DN 3P+E 63A 230V 9H BEZP | 213 | 1 | NR | 209 | 1 | NR | 1.914% | OFFICIAL | 3BL24G29F6691JC100 | 30 | 3BL | INSTALLATION BLOC | 24G | IEC309 RANGE | 29F | INTERLOCKED SOCK.OU. | 1 | 3 | NR | 25316.667 | CCM | 3.536 | 3.182 | KG | 8011564098800 | 8011564098800 | 8011564455177 | 85366990
GW66533 | I.SOCKET IP66 W.B.3P+E 63A 500V 7H DIR | GNI.BLOK.IP66 Z/DN 3P+E 63A 500V 7H BEZP | 213 | 1 | NR | 209 | 1 | NR | 1.914% | OFFICIAL | 3BL24G29F6691JC100 | 30 | 3BL | INSTALLATION BLOC | 24G | IEC309 RANGE | 29F | INTERLOCKED SOCK.OU. | 1 | 3 | NR | 25316.667 | CCM | 3.524 | 3.172 | KG | 8011564098855 | 8011564098855 | 8011564455221 | 85366990
GW66232N | 16A 3P+E 500V V.INT.SOCK.O.W.B.7H CBF | 16A 3P+E 500V PION.GN.BLOK.Z DNEM 7H CBF | 96 | 1 | NR | 94.2 | 1 | NR | 1.911% | OFFICIAL | 3BL24G29F6671I6100 | 30 | 3BL | INSTALLATION BLOC | 24G | IEC309 RANGE | 29F | INTERLOCKED SOCK.OU. | 1 | 12 | NR | 6125 | CCM | 1.082 | 0.843 | KG | 8011564741416 | 8011564741416 | 8011564696839 | 85366990
GW66259N | 160VA 2P 230/24V V.INT.SOCK.O.W.B.SBF | 160VA 2P 230/24V PION.GN.BLOK.Z DNEM SBF | 160 | 1 | NR | 157 | 1 | NR | 1.911% | OFFICIAL | 3BL24G29F6651HE100 | 30 | 3BL | INSTALLATION BLOC | 24G | IEC309 RANGE | 29F | INTERLOCKED SOCK.OU. | 1 | 4 | NR | 12459.25 | CCM | 3.266 | 2.94 | KG | 8011564741546 | 8011564741546 | 8011564696969 | 85366990
GW66405 | COMBIBLOC W.B.IP44 3P+E 16A 230V 9H | ZESTAW GNIAZD Z/DN IP44 3P+E 16A 230V 9H | 48 | 1 | NR | 47.1 | 1 | NR | 1.911% | OFFICIAL | 3BL24G29F6571G8100 | 30 | 3BL | INSTALLATION BLOC | 24G | IEC309 RANGE | 29F | INTERLOCKED SOCK.OU. | 1 | 12 | NR | 3851.75 | CCM | 608.5 | 547.65 | G | 8011564097315 | 8011564097315 | 8011564456426 | 85366990
GW66952 | I.SOCKET IP66 W.B.3P+E 16A 110V 4H CBF | GNI.BLOK.IP66 Z/DN 3P+E 16A 110V 4H CBF | 160 | 1 | NR | 157 | 1 | NR | 1.911% | OFFICIAL | 3BL24G29F6711JE100 | 30 | 3BL | INSTALLATION BLOC | 24G | IEC309 RANGE | 29F | INTERLOCKED SOCK.OU. | 1 | 6 | NR | 13039 | CCM | 2.356 | 2.121 | KG | 8011564074132 | 8011564074132 | 8011564400757 | 85366990
GW66955 | I.SOCKET IP66 W.B.3P+E 16A 230V 9H CBF | GNI.BLOK.IP66 Z/DN 3P+E 16A 230V 9H CBF | 160 | 1 | NR | 157 | 1 | NR | 1.911% | OFFICIAL | 3BL24G29F6711JE100 | 30 | 3BL | INSTALLATION BLOC | 24G | IEC309 RANGE | 29F | INTERLOCKED SOCK.OU. | 1 | 6 | NR | 13039 | CCM | 2.383 | 2.144 | KG | 8011564074163 | 8011564074163 | 8011564400788 | 85366990
GW66960 | I.SOCKET IP66 W.B.3P+E 16A 500V 7H CBF | GNI.BLOK.IP66 Z/DN 3P+E 16A 500V 7H CBF | 160 | 1 | NR | 157 | 1 | NR | 1.911% | OFFICIAL | 3BL24G29F6711JE100 | 30 | 3BL | INSTALLATION BLOC | 24G | IEC309 RANGE | 29F | INTERLOCKED SOCK.OU. | 1 | 6 | NR | 13039 | CCM | 2.383 | 2.145 | KG | 8011564074217 | 8011564074217 | 8011564400832 | 85366990
GW66965 | I.SOCKET IP66 W.B.2P+E 32A 230V 6H CBF | GNI.BLOK.IP66 Z/DN 2P+E 32A 230V 6H CBF | 160 | 1 | NR | 157 | 1 | NR | 1.911% | OFFICIAL | 3BL24G29F6711JG100 | 30 | 3BL | INSTALLATION BLOC | 24G | IEC309 RANGE | 29F | INTERLOCKED SOCK.OU. | 1 | 6 | NR | 13039 | CCM | 2.536 | 2.201 | KG | 8011564074279 | 8011564074279 | 8011564400894 | 85366990
GW66308N | 16A 3P+E 400V V.INT.SOCK.O.N.B.6H SBF | 16A 3P+E 400V PION.GN.BLOK.B/DNA 9H SBF | 42.7 | 1 | NR | 41.9 | 1 | NR | 1.909% | OFFICIAL | 3BL24G29F6651HA100 | 30 | 3BL | INSTALLATION BLOC | 24G | IEC309 RANGE | 29F | INTERLOCKED SOCK.OU. | 1 | 12 | NR | 4538.625 | CCM | 716.25 | 644.625 | G | 8011564741638 | 8011564741638 | 8011564697058 | 85366990
GW66582 | SOCKET I.W.B.3P+N+E 125A 110V 4H IP55 | GNI.BLOK Z/DN.3P+N+E 125A 110V 4H IP55 | 2670 | 1 | NR | 2620 | 1 | NR | 1.908% | OFFICIAL | 3BL24G29F6761KL100 | 30 | 3BL | INSTALLATION BLOC | 24G | IEC309 RANGE | 29F | INTERLOCKED SOCK.OU. | 1 | 1 | NR | 76800 | CCM | 10.553 | 9.485 | KG | 8011564110038 | 8011564110038 | 8011564110038 | 85366990
GW66584 | SOCKET I.W.B.3P+N+E 125A 220V 9H IP66 | GNI.BLOK Z/DN.3P+N+E 125A 220V 9H IP55 | 2670 | 1 | NR | 2620 | 1 | NR | 1.908% | OFFICIAL | 3BL24G29F6761KL100 | 30 | 3BL | INSTALLATION BLOC | 24G | IEC309 RANGE | 29F | INTERLOCKED SOCK.OU. | 1 | 1 | NR | 76800 | CCM | 10.933 | 9.865 | KG | 8011564110052 | 8011564110052 | 8011564110052 | 85366990
GW66847 | I.SOCKET IP66 W.B.2P+E 63A 110V 4H CBF | GNI.BLOK.IP66 Z/DN 2P+E 63A 110V 4H CBF | 267 | 1 | NR | 262 | 1 | NR | 1.908% | OFFICIAL | 3BL24G29F6711JI100 | 30 | 3BL | INSTALLATION BLOC | 24G | IEC309 RANGE | 29F | INTERLOCKED SOCK.OU. | 1 | 3 | NR | 25316.667 | CCM | 3.891 | 3.277 | KG | 8011564067097 | 8011564067097 | 8011564389991 | 85366990
GW66592 | SOCKET I.W.B.3P+N+E 125A 110V 4H IP66-D | GNI.BLOK Z/DN.3P+N+E 125A 110V 4H IP55-D | 3740 | 1 | NR | 3670 | 1 | NR | 1.907% | OFFICIAL | 3BL24G29F6761KM100 | 30 | 3BL | INSTALLATION BLOC | 24G | IEC309 RANGE | 29F | INTERLOCKED SOCK.OU. | 1 | 1 | NR | 76800 | CCM | 11.036 | 9.968 | KG | 8011564110113 | 8011564110113 | 8011564110113 | 85366990
GW66594 | SOCKET I.W.B.3P+N+E 125A 220V 9H IP66-D | GNI.BLOK Z/DN.3P+N+E 125A 220V 9H IP55-D | 3740 | 1 | NR | 3670 | 1 | NR | 1.907% | OFFICIAL | 3BL24G29F6761KM100 | 30 | 3BL | INSTALLATION BLOC | 24G | IEC309 RANGE | 29F | INTERLOCKED SOCK.OU. | 1 | 1 | NR | 76800 | CCM | 11.35 | 10.215 | KG | 8011564110137 | 8011564110137 | 8011564110137 | 85366990
GW66218N | 32A 2P+E 400V V.INT.SOCK.O.W.B.9H SBF | 32A 2P+E 400V PION.GN.BLOK.Z DNEM 9H SBF | 69.5 | 1 | NR | 68.2 | 1 | NR | 1.906% | OFFICIAL | 3BL24G29F6651HG100 | 30 | 3BL | INSTALLATION BLOC | 24G | IEC309 RANGE | 29F | INTERLOCKED SOCK.OU. | 1 | 12 | NR | 6125 | CCM | 1.021 | 0.816 | KG | 8011564741294 | 8011564741294 | 8011564696716 | 85366990
GW66007 | 16A 2P+E 400V H.INT.SOCK.O.W.B. 9H SBF | 16A 2P+E 400V GNIAZD.POZ. Z DNEM 9H SBF | 42.8 | 1 | NR | 42 | 1 | NR | 1.905% | OFFICIAL | 3BL24G29F6611GQ100 | 30 | 3BL | INSTALLATION BLOC | 24G | IEC309 RANGE | 29F | INTERLOCKED SOCK.OU. | 1 | 12 | NR | 3851.75 | CCM | 600.417 | 540.375 | G | 8011564005846 | 8011564005846 | 8011564364943 | 85366990
GW66137 | 32A 2P+E 230V H.INT.SOCK.O.N.B. 6H CBF | 32A 2P+E 230V GN.POZ.BEZ DNA BL 6H CBF | 74.9 | 1 | NR | 73.5 | 1 | NR | 1.905% | OFFICIAL | 3BL24G29F6631GW100 | 30 | 3BL | INSTALLATION BLOC | 24G | IEC309 RANGE | 29F | INTERLOCKED SOCK.OU. | 1 | 12 | NR | 6400 | CCM | 882.25 | 726.87 | G | 8011564029439 | 8011564029439 | 8011564365681 | 85366990
GW66680N | WALL BOX INTERL.SOCKET 63A IP67+FUSEH. | PUSZ.NATY.DO GN.Z BLOK.63A IP67+UCH.BEZ. | 21.4 | 1 | NR | 21 | 1 | NR | 1.905% | OFFICIAL | 3BL24G29F6671IE100 | 30 | 3BL | INSTALLATION BLOC | 24G | IEC309 RANGE | 29F | INTERLOCKED SOCK.OU. | 1 | 10 | NR | 7515.35 | CCM | 640.5 | 576.45 | G | 8011564768932 | 8011564768932 | 8011564911321 | 85381000
GW66715N | ADAPTER FLANGE CBF 16/32A | KOŁNIERZ ADAPTERA CBF 16/32A | 10.7 | 1 | NR | 10.5 | 1 | NR | 1.905% | OFFICIAL | 3BL24G29F6651HU100 | 30 | 3BL | INSTALLATION BLOC | 24G | IEC309 RANGE | 29F | INTERLOCKED SOCK.OU. | 1 | 10 | NR | 1480.7 | CCM | 162 | 145.8 | G | 8011564745025 | 8011564745025 | 8011564699434 | 85389099
GW66038 | 32A 3P+E 230V H.INT.SOCK.O.W.B. 9H CBF | 32A 3P+E 230V GNIAZD.POZ. Z DNEM 9H CBF | 107 | 1 | NR | 105 | 1 | NR | 1.905% | OFFICIAL | 3BL24G29F6631H0100 | 30 | 3BL | INSTALLATION BLOC | 24G | IEC309 RANGE | 29F | INTERLOCKED SOCK.OU. | 1 | 12 | NR | 6400 | CCM | 1.131 | 1.018 | KG | 8011564006065 | 8011564006065 | 8011564365254 | 85366990
GW66136 | 32A 3P+N+E 110V H.INT.SOCK.O.N.B. 4H CBF | 32A 3P+N+E 110V GN.POZ.BEZ DNA BL 4H CBF | 107 | 1 | NR | 105 | 1 | NR | 1.905% | OFFICIAL | 3BL24G29F6631GW100 | 30 | 3BL | INSTALLATION BLOC | 24G | IEC309 RANGE | 29F | INTERLOCKED SOCK.OU. | 1 | 12 | NR | 6400 | CCM | 1.008 | 0.907 | KG | 8011564029422 | 8011564029422 | 8011564365674 | 85366990
GW66139 | 32A 3P+N+E 230V H.INT.SOCK.O.N.B. 9H CBF | 32A 3P+N+E 230V GN.POZ.BEZ DNA BL 9H CBF | 107 | 1 | NR | 105 | 1 | NR | 1.905% | OFFICIAL | 3BL24G29F6631GW100 | 30 | 3BL | INSTALLATION BLOC | 24G | IEC309 RANGE | 29F | INTERLOCKED SOCK.OU. | 1 | 12 | NR | 6400 | CCM | 1.025 | 0.923 | KG | 8011564029453 | 8011564029453 | 8011564365704 | 85366990
GW66144 | 32A 3P+N+E 500V H.INT.SOCK.O.N.B. 7H CBF | 32A 3P+N+E 500V GN.POZ.BEZ DNA BL 7H CBF | 107 | 1 | NR | 105 | 1 | NR | 1.905% | OFFICIAL | 3BL24G29F6631GW100 | 30 | 3BL | INSTALLATION BLOC | 24G | IEC309 RANGE | 29F | INTERLOCKED SOCK.OU. | 1 | 12 | NR | 6400 | CCM | 1.035 | 0.931 | KG | 8011564029507 | 8011564029507 | 8011564365759 | 85366990
GW66152N | 3P+E16A110V V.INT.SOCK.O.NB.4H MT60 IP67 | 3P+E16A110V PION.GN.BLO.B/D.4H MT60 IP67 | 107 | 1 | NR | 105 | 1 | NR | 1.905% | OFFICIAL | 3BL24G29F6681ID100 | 30 | 3BL | INSTALLATION BLOC | 24G | IEC309 RANGE | 29F | INTERLOCKED SOCK.OU. | 1 | 12 | NR | 6125 | CCM | 1.191 | 0.952 | KG | 8011564740976 | 8011564740976 | 8011564696396 | 85366990
GW66240N | 32A 2P+E 400V V.INT.SOCK.O.W.B.9H CBF | 32A 2P+E 400V PION.GN.BLOK.Z DNEM 9H CBF | 107 | 1 | NR | 105 | 1 | NR | 1.905% | OFFICIAL | 3BL24G29F6671I8100 | 30 | 3BL | INSTALLATION BLOC | 24G | IEC309 RANGE | 29F | INTERLOCKED SOCK.OU. | 1 | 12 | NR | 6125 | CCM | 1.137 | 0.931 | KG | 8011564741485 | 8011564741485 | 8011564696907 | 85366990
GW66541 | I.SOCKET IP66 N.B.2P+E 16A 400V 9H DIR | GNI.BLOK.IP66 B/DN 2P+E 16A 400V 9H BEZP | 107 | 1 | NR | 105 | 1 | NR | 1.905% | OFFICIAL | 3BL24G29F6691IU100 | 30 | 3BL | INSTALLATION BLOC | 24G | IEC309 RANGE | 29F | INTERLOCKED SOCK.OU. | 1 | 6 | NR | 13039 | CCM | 1.698 | 1.529 | KG | 8011564098367 | 8011564098367 | 8011564454965 | 85366990
GW66543 | I.SOCKET IP66 N.B.3P+N+E 16A 400V 6H DIR | GNI.BLO.IP66 B/D 3P+N+E 16A 400V 6H BEZP | 107 | 1 | NR | 105 | 1 | NR | 1.905% | OFFICIAL | 3BL24G29F6691IU100 | 30 | 3BL | INSTALLATION BLOC | 24G | IEC309 RANGE | 29F | INTERLOCKED SOCK.OU. | 1 | 6 | NR | 13039 | CCM | 1.781 | 1.602 | KG | 8011564098381 | 8011564098381 | 8011564454989 | 85366990
GW66831 | I.SOCKET IP66 N.B.3P+E 16A 400V 6H M.D | GNI.BLOK.IP66 B/DN 3P+E 16A 400V 6H U.M. | 107 | 1 | NR | 105 | 1 | NR | 1.905% | OFFICIAL | 3BL24G29F6731J2100 | 30 | 3BL | INSTALLATION BLOC | 24G | IEC309 RANGE | 29F | INTERLOCKED SOCK.OU. | 1 | 6 | NR | 13039 | CCM | 1.738 | 1.564 | KG | 8011564066540 | 8011564066540 | 8011564389694 | 85366990
GW66471 | COMBIBLOC N.B.IP55 3P+E 16A 230V 9H | ZESTAW GNIAZD B/DN IP55 3P+E 16A 230V 9H | 53.6 | 1 | NR | 52.6 | 1 | NR | 1.901% | OFFICIAL | 3BL24G29F6591GC100 | 30 | 3BL | INSTALLATION BLOC | 24G | IEC309 RANGE | 29F | INTERLOCKED SOCK.OU. | 1 | 12 | NR | 3851.75 | CCM | 558.917 | 503.025 | G | 8011564097858 | 8011564097858 | 8011564473928 | 85366990
GW66157N | 2P+E16A400V V.INT.SOCK.O.NB.9H MT60 IP67 | 2P+E16A400V PION.GN.BLO.B/D.9H MT60 IP67 | 85.8 | 1 | NR | 84.2 | 1 | NR | 1.9% | OFFICIAL | 3BL24G29F6681ID100 | 30 | 3BL | INSTALLATION BLOC | 24G | IEC309 RANGE | 29F | INTERLOCKED SOCK.OU. | 1 | 12 | NR | 6125 | CCM | 0.987 | 0.748 | KG | 8011564741027 | 8011564741027 | 8011564696440 | 85366990
GW66103 | 16A 3P+N+E 110V H.INT.SOCK.O.N.B. 4H SBF | 16A 3P+N+E 110V GN.POZ.BEZ DNA BL 4H SBF | 48.3 | 1 | NR | 47.4 | 1 | NR | 1.899% | OFFICIAL | 3BL24G29F6611GM100 | 30 | 3BL | INSTALLATION BLOC | 24G | IEC309 RANGE | 29F | INTERLOCKED SOCK.OU. | 1 | 12 | NR | 3851.75 | CCM | 550.25 | 495.225 | G | 8011564029095 | 8011564029095 | 8011564365346 | 85366990
GW66209N | 16A 3P+N+E 400V V.INT.SOCK.O.W.B.6H SBF | 16A 3P+N+E 400V PIO.GN.BLO.Z DNEM 6H SBF | 53.7 | 1 | NR | 52.7 | 1 | NR | 1.898% | OFFICIAL | 3BL24G29F6651HE100 | 30 | 3BL | INSTALLATION BLOC | 24G | IEC309 RANGE | 29F | INTERLOCKED SOCK.OU. | 1 | 12 | NR | 6125 | CCM | 987.083 | 888.375 | G | 8011564742512 | 8011564742512 | 8011564697935 | 85366990
GW66480 | COMBIBLOC N.B.IP55 3P+N+E 32A 110V 4H | ZESTAW GN. B/DN IP55 3P+N+E 32A 110V 4H | 75.2 | 1 | NR | 73.8 | 1 | NR | 1.897% | OFFICIAL | 3BL24G29F6591GE100 | 30 | 3BL | INSTALLATION BLOC | 24G | IEC309 RANGE | 29F | INTERLOCKED SOCK.OU. | 1 | 12 | NR | 5083.333 | CCM | 658.167 | 592.35 | G | 8011564097926 | 8011564097926 | 8011564473997 | 85366990
GW66691 | MOD.BASE 2 INT.SOCKET 16/32A IP55 | PODST.MODUŁ.2 GNIAZDA Z BLOK 16/32A IP55 | 37.6 | 1 | NR | 36.9 | 1 | NR | 1.897% | OFFICIAL | 3BL24G29F6651HM100 | 30 | 3BL | INSTALLATION BLOC | 24G | IEC309 RANGE | 29F | INTERLOCKED SOCK.OU. | 1 | 6 | NR | 10166.667 | CCM | 1.048 | 0.893 | KG | 8011564028111 | 8011564028111 | 8011564339590 | 85381000
GW66312N | 32A 2P+E 110V V.INT.SOCK.O.N.B.4H SBF | 32A 2P+E 110V PION.GN.BLOK.B/DNA 4H SBF | 59.1 | 1 | NR | 58 | 1 | NR | 1.897% | OFFICIAL | 3BL24G29F6651HC100 | 30 | 3BL | INSTALLATION BLOC | 24G | IEC309 RANGE | 29F | INTERLOCKED SOCK.OU. | 1 | 12 | NR | 4538.625 | CCM | 0.874 | 0.635 | KG | 8011564741676 | 8011564741676 | 8011564697096 | 85366990
GW66214N | 32A 3P+N+E 110V V.INT.SOCK.O.W.B.4H SBF | 32A 3P+N+E 110V PIO.GN.BLO.Z DNEM 4H SBF | 80.6 | 1 | NR | 79.1 | 1 | NR | 1.896% | OFFICIAL | 3BL24G29F6651HG100 | 30 | 3BL | INSTALLATION BLOC | 24G | IEC309 RANGE | 29F | INTERLOCKED SOCK.OU. | 1 | 12 | NR | 6125 | CCM | 1.13 | 0.925 | KG | 8011564741263 | 8011564741263 | 8011564696686 | 85366990
GW66415 | COMBIBLOC W.B.IP44 2P+E 32A 230V 6H | ZESTAW GNIAZD Z/DN IP44 2P+E 32A 230V 6H | 48.4 | 1 | NR | 47.5 | 1 | NR | 1.895% | OFFICIAL | 3BL24G29F6571GA100 | 30 | 3BL | INSTALLATION BLOC | 24G | IEC309 RANGE | 29F | INTERLOCKED SOCK.OU. | 1 | 12 | NR | 3851.75 | CCM | 619.167 | 557.25 | G | 8011564097391 | 8011564097391 | 8011564473812 | 85366990
GW66142 | 32A 3P+N+E 400V H.INT.SOCK.O.N.B. 6H CBF | 32A 3P+N+E 400V GN.POZ.BEZ DNA BL 6H CBF | 91.5 | 1 | NR | 89.8 | 1 | NR | 1.893% | OFFICIAL | 3BL24G29F6631GW100 | 30 | 3BL | INSTALLATION BLOC | 24G | IEC309 RANGE | 29F | INTERLOCKED SOCK.OU. | 1 | 12 | NR | 6400 | CCM | 1.02 | 0.918 | KG | 8011564029484 | 8011564029484 | 8011564365735 | 85366990
GW66224N | 16A 3P+E 110V V.INT.SOCK.O.W.B.4H CBF | 16A 3P+E 110V PION.GN.BLOK.Z DNEM 4H CBF | 91.5 | 1 | NR | 89.8 | 1 | NR | 1.893% | OFFICIAL | 3BL24G29F6671I6100 | 30 | 3BL | INSTALLATION BLOC | 24G | IEC309 RANGE | 29F | INTERLOCKED SOCK.OU. | 1 | 12 | NR | 6125 | CCM | 1.098 | 0.859 | KG | 8011564741348 | 8011564741348 | 8011564696761 | 85366990
GW66332N | 16A 3P+E 500V V.INT.SOCK.O.N.B.7H CBF | 16A 3P+E 500V PION.GN.BLOK.B/DNA 7H CBF | 91.5 | 1 | NR | 89.8 | 1 | NR | 1.893% | OFFICIAL | 3BL24G29F6671HY100 | 30 | 3BL | INSTALLATION BLOC | 24G | IEC309 RANGE | 29F | INTERLOCKED SOCK.OU. | 1 | 12 | NR | 4538.625 | CCM | 870.417 | 783.375 | G | 8011564741874 | 8011564741874 | 8011564697294 | 85366990
GW66041 | 32A 3P+E 400V H.INT.SOCK.O.W.B. 6H CBF | 32A 3P+E 400V GNIAZD.POZ. Z DNEM 6H CBF | 96.9 | 1 | NR | 95.1 | 1 | NR | 1.893% | OFFICIAL | 3BL24G29F6631H0100 | 30 | 3BL | INSTALLATION BLOC | 24G | IEC309 RANGE | 29F | INTERLOCKED SOCK.OU. | 1 | 12 | NR | 6400 | CCM | 1.163 | 1.01 | KG | 8011564006027 | 8011564006027 | 8011564365285 | 85366990
GW66057N | 2P+E16A400V V.INT.SOCK.O.WB.9H MT60 IP67 | 2P+E16A400V PION.GN.BL/DN.9H MT60 IP67 | 96.9 | 1 | NR | 95.1 | 1 | NR | 1.893% | OFFICIAL | 3BL24G29F6681IB100 | 30 | 3BL | INSTALLATION BLOC | 24G | IEC309 RANGE | 29F | INTERLOCKED SOCK.OU. | 1 | 12 | NR | 6125 | CCM | 1.185 | 0.946 | KG | 8011564740860 | 8011564740860 | 8011564696280 | 85366990
GW66228N | 16A 3P+N+E 230V V.INT.SOCK.O.W.B.9H CBF | 16A 3P+N+E 230V PIO.GN.BLO.Z DNEM 9H CBF | 96.9 | 1 | NR | 95.1 | 1 | NR | 1.893% | OFFICIAL | 3BL24G29F6671I6100 | 30 | 3BL | INSTALLATION BLOC | 24G | IEC309 RANGE | 29F | INTERLOCKED SOCK.OU. | 1 | 12 | NR | 6125 | CCM | 1.186 | 0.947 | KG | 8011564741386 | 8011564741386 | 8011564696808 | 85366990
GW66340N | 32A 2P+E 400V V.INT.SOCK.O.N.B.9H CBF | 32A 2P+E 400V PION.GN.BLOK.B/DNA 6H CBF | 96.9 | 1 | NR | 95.1 | 1 | NR | 1.893% | OFFICIAL | 3BL24G29F6671I0100 | 30 | 3BL | INSTALLATION BLOC | 24G | IEC309 RANGE | 29F | INTERLOCKED SOCK.OU. | 1 | 12 | NR | 4538.625 | CCM | 0.909 | 0.67 | KG | 8011564741959 | 8011564741959 | 8011564697379 | 85366990
GW66216N | 32A 3P+E 230V V.INT.SOCK.O.W.B.9H SBF | 32A 3P+E 230V PION.GN.BLOK.Z DNEM 9H SBF | 75.4 | 1 | NR | 74 | 1 | NR | 1.892% | OFFICIAL | 3BL24G29F6651HG100 | 30 | 3BL | INSTALLATION BLOC | 24G | IEC309 RANGE | 29F | INTERLOCKED SOCK.OU. | 1 | 12 | NR | 6125 | CCM | 1.008 | 0.907 | KG | 8011564741270 | 8011564741270 | 8011564696693 | 85366990
GW66472 | COMBIBLOC N.B.IP55 3P+N+E 16A 230V 9H | ZESTAW GN. B/DN IP55 3P+N+E 16A 230V 9H | 59.3 | 1 | NR | 58.2 | 1 | NR | 1.89% | OFFICIAL | 3BL24G29F6591GC100 | 30 | 3BL | INSTALLATION BLOC | 24G | IEC309 RANGE | 29F | INTERLOCKED SOCK.OU. | 1 | 12 | NR | 3851.75 | CCM | 587.917 | 529.125 | G | 8011564097865 | 8011564097865 | 8011564473935 | 85366990
GW66120 | 32A 3P+N+E 400V H.INT.SOCK.O.N.B. 6H SBF | 32A 3P+N+E 400V GN.POZ.BEZ DNA BL 6H SBF | 48.6 | 1 | NR | 47.7 | 1 | NR | 1.887% | OFFICIAL | 3BL24G29F6611GO100 | 30 | 3BL | INSTALLATION BLOC | 24G | IEC309 RANGE | 29F | INTERLOCKED SOCK.OU. | 1 | 12 | NR | 3851.75 | CCM | 663.917 | 597.525 | G | 8011564029262 | 8011564029262 | 8011564365513 | 85366990
GW66459 | COMBIBLOC W.B.IP55 2P+E 32A 230V 6H | ZESTAW GNIAZD Z/DN IP55 2P+E 32A 230V 6H | 64.8 | 1 | NR | 63.6 | 1 | NR | 1.887% | OFFICIAL | 3BL24G29F6591GI100 | 30 | 3BL | INSTALLATION BLOC | 24G | IEC309 RANGE | 29F | INTERLOCKED SOCK.OU. | 1 | 12 | NR | 5083.333 | CCM | 683.167 | 614.85 | G | 8011564097759 | 8011564097759 | 8011564474222 | 85366990
GW66536 | I.SOCKET IP66 N.B.3P+E 16A 110V 4H DIR | GNI.BLOK.IP66 B/DN 3P+E 16A 110V 4H BEZP | 108 | 1 | NR | 106 | 1 | NR | 1.887% | OFFICIAL | 3BL24G29F6691IU100 | 30 | 3BL | INSTALLATION BLOC | 24G | IEC309 RANGE | 29F | INTERLOCKED SOCK.OU. | 1 | 6 | NR | 13039 | CCM | 1.725 | 1.338 | KG | 8011564098312 | 8011564098312 | 8011564454910 | 85366990
GW66539 | I.SOCKET IP66 N.B.3P+E 16A 230V 9H DIR | GNI.BLOK.IP66 B/DN 3P+E 16A 230V 9H BEZP | 108 | 1 | NR | 106 | 1 | NR | 1.887% | OFFICIAL | 3BL24G29F6691IU100 | 30 | 3BL | INSTALLATION BLOC | 24G | IEC309 RANGE | 29F | INTERLOCKED SOCK.OU. | 1 | 6 | NR | 13039 | CCM | 1.712 | 1.325 | KG | 8011564098343 | 8011564098343 | 8011564454941 | 85366990
GW66544 | I.SOCKET IP66 N.B.3P+E 16A 500V 7H DIR | GNI.BLOK.IP66 B/DN 3P+E 16A 500V 7H BEZP | 108 | 1 | NR | 106 | 1 | NR | 1.887% | OFFICIAL | 3BL24G29F6691IU100 | 30 | 3BL | INSTALLATION BLOC | 24G | IEC309 RANGE | 29F | INTERLOCKED SOCK.OU. | 1 | 6 | NR | 13039 | CCM | 1.715 | 1.328 | KG | 8011564098398 | 8011564098398 | 8011564454996 | 85366990
GW66709N | FLANGE FOR VERT.SBF IP55 2 COVERS IP67 | KOŁNIERZ DO PION.SBF IP55 2 POKRYWY IP67 | 10.8 | 1 | NR | 10.6 | 1 | NR | 1.887% | OFFICIAL | 3BL24G29F6651HS100 | 30 | 3BL | INSTALLATION BLOC | 24G | IEC309 RANGE | 29F | INTERLOCKED SOCK.OU. | 1 | 10 | NR | 1615.95 | CCM | 218 | 218 | G | 8011564745100 | 8011564745100 | 8011564699526 | 85389099
GW66830 | I.SOCKET IP66 N.B.2P+E 16A 400V 9H M.D | GNI.BLOK.IP66 B/DN 2P+E 16A 400V 9H U.M. | 108 | 1 | NR | 106 | 1 | NR | 1.887% | OFFICIAL | 3BL24G29F6731J2100 | 30 | 3BL | INSTALLATION BLOC | 24G | IEC309 RANGE | 29F | INTERLOCKED SOCK.OU. | 1 | 6 | NR | 13039 | CCM | 1.747 | 1.36 | KG | 8011564066526 | 8011564066526 | 8011564389687 | 85366990
GW66217N | 32A 3P+N+E 230V V.INT.SOCK.O.W.B.9H SBF | 32A 3P+N+E 230V PIO.GN.BLO.Z DNEM 9H SBF | 81.1 | 1 | NR | 79.6 | 1 | NR | 1.884% | OFFICIAL | 3BL24G29F6651HG100 | 30 | 3BL | INSTALLATION BLOC | 24G | IEC309 RANGE | 29F | INTERLOCKED SOCK.OU. | 1 | 12 | NR | 6125 | CCM | 1.056 | 0.951 | KG | 8011564741287 | 8011564741287 | 8011564696709 | 85366990
GW66337N | 32A 2P+E 230V V.INT.SOCK.O.N.B.6H CBF | 32A 2P+E 230V PION.GN.BLOK.B/DNA 6H CBF | 81.1 | 1 | NR | 79.6 | 1 | NR | 1.884% | OFFICIAL | 3BL24G29F6671I0100 | 30 | 3BL | INSTALLATION BLOC | 24G | IEC309 RANGE | 29F | INTERLOCKED SOCK.OU. | 1 | 12 | NR | 4538.625 | CCM | 927.083 | 834.375 | G | 8011564741928 | 8011564741928 | 8011564697348 | 85366990
GW66317N | 32A 3P+N+E 230V V.INT.SOCK.O.N.B.9H SBF | 32A 3P+N+E 230V PION.GN.BLO.B/DNA 9H SBF | 75.7 | 1 | NR | 74.3 | 1 | NR | 1.884% | OFFICIAL | 3BL24G29F6651HC100 | 30 | 3BL | INSTALLATION BLOC | 24G | IEC309 RANGE | 29F | INTERLOCKED SOCK.OU. | 1 | 12 | NR | 4538.625 | CCM | 0.95 | 0.711 | KG | 8011564741720 | 8011564741720 | 8011564697140 | 85366990
GW66457 | COMBIBLOC W.B.IP55 3P+E 32A 110V 4H | ZESTAW GNIAZD Z/DN IP55 3P+E 32A 110V 4H | 75.7 | 1 | NR | 74.3 | 1 | NR | 1.884% | OFFICIAL | 3BL24G29F6591GI100 | 30 | 3BL | INSTALLATION BLOC | 24G | IEC309 RANGE | 29F | INTERLOCKED SOCK.OU. | 1 | 12 | NR | 5083.333 | CCM | 696.008 | 573.439 | G | 8011564097735 | 8011564097735 | 8011564474208 | 85366990
GW66119 | 32A 3P+E 400V H.INT.SOCK.O.N.B. 6H SBF | 32A 3P+E 400V GN.POZ.BEZ DNA BL 6H SBF | 43.3 | 1 | NR | 42.5 | 1 | NR | 1.882% | OFFICIAL | 3BL24G29F6611GO100 | 30 | 3BL | INSTALLATION BLOC | 24G | IEC309 RANGE | 29F | INTERLOCKED SOCK.OU. | 1 | 12 | NR | 3851.75 | CCM | 621.417 | 559.275 | G | 8011564029255 | 8011564029255 | 8011564365506 | 85366990
GW66320N | 32A 3P+N+E 400V V.INT.SOCK.O.N.B.6H SBF | 32A 3P+N+E 400V PION.GN.BLO.B/DNA 9H SBF | 59.6 | 1 | NR | 58.5 | 1 | NR | 1.88% | OFFICIAL | 3BL24G29F6651HC100 | 30 | 3BL | INSTALLATION BLOC | 24G | IEC309 RANGE | 29F | INTERLOCKED SOCK.OU. | 1 | 12 | NR | 4538.625 | CCM | 864.583 | 778.125 | G | 8011564741751 | 8011564741751 | 8011564697171 | 85366990
GW66040 | 32A 2P+E 400V H.INT.SOCK.O.W.B. 9H CBF | 32A 2P+E 400V GNIAZD.POZ. Z DNEM 9H CBF | 86.7 | 1 | NR | 85.1 | 1 | NR | 1.88% | OFFICIAL | 3BL24G29F6631H0100 | 30 | 3BL | INSTALLATION BLOC | 24G | IEC309 RANGE | 29F | INTERLOCKED SOCK.OU. | 1 | 12 | NR | 6400 | CCM | 1.051 | 0.946 | KG | 8011564006041 | 8011564006041 | 8011564365278 | 85366990
GW66998 | VR. S.-OUT. WB. 2P 160VA TF. 230/24V CBF | PION. GN. Z/DN. 2P 160VA TF. 230/24V CBF | 271 | 1 | NR | 266 | 1 | NR | 1.88% | OFFICIAL | 3BL24G29F6711JE100 | 30 | 3BL | INSTALLATION BLOC | 24G | IEC309 RANGE | 29F | INTERLOCKED SOCK.OU. | 1 | 4 | NR | 13437.75 | CCM | 4.568 | 4.111 | KG | 8011564184121 | 8011564184121 | 8011564542020 | 85366990
GW66440 | COMBIBLOC N.B.IP44 2P+E 32A 400V 9H | ZESTAW GNIAZD B/DN IP44 2P+E 32A 400V 9H | 48.8 | 1 | NR | 47.9 | 1 | NR | 1.879% | OFFICIAL | 3BL24G29F6571G6100 | 30 | 3BL | INSTALLATION BLOC | 24G | IEC309 RANGE | 29F | INTERLOCKED SOCK.OU. | 1 | 12 | NR | 3851.75 | CCM | 533.5 | 480.15 | G | 8011564097605 | 8011564097605 | 8011564473409 | 85366990
GW66448 | COMBIBLOC W.B.IP55 2P+E 16A 230V 6H | ZESTAW GNIAZD Z/DN IP55 2P+E 16A 230V 6H | 48.8 | 1 | NR | 47.9 | 1 | NR | 1.879% | OFFICIAL | 3BL24G29F6591GG100 | 30 | 3BL | INSTALLATION BLOC | 24G | IEC309 RANGE | 29F | INTERLOCKED SOCK.OU. | 1 | 12 | NR | 3851.75 | CCM | 607.25 | 533.333 | G | 8011564097667 | 8011564097667 | 8011564474154 | 85366990
GW66220N | 32A 3P+N+E 400V V.INT.SOCK.O.W.B.6H SBF | 32A 3P+N+E 400V PIO.GN.BLO.Z DNEM 6H SBF | 70.5 | 1 | NR | 69.2 | 1 | NR | 1.879% | OFFICIAL | 3BL24G29F6651HG100 | 30 | 3BL | INSTALLATION BLOC | 24G | IEC309 RANGE | 29F | INTERLOCKED SOCK.OU. | 1 | 12 | NR | 6125 | CCM | 1.08 | 0.972 | KG | 8011564742536 | 8011564742536 | 8011564697959 | 85366990
GW66698 | MOD. BASE 3 INT.SOCKETS 16/32A IP66 | PODST. MODUŁ.3 GNIAZDA Z BLOK 16/32A IP66 | 217 | 1 | NR | 213 | 1 | NR | 1.878% | OFFICIAL | 3BL24G29F6711JW100 | 30 | 3BL | INSTALLATION BLOC | 24G | IEC309 RANGE | 29F | INTERLOCKED SOCK.OU. | 1 | 2 | NR | 39340.125 | CCM | 4.256 | 3.596 | KG | 8011564067851 | 8011564067851 | 8011564390447 | 85381000
GW66413 | COMBIBLOC W.B.IP44 3P+E 32A 110V 4H | ZESTAW GNIAZD Z/DN IP44 3P+E 32A 110V 4H | 59.7 | 1 | NR | 58.6 | 1 | NR | 1.877% | OFFICIAL | 3BL24G29F6571GA100 | 30 | 3BL | INSTALLATION BLOC | 24G | IEC309 RANGE | 29F | INTERLOCKED SOCK.OU. | 1 | 12 | NR | 3851.75 | CCM | 673.333 | 606 | G | 8011564097377 | 8011564097377 | 8011564473607 | 85366990
GW66416 | COMBIBLOC W.B.IP44 3P+E 32A 230V 9H | ZESTAW GNIAZD Z/DN IP44 3P+E 32A 230V 9H | 59.7 | 1 | NR | 58.6 | 1 | NR | 1.877% | OFFICIAL | 3BL24G29F6571GA100 | 30 | 3BL | INSTALLATION BLOC | 24G | IEC309 RANGE | 29F | INTERLOCKED SOCK.OU. | 1 | 12 | NR | 3851.75 | CCM | 632.917 | 569.625 | G | 8011564097407 | 8011564097407 | 8011564473829 | 85366990
GW66423 | COMBIBLOC N.B.IP44 2P+E 16A 110V 4H | ZESTAW GNIAZD B/DN IP44 2P+E 16A 110V 4H | 38 | 1 | NR | 37.3 | 1 | NR | 1.877% | OFFICIAL | 3BL24G29F6571G4100 | 30 | 3BL | INSTALLATION BLOC | 24G | IEC309 RANGE | 29F | INTERLOCKED SOCK.OU. | 1 | 12 | NR | 3851.75 | CCM | 493.75 | 444.375 | G | 8011564097452 | 8011564097452 | 8011564473010 | 85366990
GW66207N | 16A 2P+E 400V V.INT.SOCK.O.W.B.9H SBF | 16A 2P+E 400V PION.GN.BLOK.Z DNEM 9H SBF | 54.3 | 1 | NR | 53.3 | 1 | NR | 1.876% | OFFICIAL | 3BL24G29F6651HE100 | 30 | 3BL | INSTALLATION BLOC | 24G | IEC309 RANGE | 29F | INTERLOCKED SOCK.OU. | 1 | 12 | NR | 6125 | CCM | 0.973 | 0.734 | KG | 8011564741201 | 8011564741201 | 8011564696624 | 85366990
GW66341N | 32A 3P+E 400V V.INT.SOCK.O.N.B.6H CBF | 32A 3P+E 400V PION.GN.BLOK.B/DNA 9H CBF | 97.8 | 1 | NR | 96 | 1 | NR | 1.875% | OFFICIAL | 3BL24G29F6671I0100 | 30 | 3BL | INSTALLATION BLOC | 24G | IEC309 RANGE | 29F | INTERLOCKED SOCK.OU. | 1 | 12 | NR | 4538.625 | CCM | 1.021 | 0.953 | KG | 8011564741966 | 8011564741966 | 8011564697386 | 85366990
GW66538 | I.SOCKET IP66 N.B.2P+E 16A 230V 6H DIR | GNI.BLOK.IP66 B/DN 2P+E 16A 230V 6H BEZP | 97.8 | 1 | NR | 96 | 1 | NR | 1.875% | OFFICIAL | 3BL24G29F6691IU100 | 30 | 3BL | INSTALLATION BLOC | 24G | IEC309 RANGE | 29F | INTERLOCKED SOCK.OU. | 1 | 6 | NR | 13039 | CCM | 1.68 | 1.294 | KG | 8011564098336 | 8011564098336 | 8011564454934 | 85366990
GW66962 | I.SOCKET IP66 W.B.2P+E 32A 110V 4H CBF | GNI.BLOK.IP66 Z/DN 2P+E 32A 110V 4H CBF | 163 | 1 | NR | 160 | 1 | NR | 1.875% | OFFICIAL | 3BL24G29F6711JG100 | 30 | 3BL | INSTALLATION BLOC | 24G | IEC309 RANGE | 29F | INTERLOCKED SOCK.OU. | 1 | 6 | NR | 13039 | CCM | 2.58 | 2.193 | KG | 8011564074231 | 8011564074231 | 8011564400856 | 85366990
GW72015 | ND FUSE D02 - E18 - 63A | BEZPIECZNIK ND D02 - E18 - 63A | 1.63 | 1 | NR | 1.6 | 1 | NR | 1.875% | OFFICIAL | 3BL24G29F6791KN100 | 30 | 3BL | INSTALLATION BLOC | 24G | IEC309 RANGE | 29F | INTERLOCKED SOCK.OU. | 10 | 100 | NR | 17.719 | CCM | 15.95 | 14.355 | G | 8011564032033 | 8011564345287 | 8011564345294 | 85361050
GW66221N | 32A 3P+E 500V V.INT.SOCK.O.W.B.7H SBF | 32A 3P+E 500V PION.GN.BLOK.Z DNEM 7H SBF | 76.1 | 1 | NR | 74.7 | 1 | NR | 1.874% | OFFICIAL | 3BL24G29F6651HG100 | 30 | 3BL | INSTALLATION BLOC | 24G | IEC309 RANGE | 29F | INTERLOCKED SOCK.OU. | 1 | 12 | NR | 6125 | CCM | 1.051 | 0.846 | KG | 8011564741317 | 8011564741317 | 8011564696730 | 85366990
GW66322N | 32A 3P+N+E 500V V.INT.SOCK.O.N.B.7H SBF | 32A 3P+N+E 500V PION.GN.BLO.B/DNA 7H SBF | 76.1 | 1 | NR | 74.7 | 1 | NR | 1.874% | OFFICIAL | 3BL24G29F6651HC100 | 30 | 3BL | INSTALLATION BLOC | 24G | IEC309 RANGE | 29F | INTERLOCKED SOCK.OU. | 1 | 12 | NR | 4538.625 | CCM | 0.932 | 0.693 | KG | 8011564741775 | 8011564741775 | 8011564697195 | 85366990
GW66114 | 32A 3P+N+E 110V H.INT.SOCK.O.N.B. 4H SBF | 32A 3P+N+E 110V GN.POZ.BEZ DNA BL 4H SBF | 59.8 | 1 | NR | 58.7 | 1 | NR | 1.874% | OFFICIAL | 3BL24G29F6611GO100 | 30 | 3BL | INSTALLATION BLOC | 24G | IEC309 RANGE | 29F | INTERLOCKED SOCK.OU. | 1 | 12 | NR | 3851.75 | CCM | 628.667 | 565.8 | G | 8011564029200 | 8011564029200 | 8011564365452 | 85366990
GW66478 | COMBIBLOC N.B.IP55 2P+E 32A 110V 4H | ZESTAW GNIAZD B/DN IP55 2P+E 32A 110V 4H | 59.8 | 1 | NR | 58.7 | 1 | NR | 1.874% | OFFICIAL | 3BL24G29F6591GE100 | 30 | 3BL | INSTALLATION BLOC | 24G | IEC309 RANGE | 29F | INTERLOCKED SOCK.OU. | 1 | 12 | NR | 5083.333 | CCM | 613.083 | 551.775 | G | 8011564097902 | 8011564097902 | 8011564473973 | 85366990
GW66033 | 16A 3P+N+E 500V H.INT.SOCK.O.W.B. 7H CBF | 16A 3P+N+E 500V GNIAZD.POZ.Z DNEM 7H CBF | 81.6 | 1 | NR | 80.1 | 1 | NR | 1.873% | OFFICIAL | 3BL24G29F6631GY100 | 30 | 3BL | INSTALLATION BLOC | 24G | IEC309 RANGE | 29F | INTERLOCKED SOCK.OU. | 1 | 12 | NR | 6400 | CCM | 1.063 | 0.957 | KG | 8011564005990 | 8011564005990 | 8011564365209 | 85366990
GW66491 | BOARD IP55 EMPTY VERT. COMBIBLOC 1 SOCK | PŁYTA IP55 PUSTA PION ZEST.GNIAZD 1 GN | 27.2 | 1 | NR | 26.7 | 1 | NR | 1.873% | OFFICIAL | 3BL24G29F6591GK100 | 30 | 3BL | INSTALLATION BLOC | 24G | IEC309 RANGE | 29F | INTERLOCKED SOCK.OU. | 1 | 12 | NR | 4479.25 | CCM | 665.5 | 598.95 | G | 8011564097995 | 8011564097995 | 8011564457560 | 85381000
GW66115 | 32A 2P+E 230V H.INT.SOCK.O.N.B. 6H SBF | 32A 2P+E 230V GN.POZ.BEZ DNA BL 6H SBF | 38.1 | 1 | NR | 37.4 | 1 | NR | 1.872% | OFFICIAL | 3BL24G29F6611GO100 | 30 | 3BL | INSTALLATION BLOC | 24G | IEC309 RANGE | 29F | INTERLOCKED SOCK.OU. | 1 | 12 | NR | 3851.75 | CCM | 588.833 | 529.95 | G | 8011564029217 | 8011564029217 | 8011564365469 | 85366990
GW66330N | 16A 3P+E 400V V.INT.SOCK.O.N.B.6H CBF | 16A 3P+E 400V PION.GN.BLOK.B/DNA 9H CBF | 76.2 | 1 | NR | 74.8 | 1 | NR | 1.872% | OFFICIAL | 3BL24G29F6671HY100 | 30 | 3BL | INSTALLATION BLOC | 24G | IEC309 RANGE | 29F | INTERLOCKED SOCK.OU. | 1 | 12 | NR | 4538.625 | CCM | 866.667 | 780 | G | 8011564741850 | 8011564741850 | 8011564697270 | 85366990
GW66155N | 3P+E16A230V V.INT.SOCK.O.NB.9H MT60 IP67 | 3P+E16A230V PION.GN.BLO.B/D.9H MT60 IP67 | 109 | 1 | NR | 107 | 1 | NR | 1.869% | OFFICIAL | 3BL24G29F6681ID100 | 30 | 3BL | INSTALLATION BLOC | 24G | IEC309 RANGE | 29F | INTERLOCKED SOCK.OU. | 1 | 12 | NR | 6125 | CCM | 1.045 | 0.941 | KG | 8011564741003 | 8011564741003 | 8011564696426 | 85366990
GW66350N | 63A 3P+N+E 230V V.INT.SOCK.O.N.B.9H CBF | 63A 3P+N+E 230V PION.GN.BLO.B/DNA 9H CBF | 218 | 1 | NR | 214 | 1 | NR | 1.869% | OFFICIAL | 3BL24G29F6671I2100 | 30 | 3BL | INSTALLATION BLOC | 24G | IEC309 RANGE | 29F | INTERLOCKED SOCK.OU. | 1 | 4 | NR | 11555.25 | CCM | 2.221 | 1.868 | KG | 8011564742055 | 8011564742055 | 8011564697478 | 85366990
GW66054N | 2P+E16A230V V.INT.SOCK.O.WB.6H MT60 IP67 | 2P+E16A230V PION.GN.BLO./DN.6H MT60 IP67 | 81.8 | 1 | NR | 80.3 | 1 | NR | 1.868% | OFFICIAL | 3BL24G29F6681IB100 | 30 | 3BL | INSTALLATION BLOC | 24G | IEC309 RANGE | 29F | INTERLOCKED SOCK.OU. | 1 | 12 | NR | 6125 | CCM | 1.217 | 0.978 | KG | 8011564742482 | 8011564742482 | 8011564697904 | 85366990
GW66486 | COMBIBLOC N.B.IP55 3P+N+E 32A 400V 6H | ZESTAW GNIAZD B/DN IP55 3P+N+E 32A 400V 6H | 70.9 | 1 | NR | 69.6 | 1 | NR | 1.868% | OFFICIAL | 3BL24G29F6591GE100 | 30 | 3BL | INSTALLATION BLOC | 24G | IEC309 RANGE | 29F | INTERLOCKED SOCK.OU. | 1 | 12 | NR | 5083.333 | CCM | 659.083 | 593.175 | G | 8011564097988 | 8011564097988 | 8011564474055 | 85366990
GW66205N | 16A 3P+E 230V V.INT.SOCK.O.W.B.9H SBF | 16A 3P+E 230V PION.GN.BLOK.Z DNEM 9H SBF | 60 | 1 | NR | 58.9 | 1 | NR | 1.868% | OFFICIAL | 3BL24G29F6651HE100 | 30 | 3BL | INSTALLATION BLOC | 24G | IEC309 RANGE | 29F | INTERLOCKED SOCK.OU. | 1 | 12 | NR | 6125 | CCM | 931.25 | 838.125 | G | 8011564741188 | 8011564741188 | 8011564696600 | 85366990
GW66106 | 16A 3P+N+E 230V H.INT.SOCK.O.N.B. 9H SBF | 16A 3P+N+E 230V GN.POZ.BEZ DNA BL 9H SBF | 49.1 | 1 | NR | 48.2 | 1 | NR | 1.867% | OFFICIAL | 3BL24G29F6611GM100 | 30 | 3BL | INSTALLATION BLOC | 24G | IEC309 RANGE | 29F | INTERLOCKED SOCK.OU. | 1 | 12 | NR | 3851.75 | CCM | 552.333 | 497.19 | G | 8011564029125 | 8011564029125 | 8011564365377 | 85366990
GW66111 | 16A 3P+N+E 500V H.INT.SOCK.O.N.B. 7H SBF | 16A 3P+N+E 500V GN.POZ.BEZ DNA BL 7H SBF | 49.1 | 1 | NR | 48.2 | 1 | NR | 1.867% | OFFICIAL | 3BL24G29F6611GM100 | 30 | 3BL | INSTALLATION BLOC | 24G | IEC309 RANGE | 29F | INTERLOCKED SOCK.OU. | 1 | 12 | NR | 3851.75 | CCM | 552.333 | 497.1 | G | 8011564029170 | 8011564029170 | 8011564365421 | 85366990
GW66473 | COMBIBLOC N.B.IP55 2P+E 16A 400V 9H | ZESTAW GNIAZD B/DN IP55 2P+E 16A 400V 9H | 49.1 | 1 | NR | 48.2 | 1 | NR | 1.867% | OFFICIAL | 3BL24G29F6591GC100 | 30 | 3BL | INSTALLATION BLOC | 24G | IEC309 RANGE | 29F | INTERLOCKED SOCK.OU. | 1 | 12 | NR | 3851.75 | CCM | 527.333 | 474.6 | G | 8011564097872 | 8011564097872 | 8011564473942 | 85366990
GW66462 | COMBIBLOC W.B.IP55 2P+E 32A 400V 9H | ZESTAW GNIAZD Z/DN IP55 2P+E 32A 400V 9H | 71 | 1 | NR | 69.7 | 1 | NR | 1.865% | OFFICIAL | 3BL24G29F6591GI100 | 30 | 3BL | INSTALLATION BLOC | 24G | IEC309 RANGE | 29F | INTERLOCKED SOCK.OU. | 1 | 12 | NR | 5083.333 | CCM | 691.167 | 622.05 | G | 8011564097780 | 8011564097780 | 8011564474253 | 85366990
GW66324N | 16A 3P+E 110V V.INT.SOCK.O.N.B.4H CBF | 16A 3P+E 110V PION.GN.BLOK.B/DNA 4H CBF | 82 | 1 | NR | 80.5 | 1 | NR | 1.863% | OFFICIAL | 3BL24G29F6671HY100 | 30 | 3BL | INSTALLATION BLOC | 24G | IEC309 RANGE | 29F | INTERLOCKED SOCK.OU. | 1 | 12 | NR | 4538.625 | CCM | 878.75 | 790.875 | G | 8011564741799 | 8011564741799 | 8011564697218 | 85366990
GW66325N | 16A 3P+N+E 110V V.INT.SOCK.O.N.B.4H CBF | 16A 3P+N+E 110V PION.GN.BLO.B/DNA 4H CBF | 87.5 | 1 | NR | 85.9 | 1 | NR | 1.863% | OFFICIAL | 3BL24G29F6671HY100 | 30 | 3BL | INSTALLATION BLOC | 24G | IEC309 RANGE | 29F | INTERLOCKED SOCK.OU. | 1 | 12 | NR | 4538.625 | CCM | 0.935 | 0.696 | KG | 8011564741805 | 8011564741805 | 8011564697225 | 85366990
GW66329N | 16A 2P+E 400V V.INT.SOCK.O.N.B.9H CBF | 16A 2P+E 400V PION.GN.BLOK.B/DNA 6H CBF | 71.1 | 1 | NR | 69.8 | 1 | NR | 1.862% | OFFICIAL | 3BL24G29F6671HY100 | 30 | 3BL | INSTALLATION BLOC | 24G | IEC309 RANGE | 29F | INTERLOCKED SOCK.OU. | 1 | 12 | NR | 4538.625 | CCM | 810.833 | 729.75 | G | 8011564741843 | 8011564741843 | 8011564697263 | 85366990
GW66110 | 16A 3P+E 500V H.INT.SOCK.O.N.B. 7H SBF | 16A 3P+E 500V GN.POZ.BEZ DNA BL 7H SBF | 43.8 | 1 | NR | 43 | 1 | NR | 1.86% | OFFICIAL | 3BL24G29F6611GM100 | 30 | 3BL | INSTALLATION BLOC | 24G | IEC309 RANGE | 29F | INTERLOCKED SOCK.OU. | 1 | 12 | NR | 3851.75 | CCM | 528.5 | 475.65 | G | 8011564029163 | 8011564029163 | 8011564365414 | 85366990
GW66875 | I.SOCKET IP66 W.B.3P+E 63A 500V 7H M.D | GNI.BLOK.IP66 Z/DN 3P+E 63A 500V 7H U.M. | 219 | 1 | NR | 215 | 1 | NR | 1.86% | OFFICIAL | 3BL24G29F6731JQ100 | 30 | 3BL | INSTALLATION BLOC | 24G | IEC309 RANGE | 29F | INTERLOCKED SOCK.OU. | 1 | 3 | NR | 25316.667 | CCM | 3.578 | 3.22 | KG | 8011564067592 | 8011564067592 | 8011564390300 | 85366990
GW66165N | 2P+E32A230V V.INT.SOCK.O.NB.6H MT60 IP67 | 2P+E32A230V PION.GN.BLO.B/D.6H MT60 IP67 | 98.7 | 1 | NR | 96.9 | 1 | NR | 1.858% | OFFICIAL | 3BL24G29F6681ID100 | 30 | 3BL | INSTALLATION BLOC | 24G | IEC309 RANGE | 29F | INTERLOCKED SOCK.OU. | 1 | 12 | NR | 6125 | CCM | 1.024 | 0.922 | KG | 8011564741089 | 8011564741089 | 8011564696501 | 85366990
GW66535 | I.SOCKET IP66 N.B.2P+E 16A 110V 4H DIR | GNI.BLOK.IP66 B/DN 2P+E 16A 110V 4H BEZP | 98.7 | 1 | NR | 96.9 | 1 | NR | 1.858% | OFFICIAL | 3BL24G29F6691IU100 | 30 | 3BL | INSTALLATION BLOC | 24G | IEC309 RANGE | 29F | INTERLOCKED SOCK.OU. | 1 | 6 | NR | 13039 | CCM | 1.689 | 1.52 | KG | 8011564098305 | 8011564098305 | 8011564454903 | 85366990
GW66591 | SOCKET I.W.B.3P+E 125A 110V 4H IP66-D | GNI.BLOK Z/DN.3P+E 125A 110V 4H IP55-D | 3290 | 1 | NR | 3230 | 1 | NR | 1.858% | OFFICIAL | 3BL24G29F6761KM100 | 30 | 3BL | INSTALLATION BLOC | 24G | IEC309 RANGE | 29F | INTERLOCKED SOCK.OU. | 1 | 1 | NR | 76800 | CCM | 10.842 | 9.774 | KG | 8011564110106 | 8011564110106 | 8011564110106 | 85366990
GW66593 | SOCKET I.W.B.3P+E 125A 220V 9H IP66-D | GNI.BLOK Z/DN.3P+E 125A 220V 9H IP55-D | 3290 | 1 | NR | 3230 | 1 | NR | 1.858% | OFFICIAL | 3BL24G29F6761KM100 | 30 | 3BL | INSTALLATION BLOC | 24G | IEC309 RANGE | 29F | INTERLOCKED SOCK.OU. | 1 | 1 | NR | 76800 | CCM | 11.223 | 10.154 | KG | 8011564110120 | 8011564110120 | 8011564110120 | 85366990
GW66595 | SOCKET I.W.B.3P+E 125A 380V 6H IP66-D | GNI.BLOK Z/DN.3P+E 125A 380V 6H IP55-D | 3290 | 1 | NR | 3230 | 1 | NR | 1.858% | OFFICIAL | 3BL24G29F6761KM100 | 30 | 3BL | INSTALLATION BLOC | 24G | IEC309 RANGE | 29F | INTERLOCKED SOCK.OU. | 1 | 1 | NR | 76800 | CCM | 11.012 | 9.91 | KG | 8011564110144 | 8011564110144 | 8011564110144 | 85366990
GW66784 | MOD.BASE+PAN.W/WIN. G.DIN 1SOCK 63A | PODST.MOD+PAN.Z/OKN. SZ.DIN 1GN.63A | 98.7 | 1 | NR | 96.9 | 1 | NR | 1.858% | OFFICIAL | 3BL24G29F6711JY100 | 30 | 3BL | INSTALLATION BLOC | 24G | IEC309 RANGE | 29F | INTERLOCKED SOCK.OU. | 1 | 6 | NR | 17313.75 | CCM | 1.828 | 1.645 | KG | 8011564098275 | 8011564098275 | 8011564458949 | 85381000
GW66158N | 3P+E16A400V V.INT.SOCK.O.NB.6H MT60 IP67 | 3P+E16A400V PION.GN.BLO.B/D.6H MT60 IP67 | 93.3 | 1 | NR | 91.6 | 1 | NR | 1.856% | OFFICIAL | 3BL24G29F6681ID100 | 30 | 3BL | INSTALLATION BLOC | 24G | IEC309 RANGE | 29F | INTERLOCKED SOCK.OU. | 1 | 12 | NR | 6125 | CCM | 1.05 | 0.945 | KG | 8011564741034 | 8011564741034 | 8011564696457 | 85366990
GW66333N | 16A 3P+N+E 500V V.INT.SOCK.O.N.B.7H CBF | 16A 3P+N+E 500V PION.GN.BLO.B/DNA 7H CBF | 93.3 | 1 | NR | 91.6 | 1 | NR | 1.856% | OFFICIAL | 3BL24G29F6671HY100 | 30 | 3BL | INSTALLATION BLOC | 24G | IEC309 RANGE | 29F | INTERLOCKED SOCK.OU. | 1 | 12 | NR | 4538.625 | CCM | 0.923 | 0.684 | KG | 8011564741881 | 8011564741881 | 8011564697300 | 85366990
GW66334N | 32A 2P+E 110V V.INT.SOCK.O.N.B.4H CBF | 32A 2P+E 110V PION.GN.BLOK.B/DNA 4H CBF | 93.3 | 1 | NR | 91.6 | 1 | NR | 1.856% | OFFICIAL | 3BL24G29F6671I0100 | 30 | 3BL | INSTALLATION BLOC | 24G | IEC309 RANGE | 29F | INTERLOCKED SOCK.OU. | 1 | 12 | NR | 4538.625 | CCM | 0.908 | 0.669 | KG | 8011564741898 | 8011564741898 | 8011564697317 | 85366990
GW66419 | COMBIBLOC W.B.IP44 3P+E 32A 400V 6H | ZESTAW GNIAZD Z/DN IP44 3P+E 32A 400V 6H | 54.9 | 1 | NR | 53.9 | 1 | NR | 1.855% | OFFICIAL | 3BL24G29F6571GA100 | 30 | 3BL | INSTALLATION BLOC | 24G | IEC309 RANGE | 29F | INTERLOCKED SOCK.OU. | 1 | 12 | NR | 3851.75 | CCM | 644.167 | 579.75 | G | 8011564097438 | 8011564097438 | 8011564473867 | 85366990
GW66438 | COMBIBLOC N.B.IP44 3P+E 32A 230V 9H | ZESTAW GNIAZD B/DN IP44 3P+E 32A 230V 9H | 54.9 | 1 | NR | 53.9 | 1 | NR | 1.855% | OFFICIAL | 3BL24G29F6571G6100 | 30 | 3BL | INSTALLATION BLOC | 24G | IEC309 RANGE | 29F | INTERLOCKED SOCK.OU. | 1 | 12 | NR | 3851.75 | CCM | 557.417 | 501.675 | G | 8011564097582 | 8011564097582 | 8011564473393 | 85366990
GW66028 | 16A 3P+N+E 230V H.INT.SOCK.O.W.B. 9H CBF | 16A 3P+N+E 230V GNIAZD.POZ.Z DNEM 9H CBF | 76.9 | 1 | NR | 75.5 | 1 | NR | 1.854% | OFFICIAL | 3BL24G29F6631GY100 | 30 | 3BL | INSTALLATION BLOC | 24G | IEC309 RANGE | 29F | INTERLOCKED SOCK.OU. | 1 | 12 | NR | 6400 | CCM | 1.041 | 0.937 | KG | 8011564005983 | 8011564005983 | 8011564365155 | 85366990
GW66460 | COMBIBLOC W.B.IP55 3P+E 32A 230V 9H | ZESTAW GNIAZD Z/DN IP55 3P+E 32A 230V 9H | 76.9 | 1 | NR | 75.5 | 1 | NR | 1.854% | OFFICIAL | 3BL24G29F6591GI100 | 30 | 3BL | INSTALLATION BLOC | 24G | IEC309 RANGE | 29F | INTERLOCKED SOCK.OU. | 1 | 12 | NR | 5083.333 | CCM | 631 | 573.449 | G | 8011564097766 | 8011564097766 | 8011564474239 | 85366990
GW66034 | 32A 2P+E 110V H.INT.SOCK.O.W.B. 4H CBF | 32A 2P+E 110V GNIAZD.POZ. Z DNEM 4H CBF | 82.4 | 1 | NR | 80.9 | 1 | NR | 1.854% | OFFICIAL | 3BL24G29F6631H0100 | 30 | 3BL | INSTALLATION BLOC | 24G | IEC309 RANGE | 29F | INTERLOCKED SOCK.OU. | 1 | 12 | NR | 6400 | CCM | 1.055 | 0.949 | KG | 8011564006010 | 8011564006010 | 8011564365216 | 85366990
GW66231N | 16A 3P+N+E 400V V.INT.SOCK.O.W.B.6H CBF | 16A 3P+N+E 400V PIO.GN.BLO.Z DNEM 6H CBF | 82.4 | 1 | NR | 80.9 | 1 | NR | 1.854% | OFFICIAL | 3BL24G29F6671I6100 | 30 | 3BL | INSTALLATION BLOC | 24G | IEC309 RANGE | 29F | INTERLOCKED SOCK.OU. | 1 | 12 | NR | 6125 | CCM | 1.15 | 1.035 | KG | 8011564742543 | 8011564742543 | 8011564697966 | 85366990
GW66066N | 3P+E32A230V V.INT.SOCK.O.WB.9H MT60 IP67 | 3P+E32A230V PION.GN.BL/DN.9H MT60 IP67 | 165 | 1 | NR | 162 | 1 | NR | 1.852% | OFFICIAL | 3BL24G29F6681IB100 | 30 | 3BL | INSTALLATION BLOC | 24G | IEC309 RANGE | 29F | INTERLOCKED SOCK.OU. | 1 | 12 | NR | 6125 | CCM | 1.427 | 1.221 | KG | 8011564740914 | 8011564740914 | 8011564696334 | 85366990
GW66164N | 3P+N+E32A110V V.IN.SOC.O.NB.4H MT60 IP67 | 3P+N+E32A110V PIO.GN.BL.B/D.4H MT60 IP67 | 165 | 1 | NR | 162 | 1 | NR | 1.852% | OFFICIAL | 3BL24G29F6681ID100 | 30 | 3BL | INSTALLATION BLOC | 24G | IEC309 RANGE | 29F | INTERLOCKED SOCK.OU. | 1 | 12 | NR | 6125 | CCM | 1.493 | 1.254 | KG | 8011564741072 | 8011564741072 | 8011564696495 | 85366990
GW66347N | 63A 3P+N+E 110V V.INT.SOCK.O.N.B.4H CBF | 63A 3P+N+E 110V PION.GN.BLO.B/DNA 4H CBF | 220 | 1 | NR | 216 | 1 | NR | 1.852% | OFFICIAL | 3BL24G29F6671I2100 | 30 | 3BL | INSTALLATION BLOC | 24G | IEC309 RANGE | 29F | INTERLOCKED SOCK.OU. | 1 | 4 | NR | 11555.25 | CCM | 2.243 | 1.89 | KG | 8011564742024 | 8011564742024 | 8011564697447 | 85366990
GW66783 | MOD.BASE+PAN.W/WIN. G.DIN 3SOCK 16/32A | PODST.MOD+PAN.Z/OKN. SZ.DIN 3GN.16/32A | 220 | 1 | NR | 216 | 1 | NR | 1.852% | OFFICIAL | 3BL24G29F6711JY100 | 30 | 3BL | INSTALLATION BLOC | 24G | IEC309 RANGE | 29F | INTERLOCKED SOCK.OU. | 1 | 2 | NR | 39340.125 | CCM | 4.731 | 4.258 | KG | 8011564098268 | 8011564098268 | 8011564458932 | 85381000
GW66953 | I.SOCKET IP66 W.B.3P+N+E 16A 110V 4H CBF | GN.BLOK.IP66 Z/DN 3P+N+E 16A 110V 4H CBF | 165 | 1 | NR | 162 | 1 | NR | 1.852% | OFFICIAL | 3BL24G29F6711JE100 | 30 | 3BL | INSTALLATION BLOC | 24G | IEC309 RANGE | 29F | INTERLOCKED SOCK.OU. | 1 | 6 | NR | 13039 | CCM | 2.458 | 2.072 | KG | 8011564074149 | 8011564074149 | 8011564400764 | 85366990
GW66956 | I.SOCKET IP66 W.B.3P+N+E 16A 230V 9H CBF | GN.BLOK.IP66 Z/DN 3P+N+E 16A 230V 9H CBF | 165 | 1 | NR | 162 | 1 | NR | 1.852% | OFFICIAL | 3BL24G29F6711JE100 | 30 | 3BL | INSTALLATION BLOC | 24G | IEC309 RANGE | 29F | INTERLOCKED SOCK.OU. | 1 | 6 | NR | 13039 | CCM | 2.383 | 2.145 | KG | 8011564074170 | 8011564074170 | 8011564400795 | 85366990
GW66961 | I.SOCKET IP66 W.B.3P+N+E 16A 500V 7H CBF | GN.BLOK.IP66 Z/DN 3P+N+E 16A 500V 7H CBF | 165 | 1 | NR | 162 | 1 | NR | 1.852% | OFFICIAL | 3BL24G29F6711JE100 | 30 | 3BL | INSTALLATION BLOC | 24G | IEC309 RANGE | 29F | INTERLOCKED SOCK.OU. | 1 | 6 | NR | 13039 | CCM | 2.424 | 2.067 | KG | 8011564074224 | 8011564074224 | 8011564400849 | 85366990
GW66989 | I.SOCKET IP66 W.B.3P+E 32A 230V 9H M.D | GNI.BLOK.IP66 Z/DN 3P+E 32A 230V 9H U.M. | 165 | 1 | NR | 162 | 1 | NR | 1.852% | OFFICIAL | 3BL24G29F6731JO100 | 30 | 3BL | INSTALLATION BLOC | 24G | IEC309 RANGE | 29F | INTERLOCKED SOCK.OU. | 1 | 6 | NR | 13039 | CCM | 2.457 | 2.211 | KG | 8011564074507 | 8011564074507 | 8011564401129 | 85366990
GW66993 | I.SOCKET IP66 W.B.3P+N+E 32A 400V 6H M.D | GN.BLOK.IP66 Z/D 3P+N+E 32A 400V 6H U.M. | 165 | 1 | NR | 162 | 1 | NR | 1.852% | OFFICIAL | 3BL24G29F6731JO100 | 30 | 3BL | INSTALLATION BLOC | 24G | IEC309 RANGE | 29F | INTERLOCKED SOCK.OU. | 1 | 6 | NR | 13039 | CCM | 2.498 | 2.274 | KG | 8011564074545 | 8011564074545 | 8011564401167 | 85366990
GW66994 | I.SOCKET IP66 W.B.3P+E 32A 500V 7H M.D | GNI.BLOK.IP66 Z/DN 3P+E 32A 500V 7H U.M. | 165 | 1 | NR | 162 | 1 | NR | 1.852% | OFFICIAL | 3BL24G29F6731JO100 | 30 | 3BL | INSTALLATION BLOC | 24G | IEC309 RANGE | 29F | INTERLOCKED SOCK.OU. | 1 | 6 | NR | 13039 | CCM | 2.404 | 2.163 | KG | 8011564074552 | 8011564074552 | 8011564401174 | 85366990
GW66996 | I.SOCKET IP66 W.B.3P+E 32A 380V 3H M.D | GNI.BLOK.IP66 Z/DN 3P+E 32A 380V 3H U.M. | 165 | 1 | NR | 162 | 1 | NR | 1.852% | OFFICIAL | 3BL24G29F6731JO100 | 30 | 3BL | INSTALLATION BLOC | 24G | IEC309 RANGE | 29F | INTERLOCKED SOCK.OU. | 1 | 6 | NR | 13039 | CCM | 2.417 | 2.118 | KG | 8011564074576 | 8011564074576 | 8011564401198 | 85366990
GW67254N | 3P+E 63A 500V V.INT.SOCK.O.W.B.7H CBF | 3P+E 63A 500V PION.GN.BLOK.Z DNEM 7H CBF | 275 | 1 | NR | 270 | 1 | NR | 1.852% | OFFICIAL | 3BL24G29F6671IA100 | 30 | 3BL | INSTALLATION BLOC | 24G | IEC309 RANGE | 29F | INTERLOCKED SOCK.OU. | 1 | 4 | NR | 18375 | CCM | 2.473 | 2.12 | KG | 8011564742246 | 8011564742246 | 8011564697669 | 85366990
GW67258N | 63A 3P+N+E 110V V.INT.SOCK.O.W.B.4H SBF | 63A 3P+N+E 110V PIO.GN.BLO.Z DNEM 4H SBF | 165 | 1 | NR | 162 | 1 | NR | 1.852% | OFFICIAL | 3BL24G29F6651HH100 | 30 | 3BL | INSTALLATION BLOC | 24G | IEC309 RANGE | 29F | INTERLOCKED SOCK.OU. | 1 | 4 | NR | 11555.25 | CCM | 2.076 | 1.723 | KG | 8011564742284 | 8011564742284 | 8011564697706 | 85366990
GW67261N | 63A 3P+N+E 230V V.INT.SOCK.O.W.B.9H SBF | 63A 3P+N+E 230V PIO.GN.BLO.Z DNEM 9H SBF | 165 | 1 | NR | 162 | 1 | NR | 1.852% | OFFICIAL | 3BL24G29F6651HH100 | 30 | 3BL | INSTALLATION BLOC | 24G | IEC309 RANGE | 29F | INTERLOCKED SOCK.OU. | 1 | 4 | NR | 11555.25 | CCM | 2.05 | 1.845 | KG | 8011564742314 | 8011564742314 | 8011564697737 | 85366990
GW67266N | 63A 3P+N+E 500V V.INT.SOCK.O.W.B.7H SBF | 63A 3P+N+E 500V PIO.GN.BLO.Z DNEM 7H SBF | 165 | 1 | NR | 162 | 1 | NR | 1.852% | OFFICIAL | 3BL24G29F6651HH100 | 30 | 3BL | INSTALLATION BLOC | 24G | IEC309 RANGE | 29F | INTERLOCKED SOCK.OU. | 1 | 4 | NR | 11555.25 | CCM | 2.063 | 1.856 | KG | 8011564742369 | 8011564742369 | 8011564697782 | 85366990
GW66125 | 16A 3P+N+E 110V H.INT.SOCK.O.N.B. 4H CBF | 16A 3P+N+E 110V GN.POZ.BEZ DNA BL 4H CBF | 71.5 | 1 | NR | 70.2 | 1 | NR | 1.852% | OFFICIAL | 3BL24G29F6631GU100 | 30 | 3BL | INSTALLATION BLOC | 24G | IEC309 RANGE | 29F | INTERLOCKED SOCK.OU. | 1 | 12 | NR | 6400 | CCM | 842.917 | 758.625 | G | 8011564029316 | 8011564029316 | 8011564365568 | 85366990
GW66437 | COMBIBLOC N.B.IP44 2P+E 32A 230V 6H | ZESTAW GNIAZD B/DN IP44 2P+E 32A 230V 6H | 44 | 1 | NR | 43.2 | 1 | NR | 1.852% | OFFICIAL | 3BL24G29F6571G6100 | 30 | 3BL | INSTALLATION BLOC | 24G | IEC309 RANGE | 29F | INTERLOCKED SOCK.OU. | 1 | 12 | NR | 3851.75 | CCM | 542.917 | 488.625 | G | 8011564097575 | 8011564097575 | 8011564473386 | 85366990
GW66475 | COMBIBLOC N.B.IP55 3P+N+E 16A 400V 6H | ZESTAW GNIAZD B/DN IP55 3P+N+E 16A 400V 6H | 49.5 | 1 | NR | 48.6 | 1 | NR | 1.852% | OFFICIAL | 3BL24G29F6591GC100 | 30 | 3BL | INSTALLATION BLOC | 24G | IEC309 RANGE | 29F | INTERLOCKED SOCK.OU. | 1 | 12 | NR | 3851.75 | CCM | 584.417 | 525.975 | G | 8011564097896 | 8011564097896 | 8011564473966 | 85366990
GW66212N | 32A 2P+E 110V V.INT.SOCK.O.W.B.4H SBF | 32A 2P+E 110V PION.GN.BLOK.Z DNEM 4H SBF | 66.1 | 1 | NR | 64.9 | 1 | NR | 1.849% | OFFICIAL | 3BL24G29F6651HG100 | 30 | 3BL | INSTALLATION BLOC | 24G | IEC309 RANGE | 29F | INTERLOCKED SOCK.OU. | 1 | 12 | NR | 6125 | CCM | 971.25 | 874.125 | G | 8011564741249 | 8011564741249 | 8011564696662 | 85366990
GW66102 | 16A 3P+E 110V H.INT.SOCK.O.N.B. 4H SBF | 16A 3P+E 110V GN.POZ.BEZ DNA BL 4H SBF | 44.1 | 1 | NR | 43.3 | 1 | NR | 1.848% | OFFICIAL | 3BL24G29F6611GM100 | 30 | 3BL | INSTALLATION BLOC | 24G | IEC309 RANGE | 29F | INTERLOCKED SOCK.OU. | 1 | 12 | NR | 3851.75 | CCM | 521 | 468.9 | G | 8011564029088 | 8011564029088 | 8011564365339 | 85366990
GW66430 | COMBIBLOC N.B.IP44 3P+E 16A 400V 6H | ZESTAW GNIAZD B/DN IP44 3P+E 16A 400V 6H | 38.6 | 1 | NR | 37.9 | 1 | NR | 1.847% | OFFICIAL | 3BL24G29F6571G4100 | 30 | 3BL | INSTALLATION BLOC | 24G | IEC309 RANGE | 29F | INTERLOCKED SOCK.OU. | 1 | 12 | NR | 3851.75 | CCM | 522.083 | 469.875 | G | 8011564097520 | 8011564097520 | 8011564473331 | 85366990
GW66446 | COMBIBLOC W.B.IP55 3P+E 16A 110V 4H | ZESTAW GNIAZD Z/DN IP55 3P+E 16A 110V 4H | 60.7 | 1 | NR | 59.6 | 1 | NR | 1.846% | OFFICIAL | 3BL24G29F6591GG100 | 30 | 3BL | INSTALLATION BLOC | 24G | IEC309 RANGE | 29F | INTERLOCKED SOCK.OU. | 1 | 12 | NR | 3851.75 | CCM | 637.583 | 573.825 | G | 8011564097643 | 8011564097643 | 8011564474130 | 85366990
GW66355N | 63A 3P+N+E 500V V.INT.SOCK.O.N.B.7H CBF | 63A 3P+N+E 500V PION.GN.BLO.B/DNA 7H CBF | 276 | 1 | NR | 271 | 1 | NR | 1.845% | OFFICIAL | 3BL24G29F6671I2100 | 30 | 3BL | INSTALLATION BLOC | 24G | IEC309 RANGE | 29F | INTERLOCKED SOCK.OU. | 1 | 4 | NR | 11555.25 | CCM | 2.252 | 1.899 | KG | 8011564742109 | 8011564742109 | 8011564697522 | 85366990
GW66208N | 16A 3P+E 400V V.INT.SOCK.O.W.B.6H SBF | 16A 3P+E 400V PION.GN.BLOK.Z DNEM 6H SBF | 49.7 | 1 | NR | 48.8 | 1 | NR | 1.844% | OFFICIAL | 3BL24G29F6651HE100 | 30 | 3BL | INSTALLATION BLOC | 24G | IEC309 RANGE | 29F | INTERLOCKED SOCK.OU. | 1 | 12 | NR | 6125 | CCM | 931.25 | 838.125 | G | 8011564741218 | 8011564741218 | 8011564696631 | 85366990
GW66412 | COMBIBLOC W.B.IP44 2P+E 32A 110V4H | ZESTAW GNIAZD Z/DN IP44 2P+E 32A 110V4H | 49.7 | 1 | NR | 48.8 | 1 | NR | 1.844% | OFFICIAL | 3BL24G29F6571GA100 | 30 | 3BL | INSTALLATION BLOC | 24G | IEC309 RANGE | 29F | INTERLOCKED SOCK.OU. | 1 | 12 | NR | 3851.75 | CCM | 630.5 | 567.45 | G | 8011564097360 | 8011564097360 | 8011564473591 | 85366990
GW66441 | COMBIBLOC N.B.IP44 3P+E 32A 400V 6H | ZESTAW GNIAZD B/DN IP44 3P+E 32A 400V 6H | 49.7 | 1 | NR | 48.8 | 1 | NR | 1.844% | OFFICIAL | 3BL24G29F6571G6100 | 30 | 3BL | INSTALLATION BLOC | 24G | IEC309 RANGE | 29F | INTERLOCKED SOCK.OU. | 1 | 12 | NR | 3851.75 | CCM | 564.5 | 508.05 | G | 8011564097612 | 8011564097612 | 8011564473423 | 85366990
GW66309N | 16A 3P+N+E 400V V.INT.SOCK.O.N.B.6H SBF | 16A 3P+N+E 400V PION.GN.BLO.B/DNA 9H SBF | 44.2 | 1 | NR | 43.4 | 1 | NR | 1.843% | OFFICIAL | 3BL24G29F6651HA100 | 30 | 3BL | INSTALLATION BLOC | 24G | IEC309 RANGE | 29F | INTERLOCKED SOCK.OU. | 1 | 12 | NR | 4538.625 | CCM | 749.167 | 674.25 | G | 8011564741645 | 8011564741645 | 8011564697065 | 85366990
GW66874 | I.SOCKET IP66 W.B.3P+N+E 63A 400V 6H M.D | GN.BLOK.IP66 Z/D 3P+N+E 63A 400V 6H U.M. | 221 | 1 | NR | 217 | 1 | NR | 1.843% | OFFICIAL | 3BL24G29F6731JQ100 | 30 | 3BL | INSTALLATION BLOC | 24G | IEC309 RANGE | 29F | INTERLOCKED SOCK.OU. | 1 | 3 | NR | 25316.667 | CCM | 3.616 | 3.093 | KG | 8011564067578 | 8011564067578 | 8011564390287 | 85366990
GW66131 | 16A 3P+N+E 400V H.INT.SOCK.O.N.B. 6H CBF | 16A 3P+N+E 400V GN.POZ.BEZ DNA BL 6H CBF | 60.8 | 1 | NR | 59.7 | 1 | NR | 1.843% | OFFICIAL | 3BL24G29F6631GU100 | 30 | 3BL | INSTALLATION BLOC | 24G | IEC309 RANGE | 29F | INTERLOCKED SOCK.OU. | 1 | 12 | NR | 6400 | CCM | 841.75 | 757.575 | G | 8011564029378 | 8011564029378 | 8011564365629 | 85366990
GW66135 | 32A 3P+E 110V H.INT.SOCK.O.N.B. 4H CBF | 32A 3P+E 110V GN.POZ.BEZ DNA BL 4H CBF | 99.6 | 1 | NR | 97.8 | 1 | NR | 1.84% | OFFICIAL | 3BL24G29F6631GW100 | 30 | 3BL | INSTALLATION BLOC | 24G | IEC309 RANGE | 29F | INTERLOCKED SOCK.OU. | 1 | 12 | NR | 6400 | CCM | 960.5 | 864.45 | G | 8011564029415 | 8011564029415 | 8011564365667 | 85366990
GW66234N | 32A 2P+E 110V V.INT.SOCK.O.W.B.4H CBF | 32A 2P+E 110V PION.GN.BLOK.Z DNEM 4H CBF | 99.6 | 1 | NR | 97.8 | 1 | NR | 1.84% | OFFICIAL | 3BL24G29F6671I8100 | 30 | 3BL | INSTALLATION BLOC | 24G | IEC309 RANGE | 29F | INTERLOCKED SOCK.OU. | 1 | 12 | NR | 6125 | CCM | 1.136 | 0.93 | KG | 8011564741430 | 8011564741430 | 8011564696853 | 85366990
GW66402 | COMBIBLOC W.B.IP44 3P+E 16A 110V 4H | ZESTAW GNIAZD Z/DN IP44 3P+E 16A 110V 4H | 49.8 | 1 | NR | 48.9 | 1 | NR | 1.84% | OFFICIAL | 3BL24G29F6571G8100 | 30 | 3BL | INSTALLATION BLOC | 24G | IEC309 RANGE | 29F | INTERLOCKED SOCK.OU. | 1 | 12 | NR | 3851.75 | CCM | 596.25 | 536.625 | G | 8011564097285 | 8011564097285 | 8011564473539 | 85366990
GW66514 | I.SOCKET IP66 W.B.3P+N+E 32A 110V 4H DIR | GNI.BLO.IP66 Z/D 3P+N+E 32A 110V 4H BEZP | 166 | 1 | NR | 163 | 1 | NR | 1.84% | OFFICIAL | 3BL24G29F6691JA100 | 30 | 3BL | INSTALLATION BLOC | 24G | IEC309 RANGE | 29F | INTERLOCKED SOCK.OU. | 1 | 6 | NR | 13039 | CCM | 2.449 | 2.062 | KG | 8011564098664 | 8011564098664 | 8011564454804 | 85366990
GW66517 | I.SOCKET IP66 W.B.3P+N+E 32A 230V 9H DIR | GNI.BLO.IP66 Z/D 3P+N+E 32A 230V 9H BEZP | 166 | 1 | NR | 163 | 1 | NR | 1.84% | OFFICIAL | 3BL24G29F6691JA100 | 30 | 3BL | INSTALLATION BLOC | 24G | IEC309 RANGE | 29F | INTERLOCKED SOCK.OU. | 1 | 6 | NR | 13039 | CCM | 2.488 | 2.085 | KG | 8011564098695 | 8011564098695 | 8011564454835 | 85366990
GW66522 | I.SOCKET IP66 W.B.3P+N+E 32A 500V 7H DIR | GNI.BLO.IP66 Z/D 3P+N+E 32A 500V 7H BEZP | 166 | 1 | NR | 163 | 1 | NR | 1.84% | OFFICIAL | 3BL24G29F6691JA100 | 30 | 3BL | INSTALLATION BLOC | 24G | IEC309 RANGE | 29F | INTERLOCKED SOCK.OU. | 1 | 6 | NR | 13039 | CCM | 2.472 | 2.085 | KG | 8011564098749 | 8011564098749 | 8011564454880 | 85366990
GW66318N | 32A 2P+E 400V V.INT.SOCK.O.N.B.9H SBF | 32A 2P+E 400V PION.GN.BLOK.B/DNA 6H SBF | 60.9 | 1 | NR | 59.8 | 1 | NR | 1.839% | OFFICIAL | 3BL24G29F6651HC100 | 30 | 3BL | INSTALLATION BLOC | 24G | IEC309 RANGE | 29F | INTERLOCKED SOCK.OU. | 1 | 12 | NR | 4538.625 | CCM | 0.856 | 0.617 | KG | 8011564741737 | 8011564741737 | 8011564697157 | 85366990
GW66314N | 32A 3P+N+E 110V V.INT.SOCK.O.N.B.4H SBF | 32A 3P+N+E 110V PION.GN.BLO.B/DNA 4H SBF | 72 | 1 | NR | 70.7 | 1 | NR | 1.839% | OFFICIAL | 3BL24G29F6651HC100 | 30 | 3BL | INSTALLATION BLOC | 24G | IEC309 RANGE | 29F | INTERLOCKED SOCK.OU. | 1 | 12 | NR | 4538.625 | CCM | 0.964 | 0.726 | KG | 8011564741690 | 8011564741690 | 8011564697119 | 85366990
GW66463 | COMBIBLOC W.B.IP55 3P+E 32A 400V 6H | ZESTAW GNIAZD Z/DN IP55 3P+E 32A 400V 6H | 72 | 1 | NR | 70.7 | 1 | NR | 1.839% | OFFICIAL | 3BL24G29F6591GI100 | 30 | 3BL | INSTALLATION BLOC | 24G | IEC309 RANGE | 29F | INTERLOCKED SOCK.OU. | 1 | 12 | NR | 5083.333 | CCM | 679.667 | 611.7 | G | 8011564097797 | 8011564097797 | 8011564474260 | 85366990
GW66051N | 2P+E16A110V V.INT.SOCK.O.WB.4H MT60 IP67 | 2P+E16A110V PION.GN.BLO./DN.4H MT60 IP67 | 94.2 | 1 | NR | 92.5 | 1 | NR | 1.838% | OFFICIAL | 3BL24G29F6681IB100 | 30 | 3BL | INSTALLATION BLOC | 24G | IEC309 RANGE | 29F | INTERLOCKED SOCK.OU. | 1 | 12 | NR | 6125 | CCM | 1.185 | 0.946 | KG | 8011564740815 | 8011564740815 | 8011564696235 | 85366990
GW66225N | 16A 3P+N+E 110V V.INT.SOCK.O.W.B.4H CBF | 16A 3P+N+E 110V PIO.GN.BLO.Z DNEM 4H CBF | 94.2 | 1 | NR | 92.5 | 1 | NR | 1.838% | OFFICIAL | 3BL24G29F6671I6100 | 30 | 3BL | INSTALLATION BLOC | 24G | IEC309 RANGE | 29F | INTERLOCKED SOCK.OU. | 1 | 12 | NR | 6125 | CCM | 1.142 | 1.028 | KG | 8011564741355 | 8011564741355 | 8011564696778 | 85366990
GW66227N | 16A 3P+E 230V V.INT.SOCK.O.W.B.9H CBF | 16A 3P+E 230V PION.GN.BLOK.Z DNEM 9H CBF | 94.2 | 1 | NR | 92.5 | 1 | NR | 1.838% | OFFICIAL | 3BL24G29F6671I6100 | 30 | 3BL | INSTALLATION BLOC | 24G | IEC309 RANGE | 29F | INTERLOCKED SOCK.OU. | 1 | 12 | NR | 6125 | CCM | 1.092 | 0.983 | KG | 8011564741379 | 8011564741379 | 8011564696792 | 85366990
GW66036 | 32A 3P+N+E 110V H.INT.SOCK.O.W.B. 4H CBF | 32A 3P+N+E 110V GNIAZD.POZ.Z DNEM 4H CBF | 111 | 1 | NR | 109 | 1 | NR | 1.835% | OFFICIAL | 3BL24G29F6631H0100 | 30 | 3BL | INSTALLATION BLOC | 24G | IEC309 RANGE | 29F | INTERLOCKED SOCK.OU. | 1 | 12 | NR | 7800 | CCM | 1.191 | 1.072 | KG | 8011564006089 | 8011564006089 | 8011564365230 | 85366990
GW66039 | 32A 3P+N+E 230V H.INT.SOCK.O.W.B. 9H CBF | 32A 3P+N+E 230V GNIAZD.POZ.Z DNEM 9H CBF | 111 | 1 | NR | 109 | 1 | NR | 1.835% | OFFICIAL | 3BL24G29F6631H0100 | 30 | 3BL | INSTALLATION BLOC | 24G | IEC309 RANGE | 29F | INTERLOCKED SOCK.OU. | 1 | 12 | NR | 7800 | CCM | 1.169 | 1.035 | KG | 8011564006119 | 8011564006119 | 8011564365261 | 85366990
GW66044 | 32A 3P+N+E 500V H.INT.SOCK.O.W.B. 7H CBF | 32A 3P+N+E 500V GNIAZD.POZ.Z DNEM 7H CBF | 111 | 1 | NR | 109 | 1 | NR | 1.835% | OFFICIAL | 3BL24G29F6631H0100 | 30 | 3BL | INSTALLATION BLOC | 24G | IEC309 RANGE | 29F | INTERLOCKED SOCK.OU. | 1 | 12 | NR | 7800 | CCM | 1.212 | 1.086 | KG | 8011564006225 | 8011564006225 | 8011564365315 | 85366990
GW66162N | 2P+E32A110V V.INT.SOCK.O.NB.4H MT60 IP67 | 2P+E32A110V PION.GN.BLO.B/D.4H MT60 IP67 | 111 | 1 | NR | 109 | 1 | NR | 1.835% | OFFICIAL | 3BL24G29F6681ID100 | 30 | 3BL | INSTALLATION BLOC | 24G | IEC309 RANGE | 29F | INTERLOCKED SOCK.OU. | 1 | 12 | NR | 6125 | CCM | 1.075 | 0.837 | KG | 8011564741058 | 8011564741058 | 8011564696471 | 85366990
GW66335N | 32A 3P+E 110V V.INT.SOCK.O.N.B.4H CBF | 32A 3P+E 110V PION.GN.BLOK.B/DNA 4H CBF | 111 | 1 | NR | 109 | 1 | NR | 1.835% | OFFICIAL | 3BL24G29F6671I0100 | 30 | 3BL | INSTALLATION BLOC | 24G | IEC309 RANGE | 29F | INTERLOCKED SOCK.OU. | 1 | 12 | NR | 4538.625 | CCM | 0.97 | 0.732 | KG | 8011564741904 | 8011564741904 | 8011564697324 | 85366990
GW66867 | I.SOCKET IP66 W.B.3P+E 63A 110V 4H M.D | GNI.BLOK.IP66 Z/DN 3P+E 63A 110V 4H U.M. | 222 | 1 | NR | 218 | 1 | NR | 1.835% | OFFICIAL | 3BL24G29F6731JQ100 | 30 | 3BL | INSTALLATION BLOC | 24G | IEC309 RANGE | 29F | INTERLOCKED SOCK.OU. | 1 | 3 | NR | 25316.667 | CCM | 3.561 | 2.95 | KG | 8011564067486 | 8011564067486 | 8011564390195 | 85366990
GW66870 | I.SOCKET IP66 W.B.3P+E 63A 230V 9H M.D | GNI.BLOK.IP66 Z/DN 3P+E 63A 230V 9H U.M. | 222 | 1 | NR | 218 | 1 | NR | 1.835% | OFFICIAL | 3BL24G29F6731JQ100 | 30 | 3BL | INSTALLATION BLOC | 24G | IEC309 RANGE | 29F | INTERLOCKED SOCK.OU. | 1 | 3 | NR | 25316.667 | CCM | 3.571 | 3.214 | KG | 8011564067516 | 8011564067516 | 8011564390225 | 85366990
GW66700 | MOD. BASE 1 INT.SOCKETS 63A IP66 | PODST. MODUŁ.1 GNIAZDO Z BLOK 63A IP66 | 72.2 | 1 | NR | 70.9 | 1 | NR | 1.834% | OFFICIAL | 3BL24G29F6711JW100 | 30 | 3BL | INSTALLATION BLOC | 24G | IEC309 RANGE | 29F | INTERLOCKED SOCK.OU. | 1 | 6 | NR | 17313.75 | CCM | 1.643 | 1.479 | KG | 8011564067899 | 8011564067899 | 8011564390461 | 85381000
GW66112 | 32A 2P+E 110V H.INT.SOCK.O.N.B. 4H SBF | 32A 2P+E 110V GN.POZ.BEZ DNA BL 4H SBF | 44.5 | 1 | NR | 43.7 | 1 | NR | 1.831% | OFFICIAL | 3BL24G29F6611GO100 | 30 | 3BL | INSTALLATION BLOC | 24G | IEC309 RANGE | 29F | INTERLOCKED SOCK.OU. | 1 | 12 | NR | 3851.75 | CCM | 553.667 | 498.3 | G | 8011564029187 | 8011564029187 | 8011564365438 | 85366990
GW66427 | COMBIBLOC N.B.IP44 3P+E 16A 230V 9H | ZESTAW GNIAZD B/DN IP44 3P+E 16A 230V 9H | 44.6 | 1 | NR | 43.8 | 1 | NR | 1.826% | OFFICIAL | 3BL24G29F6571G4100 | 30 | 3BL | INSTALLATION BLOC | 24G | IEC309 RANGE | 29F | INTERLOCKED SOCK.OU. | 1 | 12 | NR | 3851.75 | CCM | 524.5 | 472.05 | G | 8011564097490 | 8011564097490 | 8011564473065 | 85366990
GW66526 | I.SOCKET IP66 W.B.3P+N+E 63A 110V 4H DIR | GNI.BLO.IP66 Z/D 3P+N+E 63A 110V 4H BEZP | 223 | 1 | NR | 219 | 1 | NR | 1.826% | OFFICIAL | 3BL24G29F6691JC100 | 30 | 3BL | INSTALLATION BLOC | 24G | IEC309 RANGE | 29F | INTERLOCKED SOCK.OU. | 1 | 3 | NR | 25316.667 | CCM | 3.693 | 3.324 | KG | 8011564098787 | 8011564098787 | 8011564455153 | 85366990
GW66529 | I.SOCKET IP66 W.B.3P+N+E 63A 230V 9H DIR | GNI.BLO.IP66 Z/D 3P+N+E 63A 230V 9H BEZP | 223 | 1 | NR | 219 | 1 | NR | 1.826% | OFFICIAL | 3BL24G29F6691JC100 | 30 | 3BL | INSTALLATION BLOC | 24G | IEC309 RANGE | 29F | INTERLOCKED SOCK.OU. | 1 | 3 | NR | 25316.667 | CCM | 3.664 | 3.298 | KG | 8011564098817 | 8011564098817 | 8011564455184 | 85366990
GW66319N | 32A 3P+E 400V V.INT.SOCK.O.N.B.6H SBF | 32A 3P+E 400V PION.GN.BLOK.B/DNA 9H SBF | 55.8 | 1 | NR | 54.8 | 1 | NR | 1.825% | OFFICIAL | 3BL24G29F6651HC100 | 30 | 3BL | INSTALLATION BLOC | 24G | IEC309 RANGE | 29F | INTERLOCKED SOCK.OU. | 1 | 12 | NR | 4538.625 | CCM | 764.583 | 688.125 | G | 8011564741744 | 8011564741744 | 8011564697164 | 85366990
GW66442 | COMBIBLOC N.B.IP44 3P+N+E 32A 400V 6H | ZESTAW GN. B/DN IP44 3P+N+E 32A 400V 6H | 55.8 | 1 | NR | 54.8 | 1 | NR | 1.825% | OFFICIAL | 3BL24G29F6571G6100 | 30 | 3BL | INSTALLATION BLOC | 24G | IEC309 RANGE | 29F | INTERLOCKED SOCK.OU. | 1 | 12 | NR | 3851.75 | CCM | 590.25 | 531.225 | G | 8011564097629 | 8011564097629 | 8011564473430 | 85366990
GW66042 | 32A 3P+N+E 400V H.INT.SOCK.O.W.B. 6H CBF | 32A 3P+N+E 400V GNIAZD.POZ.Z DNEM 6H CBF | 95.1 | 1 | NR | 93.4 | 1 | NR | 1.82% | OFFICIAL | 3BL24G29F6631H0100 | 30 | 3BL | INSTALLATION BLOC | 24G | IEC309 RANGE | 29F | INTERLOCKED SOCK.OU. | 1 | 12 | NR | 7800 | CCM | 1.207 | 1.05 | KG | 8011564006034 | 8011564006034 | 8011564365292 | 85366990
GW66237N | 32A 2P+E 230V V.INT.SOCK.O.W.B.6H CBF | 32A 2P+E 230V PION.GN.BLOK.Z DNEM 6H CBF | 95.1 | 1 | NR | 93.4 | 1 | NR | 1.82% | OFFICIAL | 3BL24G29F6671I8100 | 30 | 3BL | INSTALLATION BLOC | 24G | IEC309 RANGE | 29F | INTERLOCKED SOCK.OU. | 1 | 12 | NR | 6125 | CCM | 1.16 | 1.044 | KG | 8011564742550 | 8011564742550 | 8011564697973 | 85366990
GW66781 | MOD.BASE+PAN.W/WIN. G.DIN 1SOCK 16/32A | PODST.MOD+PAN.Z/OKN. SZ.DIN 1GN.16/32A | 95.1 | 1 | NR | 93.4 | 1 | NR | 1.82% | OFFICIAL | 3BL24G29F6711JY100 | 30 | 3BL | INSTALLATION BLOC | 24G | IEC309 RANGE | 29F | INTERLOCKED SOCK.OU. | 1 | 6 | NR | 13113.375 | CCM | 1.726 | 1.471 | KG | 8011564098244 | 8011564098244 | 8011564458918 | 85381000
GW66226N | 16A 2P+E 230V V.INT.SOCK.O.W.B.6H CBF | 16A 2P+E 230V PION.GN.BLOK.Z DNEM 6H CBF | 67.2 | 1 | NR | 66 | 1 | NR | 1.818% | OFFICIAL | 3BL24G29F6671I6100 | 30 | 3BL | INSTALLATION BLOC | 24G | IEC309 RANGE | 29F | INTERLOCKED SOCK.OU. | 1 | 12 | NR | 6125 | CCM | 1.043 | 0.938 | KG | 8011564741362 | 8011564741362 | 8011564696785 | 85366990
GW66439 | COMBIBLOC N.B.IP44 3P+N+E 32A 230V 9H | ZESTAW GN. B/DN IP44 3P+N+E 32A 230V 9H | 61.6 | 1 | NR | 60.5 | 1 | NR | 1.818% | OFFICIAL | 3BL24G29F6571G6100 | 30 | 3BL | INSTALLATION BLOC | 24G | IEC309 RANGE | 29F | INTERLOCKED SOCK.OU. | 1 | 12 | NR | 3851.75 | CCM | 567.096 | 461.078 | G | 8011564097599 | 8011564097599 | 8011564473416 | 85366990
GW66449 | COMBIBLOC W.B.IP55 3P+E 16A 230V 9H | ZESTAW GNIAZD Z/DN IP55 3P+E 16A 230V 9H | 61.6 | 1 | NR | 60.5 | 1 | NR | 1.818% | OFFICIAL | 3BL24G29F6591GG100 | 30 | 3BL | INSTALLATION BLOC | 24G | IEC309 RANGE | 29F | INTERLOCKED SOCK.OU. | 1 | 12 | NR | 3851.75 | CCM | 639.583 | 575.625 | G | 8011564097674 | 8011564097674 | 8011564474161 | 85366990
GW66693 | MOD.BASE 1 INT.SOCKETS 63A IP55 CBF | PODST.MODU.1 GNIAZDO Z BLOK 63A IP55 CBF | 33.6 | 1 | NR | 33 | 1 | NR | 1.818% | OFFICIAL | 3BL24G29F6671II100 | 30 | 3BL | INSTALLATION BLOC | 24G | IEC309 RANGE | 29F | INTERLOCKED SOCK.OU. | 1 | 6 | NR | 12525.583 | CCM | 935.571 | 842.014 | G | 8011564028128 | 8011564028128 | 8011564907157 | 85381000
GW66832 | I.SOCKET IP66 N.B.3P+N+E 16A 400V 6H M.D | GN.BLOK.IP66 B/D 3P+N+E 16A 400V 6H U.M. | 112 | 1 | NR | 110 | 1 | NR | 1.818% | OFFICIAL | 3BL24G29F6731J2100 | 30 | 3BL | INSTALLATION BLOC | 24G | IEC309 RANGE | 29F | INTERLOCKED SOCK.OU. | 1 | 6 | NR | 13039 | CCM | 1.805 | 1.469 | KG | 8011564066564 | 8011564066564 | 8011564389700 | 85366990
GW66986 | I.SOCKET IP66 W.B.3P+E 32A 110V 4H M.D | GNI.BLOK.IP66 Z/DN 3P+E 32A 110V 4H U.M. | 168 | 1 | NR | 165 | 1 | NR | 1.818% | OFFICIAL | 3BL24G29F6731JO100 | 30 | 3BL | INSTALLATION BLOC | 24G | IEC309 RANGE | 29F | INTERLOCKED SOCK.OU. | 1 | 6 | NR | 13039 | CCM | 2.469 | 2.083 | KG | 8011564074477 | 8011564074477 | 8011564401099 | 85366990
GW66301N | 16A 2P+E 110V V.INT.SOCK.O.N.B.4H SBF | 16A 2P+E 110V PION.GN.BLOK.B/DNA 4H SBF | 44.9 | 1 | NR | 44.1 | 1 | NR | 1.814% | OFFICIAL | 3BL24G29F6651HA100 | 30 | 3BL | INSTALLATION BLOC | 24G | IEC309 RANGE | 29F | INTERLOCKED SOCK.OU. | 1 | 12 | NR | 4538.625 | CCM | 0.793 | 0.554 | KG | 8011564741560 | 8011564741560 | 8011564696983 | 85366990
GW66008 | 16A 3P+E 400V H.INT.SOCK.O.W.B. 6H SBF | 16A 3P+E 400V GNIAZD.POZ. Z DNEM 6H SBF | 39.3 | 1 | NR | 38.6 | 1 | NR | 1.813% | OFFICIAL | 3BL24G29F6611GQ100 | 30 | 3BL | INSTALLATION BLOC | 24G | IEC309 RANGE | 29F | INTERLOCKED SOCK.OU. | 1 | 12 | NR | 3851.75 | CCM | 634.917 | 571.425 | G | 8011564005822 | 8011564005822 | 8011564364950 | 85366990
GW66479 | COMBIBLOC N.B.IP55 3P+E 32A 110V 4H | ZESTAW GNIAZD B/DN IP55 3P+E 32A 110V 4H | 67.4 | 1 | NR | 66.2 | 1 | NR | 1.813% | OFFICIAL | 3BL24G29F6591GE100 | 30 | 3BL | INSTALLATION BLOC | 24G | IEC309 RANGE | 29F | INTERLOCKED SOCK.OU. | 1 | 12 | NR | 5083.333 | CCM | 652.5 | 587.25 | G | 8011564097919 | 8011564097919 | 8011564473980 | 85366990
GW66230N | 16A 3P+E 400V V.INT.SOCK.O.W.B.6H CBF | 16A 3P+E 400V PIO.GN.BLO.Z DNEM B.6H CBF | 78.7 | 1 | NR | 77.3 | 1 | NR | 1.811% | OFFICIAL | 3BL24G29F6671I6100 | 30 | 3BL | INSTALLATION BLOC | 24G | IEC309 RANGE | 29F | INTERLOCKED SOCK.OU. | 1 | 12 | NR | 6125 | CCM | 1.098 | 0.989 | KG | 8011564741409 | 8011564741409 | 8011564696822 | 85366990
GW66458 | COMBIBLOC W.B.IP55 3P+N+E 32A 110V 4H | ZESTAW GN. Z/DN IP55 3P+N+E 32A 110V 4H | 84.4 | 1 | NR | 82.9 | 1 | NR | 1.809% | OFFICIAL | 3BL24G29F6591GI100 | 30 | 3BL | INSTALLATION BLOC | 24G | IEC309 RANGE | 29F | INTERLOCKED SOCK.OU. | 1 | 12 | NR | 5083.333 | CCM | 753.833 | 678.45 | G | 8011564097742 | 8011564097742 | 8011564474215 | 85366990
GW66107 | 16A 2P+E 400V H.INT.SOCK.O.N.B. 9H SBF | 16A 2P+E 400V GN.POZ.BEZ DNA BL 9H SBF | 39.4 | 1 | NR | 38.7 | 1 | NR | 1.809% | OFFICIAL | 3BL24G29F6611GM100 | 30 | 3BL | INSTALLATION BLOC | 24G | IEC309 RANGE | 29F | INTERLOCKED SOCK.OU. | 1 | 12 | NR | 3851.75 | CCM | 489.083 | 440.175 | G | 8011564029132 | 8011564029132 | 8011564365384 | 85366990
GW66302N | 16A 3P+E 110V V.INT.SOCK.O.N.B.4H SBF | 16A 3P+E 110V PION.GN.BLOK.B/DNA 4H SBF | 50.7 | 1 | NR | 49.8 | 1 | NR | 1.807% | OFFICIAL | 3BL24G29F6651HA100 | 30 | 3BL | INSTALLATION BLOC | 24G | IEC309 RANGE | 29F | INTERLOCKED SOCK.OU. | 1 | 12 | NR | 4538.625 | CCM | 709.167 | 638.25 | G | 8011564741577 | 8011564741577 | 8011564696990 | 85366990
GW66409 | COMBIBLOC W.B.IP44 3P+N+E 16A 400V 6H | ZESTAW GNI. Z/DN IP44 3P+N+E 16A 400V 6H | 50.7 | 1 | NR | 49.8 | 1 | NR | 1.807% | OFFICIAL | 3BL24G29F6571G8100 | 30 | 3BL | INSTALLATION BLOC | 24G | IEC309 RANGE | 29F | INTERLOCKED SOCK.OU. | 1 | 12 | NR | 3851.75 | CCM | 619.833 | 557.85 | G | 8011564097353 | 8011564097353 | 8011564473584 | 85366990
GW66813 | I.SOCKET IP66 N.B.3P+E 32A 110V 4H CBF | GNI.BLOK.IP66 B/DN 3P+E 32A 110V 4H CBF | 169 | 1 | NR | 166 | 1 | NR | 1.807% | OFFICIAL | 3BL24G29F6711J0100 | 30 | 3BL | INSTALLATION BLOC | 24G | IEC309 RANGE | 29F | INTERLOCKED SOCK.OU. | 1 | 6 | NR | 13039 | CCM | 2.211 | 1.989 | KG | 8011564066144 | 8011564066144 | 8011564389519 | 85366990
GW66821 | I.SOCKET IP66 N.B.3P+E 32A 500V 7H CBF | GNI.BLOK.IP66 B/DN 3P+E 32A 500V 7H CBF | 169 | 1 | NR | 166 | 1 | NR | 1.807% | OFFICIAL | 3BL24G29F6711J0100 | 30 | 3BL | INSTALLATION BLOC | 24G | IEC309 RANGE | 29F | INTERLOCKED SOCK.OU. | 1 | 6 | NR | 13039 | CCM | 2.195 | 2.061 | KG | 8011564066359 | 8011564066359 | 8011564389595 | 85366990
GW66823 | I.SOCKET IP66 N.B.3P+E 32A 380V 3H CBF | GNI.BLOK.IP66 B/DN 3P+E 32A 380V 3H CBF | 169 | 1 | NR | 166 | 1 | NR | 1.807% | OFFICIAL | 3BL24G29F6711J0100 | 30 | 3BL | INSTALLATION BLOC | 24G | IEC309 RANGE | 29F | INTERLOCKED SOCK.OU. | 1 | 6 | NR | 13039 | CCM | 2.174 | 1.956 | KG | 8011564066380 | 8011564066380 | 8011564389618 | 85366990
GW66065N | 2P+E32A230V V.INT.SOCK.O.WB.6H MT60 IP67 | 2P+E32A230V PION.GN.BL/DN.6H MT60 IP67 | 113 | 1 | NR | 111 | 1 | NR | 1.802% | OFFICIAL | 3BL24G29F6681IB100 | 30 | 3BL | INSTALLATION BLOC | 24G | IEC309 RANGE | 29F | INTERLOCKED SOCK.OU. | 1 | 12 | NR | 6125 | CCM | 1.203 | 1.083 | KG | 8011564742505 | 8011564742505 | 8011564697928 | 85366990
GW66534 | I.SOCKET IP66 W.B.3P+N+E 63A 500V 7H DIR | GNI.BLO.IP66 Z/D 3P+N+E 63A 500V 7H BEZP | 226 | 1 | NR | 222 | 1 | NR | 1.802% | OFFICIAL | 3BL24G29F6691JC100 | 30 | 3BL | INSTALLATION BLOC | 24G | IEC309 RANGE | 29F | INTERLOCKED SOCK.OU. | 1 | 3 | NR | 25316.667 | CCM | 3.591 | 2.975 | KG | 8011564098862 | 8011564098862 | 8011564455238 | 85366990
GW66537 | I.SOCKET IP66 N.B.3P+N+E 16A 110V 4H DIR | GNI.BLO.IP66 B/D 3P+N+E 16A 110V 4H BEZP | 113 | 1 | NR | 111 | 1 | NR | 1.802% | OFFICIAL | 3BL24G29F6691IU100 | 30 | 3BL | INSTALLATION BLOC | 24G | IEC309 RANGE | 29F | INTERLOCKED SOCK.OU. | 1 | 6 | NR | 13039 | CCM | 1.79 | 1.385 | KG | 8011564098329 | 8011564098329 | 8011564454927 | 85366990
GW66540 | I.SOCKET IP66 N.B.3P+N+E 16A 230V 9H DIR | GNI.BLO.IP66 B/D 3P+N+E 16A 230V 9H BEZP | 113 | 1 | NR | 111 | 1 | NR | 1.802% | OFFICIAL | 3BL24G29F6691IU100 | 30 | 3BL | INSTALLATION BLOC | 24G | IEC309 RANGE | 29F | INTERLOCKED SOCK.OU. | 1 | 6 | NR | 13039 | CCM | 1.782 | 1.604 | KG | 8011564098350 | 8011564098350 | 8011564454958 | 85366990
GW66545 | I.SOCKET IP66 N.B.3P+N+E 16A 500V 7H DIR | GNI.BLO.IP66 B/D 3P+N+E 16A 500V 7H BEZP | 113 | 1 | NR | 111 | 1 | NR | 1.802% | OFFICIAL | 3BL24G29F6691IU100 | 30 | 3BL | INSTALLATION BLOC | 24G | IEC309 RANGE | 29F | INTERLOCKED SOCK.OU. | 1 | 6 | NR | 13039 | CCM | 1.767 | 1.38 | KG | 8011564098404 | 8011564098404 | 8011564455009 | 85366990
GW66404 | COMBIBLOC W.B.IP44 2P+E 16A 230V 6H | ZESTAW GNIAZD Z/DN IP44 2P+E 16A 230V 6H | 39.6 | 1 | NR | 38.9 | 1 | NR | 1.799% | OFFICIAL | 3BL24G29F6571G8100 | 30 | 3BL | INSTALLATION BLOC | 24G | IEC309 RANGE | 29F | INTERLOCKED SOCK.OU. | 1 | 12 | NR | 3851.75 | CCM | 572.917 | 515.625 | G | 8011564097308 | 8011564097308 | 8011564456419 | 85366990
GW66407 | COMBIBLOC W.B.IP44 2P+E 16A 400V 9H | ZESTAW GNIAZD Z/DN IP44 2P+E 16A 400V 9H | 45.4 | 1 | NR | 44.6 | 1 | NR | 1.794% | OFFICIAL | 3BL24G29F6571G8100 | 30 | 3BL | INSTALLATION BLOC | 24G | IEC309 RANGE | 29F | INTERLOCKED SOCK.OU. | 1 | 12 | NR | 3851.75 | CCM | 575.417 | 517.875 | G | 8011564097339 | 8011564097339 | 8011564473560 | 85366990
GW67246N | 3P+E 63A 110V V.INT.SOCK.O.W.B.4H CBF | 3P+E 63A 110V PION.GN.BLOK.Z DNEM 4H CBF | 227 | 1 | NR | 223 | 1 | NR | 1.794% | OFFICIAL | 3BL24G29F6671IA100 | 30 | 3BL | INSTALLATION BLOC | 24G | IEC309 RANGE | 29F | INTERLOCKED SOCK.OU. | 1 | 4 | NR | 18375 | CCM | 2.465 | 2.112 | KG | 8011564742161 | 8011564742161 | 8011564697584 | 85366990
GW67249N | 3P+E 63A 230V V.INT.SOCK.O.W.B.9H CBF | 3P+E 63A 230V PION.GN.BLOK.Z DNEM 9H CBF | 227 | 1 | NR | 223 | 1 | NR | 1.794% | OFFICIAL | 3BL24G29F6671IA100 | 30 | 3BL | INSTALLATION BLOC | 24G | IEC309 RANGE | 29F | INTERLOCKED SOCK.OU. | 1 | 4 | NR | 18375 | CCM | 2.516 | 2.163 | KG | 8011564742192 | 8011564742192 | 8011564697614 | 85366990
GW66213N | 32A 3P+E 110V V.INT.SOCK.O.W.B.4H SBF | 32A 3P+E 110V PION.GN.BLOK.Z DNEM 4H SBF | 73.8 | 1 | NR | 72.5 | 1 | NR | 1.793% | OFFICIAL | 3BL24G29F6651HG100 | 30 | 3BL | INSTALLATION BLOC | 24G | IEC309 RANGE | 29F | INTERLOCKED SOCK.OU. | 1 | 12 | NR | 6125 | CCM | 1.03 | 0.927 | KG | 8011564741256 | 8011564741256 | 8011564696679 | 85366990
GW66452 | COMBIBLOC W.B.IP55 3P+E 16A 400V 6H | ZESTAW GNIAZD Z/DN IP55 3P+E 16A 400V 6H | 56.8 | 1 | NR | 55.8 | 1 | NR | 1.792% | OFFICIAL | 3BL24G29F6591GG100 | 30 | 3BL | INSTALLATION BLOC | 24G | IEC309 RANGE | 29F | INTERLOCKED SOCK.OU. | 1 | 12 | NR | 3851.75 | CCM | 641.167 | 577.05 | G | 8011564097704 | 8011564097704 | 8011564456440 | 85366990
GW66029 | 16A 2P+E 400V H.INT.SOCK.O.W.B. 9H CBF | 16A 2P+E 400V GNIAZD.POZ. Z DNEM 9H CBF | 62.5 | 1 | NR | 61.4 | 1 | NR | 1.792% | OFFICIAL | 3BL24G29F6631GY100 | 30 | 3BL | INSTALLATION BLOC | 24G | IEC309 RANGE | 29F | INTERLOCKED SOCK.OU. | 1 | 12 | NR | 6400 | CCM | 926.333 | 833.7 | G | 8011564005945 | 8011564005945 | 8011564365162 | 85366990
GW66141 | 32A 3P+E 400V H.INT.SOCK.O.N.B. 6H CBF | 32A 3P+E 400V GN.POZ.BEZ DNA BL 6H CBF | 85.3 | 1 | NR | 83.8 | 1 | NR | 1.79% | OFFICIAL | 3BL24G29F6631GW100 | 30 | 3BL | INSTALLATION BLOC | 24G | IEC309 RANGE | 29F | INTERLOCKED SOCK.OU. | 1 | 12 | NR | 6400 | CCM | 977.75 | 815.71 | G | 8011564029477 | 8011564029477 | 8011564365728 | 85366990
GW66151N | 2P+E16A110V V.INT.SOCK.O.NB.4H MT60 IP67 | 2P+E16A110V PION.GN.BLO.B/D.4H MT60 IP67 | 85.3 | 1 | NR | 83.8 | 1 | NR | 1.79% | OFFICIAL | 3BL24G29F6681ID100 | 30 | 3BL | INSTALLATION BLOC | 24G | IEC309 RANGE | 29F | INTERLOCKED SOCK.OU. | 1 | 12 | NR | 6125 | CCM | 986.777 | 748.123 | G | 8011564740969 | 8011564740969 | 8011564696389 | 85366990
GW66474 | COMBIBLOC N.B.IP55 3P+E 16A 400V 6H | ZESTAW GNIAZD B/DN IP55 3P+E 16A 400V 6H | 45.6 | 1 | NR | 44.8 | 1 | NR | 1.786% | OFFICIAL | 3BL24G29F6591GC100 | 30 | 3BL | INSTALLATION BLOC | 24G | IEC309 RANGE | 29F | INTERLOCKED SOCK.OU. | 1 | 12 | NR | 3851.75 | CCM | 547.583 | 492.825 | G | 8011564097889 | 8011564097889 | 8011564473959 | 85366990
GW66352N | 63A 3P+E 400V V.INT.SOCK.O.N.B.6H CBF | 63A 3P+E 400V PION.GN.BLOK.B/DNA 9H CBF | 171 | 1 | NR | 168 | 1 | NR | 1.786% | OFFICIAL | 3BL24G29F6671I2100 | 30 | 3BL | INSTALLATION BLOC | 24G | IEC309 RANGE | 29F | INTERLOCKED SOCK.OU. | 1 | 4 | NR | 11555.25 | CCM | 2.146 | 1.932 | KG | 8011564742079 | 8011564742079 | 8011564697492 | 85366990
GW68441 | FLOOR M.TOWER 295X200X180 IP55 | WIEŻA PODŁOGOWA 295X200X180 IP55 | 40.1 | 1 | NR | 39.4 | 1 | NR | 1.777% | OFFICIAL | 3BL24G29F6631H8100 | 30 | 3BL | INSTALLATION BLOC | 24G | IEC309 RANGE | 29F | INTERLOCKED SOCK.OU. | 1 | 6 | NR | 8465.625 | CCM | 1.052 | 0.947 | KG | 8011564033528 | 8011564033528 | 8011564347007 | 85371098
GW66167N | 3P+N+E32A230V V.IN.SOC.O.NB.9H MT60 IP67 | 3P+N+E32A230V PIO.GN.BL.B/D.9H MT60 IP67 | 172 | 1 | NR | 169 | 1 | NR | 1.775% | OFFICIAL | 3BL24G29F6681ID100 | 30 | 3BL | INSTALLATION BLOC | 24G | IEC309 RANGE | 29F | INTERLOCKED SOCK.OU. | 1 | 12 | NR | 6125 | CCM | 1.459 | 1.221 | KG | 8011564741102 | 8011564741102 | 8011564696525 | 85366990
GW66968 | I.SOCKET IP66 W.B.2P+E 32A 400V 9H CBF | GNI.BLOK.IP66 Z/DN 2P+E 32A 400V 9H CBF | 172 | 1 | NR | 169 | 1 | NR | 1.775% | OFFICIAL | 3BL24G29F6711JG100 | 30 | 3BL | INSTALLATION BLOC | 24G | IEC309 RANGE | 29F | INTERLOCKED SOCK.OU. | 1 | 6 | NR | 13039 | CCM | 2.507 | 2.196 | KG | 8011564074330 | 8011564074330 | 8011564400955 | 85366990
GW66059N | 3P+N+E16A400V V.IN.SOC.O.WB.6H MT60 IP67 | 3P+N+E16A400V PION.GN.BL/DN.6H MT60 IP67 | 115 | 1 | NR | 113 | 1 | NR | 1.77% | OFFICIAL | 3BL24G29F6681IB100 | 30 | 3BL | INSTALLATION BLOC | 24G | IEC309 RANGE | 29F | INTERLOCKED SOCK.OU. | 1 | 12 | NR | 6125 | CCM | 1.417 | 1.275 | KG | 8011564742499 | 8011564742499 | 8011564697911 | 85366990
GW66257N | 32A 3P+E 380V V.INT.SOCK.O.W.B.3H SBF | 32A 3P+E 380V PION.GN.BLOK.Z DNEM 3H SBF | 69 | 1 | NR | 67.8 | 1 | NR | 1.77% | OFFICIAL | 3BL24G29F6651HG100 | 30 | 3BL | INSTALLATION BLOC | 24G | IEC309 RANGE | 29F | INTERLOCKED SOCK.OU. | 1 | 12 | NR | 6125 | CCM | 1.002 | 0.902 | KG | 8011564741522 | 8011564741522 | 8011564696945 | 85366990
GW66311N | 16A 3P+N+E 500V V.INT.SOCK.O.N.B.7H SBF | 16A 3P+N+E 500V PION.GN.BLO.B/DNA 7H SBF | 57.5 | 1 | NR | 56.5 | 1 | NR | 1.77% | OFFICIAL | 3BL24G29F6651HA100 | 30 | 3BL | INSTALLATION BLOC | 24G | IEC309 RANGE | 29F | INTERLOCKED SOCK.OU. | 1 | 12 | NR | 4538.625 | CCM | 744.167 | 669.75 | G | 8011564741669 | 8011564741669 | 8011564697089 | 85366990
GW66434 | COMBIBLOC N.B.IP44 2P+E 32A 110V 4H | ZESTAW GNIAZD B/DN IP44 2P+E 32A 110V 4H | 46 | 1 | NR | 45.2 | 1 | NR | 1.77% | OFFICIAL | 3BL24G29F6571G6100 | 30 | 3BL | INSTALLATION BLOC | 24G | IEC309 RANGE | 29F | INTERLOCKED SOCK.OU. | 1 | 12 | NR | 3851.75 | CCM | 519.496 | 413.478 | G | 8011564097544 | 8011564097544 | 8011564473355 | 85366990
GW66467 | COMBIBLOC N.B.IP55 2P+E 16A 110V 4H | ZESTAW GNIAZD B/DN IP55 2P+E 16A 110V 4H | 46 | 1 | NR | 45.2 | 1 | NR | 1.77% | OFFICIAL | 3BL24G29F6591GC100 | 30 | 3BL | INSTALLATION BLOC | 24G | IEC309 RANGE | 29F | INTERLOCKED SOCK.OU. | 1 | 12 | NR | 3851.75 | CCM | 519.083 | 467.175 | G | 8011564097810 | 8011564097810 | 8011564473881 | 85366990
GW66469 | COMBIBLOC N.B.IP55 3P+N+E 16A 110V 4H | ZESTAW GN. B/DN IP55 3P+N+E 16A 110V 4H | 57.5 | 1 | NR | 56.5 | 1 | NR | 1.77% | OFFICIAL | 3BL24G29F6591GC100 | 30 | 3BL | INSTALLATION BLOC | 24G | IEC309 RANGE | 29F | INTERLOCKED SOCK.OU. | 1 | 12 | NR | 3851.75 | CCM | 592.583 | 533.325 | G | 8011564097834 | 8011564097834 | 8011564473904 | 85366990
GW66481 | COMBIBLOC N.B.IP55 2P+E 32A 230V 6H | ZESTAW GNIAZD B/DN IP55 2P+E 32A 230V 6H | 57.5 | 1 | NR | 56.5 | 1 | NR | 1.77% | OFFICIAL | 3BL24G29F6591GE100 | 30 | 3BL | INSTALLATION BLOC | 24G | IEC309 RANGE | 29F | INTERLOCKED SOCK.OU. | 1 | 12 | NR | 5083.333 | CCM | 612.5 | 551.25 | G | 8011564097933 | 8011564097933 | 8011564474000 | 85366990
GW66482 | COMBIBLOC N.B.IP55 3P+E 32A 230V 9H | ZESTAW GNIAZD B/DN IP55 3P+E 32A 230V 9H | 69 | 1 | NR | 67.8 | 1 | NR | 1.77% | OFFICIAL | 3BL24G29F6591GE100 | 30 | 3BL | INSTALLATION BLOC | 24G | IEC309 RANGE | 29F | INTERLOCKED SOCK.OU. | 1 | 12 | NR | 5083.333 | CCM | 633.083 | 569.775 | G | 8011564097940 | 8011564097940 | 8011564474017 | 85366990
GW66825 | I.SOCKET IP66 N.B.3P+E 16A 110V 4H M.D | GNI.BLOK.IP66 B/DN 3P+E 16A 110V 4H U.M. | 115 | 1 | NR | 113 | 1 | NR | 1.77% | OFFICIAL | 3BL24G29F6731J2100 | 30 | 3BL | INSTALLATION BLOC | 24G | IEC309 RANGE | 29F | INTERLOCKED SOCK.OU. | 1 | 6 | NR | 13039 | CCM | 1.757 | 1.41 | KG | 8011564066434 | 8011564066434 | 8011564389632 | 85366990
GW66828 | I.SOCKET IP66 N.B.3P+E 16A 230V 9H M.D | GNI.BLOK.IP66 B/DN 3P+E 16A 230V 9H U.M. | 115 | 1 | NR | 113 | 1 | NR | 1.77% | OFFICIAL | 3BL24G29F6731J2100 | 30 | 3BL | INSTALLATION BLOC | 24G | IEC309 RANGE | 29F | INTERLOCKED SOCK.OU. | 1 | 6 | NR | 13039 | CCM | 1.751 | 1.575 | KG | 8011564066496 | 8011564066496 | 8011564389663 | 85366990
GW66833 | I.SOCKET IP66 N.B.3P+E 16A 500V 7H M.D | GNI.BLOK.IP66 B/DN 3P+E 16A 500V 7H U.M. | 115 | 1 | NR | 113 | 1 | NR | 1.77% | OFFICIAL | 3BL24G29F6731J2100 | 30 | 3BL | INSTALLATION BLOC | 24G | IEC309 RANGE | 29F | INTERLOCKED SOCK.OU. | 1 | 6 | NR | 13039 | CCM | 1.786 | 1.4 | KG | 8011564066571 | 8011564066571 | 8011564389717 | 85366990
GW66856 | I.SOCKET IP66 W.B.3P+E 63A 500V 7H CBF | GNI.BLOK.IP66 Z/DN 3P+E 63A 500V 7H CBF | 345 | 1 | NR | 339 | 1 | NR | 1.77% | OFFICIAL | 3BL24G29F6711JI100 | 30 | 3BL | INSTALLATION BLOC | 24G | IEC309 RANGE | 29F | INTERLOCKED SOCK.OU. | 1 | 3 | NR | 25316.667 | CCM | 4.149 | 3.734 | KG | 8011564067295 | 8011564067295 | 8011564390089 | 85366990
GW67359N | 63A 2P+E 230V V.INT.SOCK.O.N.B.6H SBF | 63A 2P+E 220V PION.GN.BLOK.B/DNA 6H SBF | 115 | 1 | NR | 113 | 1 | NR | 1.77% | OFFICIAL | 3BL24G29F6651HD100 | 30 | 3BL | INSTALLATION BLOC | 24G | IEC309 RANGE | 29F | INTERLOCKED SOCK.OU. | 1 | 4 | NR | 11555.25 | CCM | 1.551 | 1.396 | KG | 8011564742406 | 8011564742406 | 8011564697829 | 85366990
GW66121 | 32A 3P+E 500V H.INT.SOCK.O.N.B. 7H SBF | 32A 3P+E 500V GN.POZ.BEZ DNA BL 7H SBF | 51.8 | 1 | NR | 50.9 | 1 | NR | 1.768% | OFFICIAL | 3BL24G29F6611GO100 | 30 | 3BL | INSTALLATION BLOC | 24G | IEC309 RANGE | 29F | INTERLOCKED SOCK.OU. | 1 | 12 | NR | 3851.75 | CCM | 597.083 | 537.375 | G | 8011564029279 | 8011564029279 | 8011564365520 | 85366990
GW66109 | 16A 3P+N+E 400V H.INT.SOCK.O.N.B. 6H SBF | 16A 3P+N+E 400V GN.POZ.BEZ DNA BL 6H SBF | 40.5 | 1 | NR | 39.8 | 1 | NR | 1.759% | OFFICIAL | 3BL24G29F6611GM100 | 30 | 3BL | INSTALLATION BLOC | 24G | IEC309 RANGE | 29F | INTERLOCKED SOCK.OU. | 1 | 12 | NR | 3851.75 | CCM | 559.25 | 503.325 | G | 8011564029156 | 8011564029156 | 8011564365407 | 85366990
GW66168N | 2P+E32A400V V.INT.SOCK.O.NB.9H MT60 IP67 | 2P+E32A400V PION.GN.BLO.B/D.9H MT60 IP67 | 116 | 1 | NR | 114 | 1 | NR | 1.754% | OFFICIAL | 3BL24G29F6681ID100 | 30 | 3BL | INSTALLATION BLOC | 24G | IEC309 RANGE | 29F | INTERLOCKED SOCK.OU. | 1 | 12 | NR | 6125 | CCM | 1.076 | 0.838 | KG | 8011564741119 | 8011564741119 | 8011564696532 | 85366990
GW66336N | 32A 3P+N+E 110V V.INT.SOCK.O.N.B.4H CBF | 32A 3P+N+E 110V PION.GN.BLO.B/DNA 4H CBF | 116 | 1 | NR | 114 | 1 | NR | 1.754% | OFFICIAL | 3BL24G29F6671I0100 | 30 | 3BL | INSTALLATION BLOC | 24G | IEC309 RANGE | 29F | INTERLOCKED SOCK.OU. | 1 | 12 | NR | 6125 | CCM | 1.041 | 0.802 | KG | 8011564741911 | 8011564741911 | 8011564697331 | 85366990
GW66338N | 32A 3P+E 230V V.INT.SOCK.O.N.B.9H CBF | 32A 3P+E 230V PION.GN.BLOK.B/DNA 9H CBF | 116 | 1 | NR | 114 | 1 | NR | 1.754% | OFFICIAL | 3BL24G29F6671I0100 | 30 | 3BL | INSTALLATION BLOC | 24G | IEC309 RANGE | 29F | INTERLOCKED SOCK.OU. | 1 | 12 | NR | 4538.625 | CCM | 959.583 | 863.625 | G | 8011564741935 | 8011564741935 | 8011564697355 | 85366990
GW66358N | 32A 3P+E 380V V.INT.SOCK.O.N.B.3H CBF | 32A 3P+E 380V PION.GN.BLOK.B/DNA 3H CBF | 116 | 1 | NR | 114 | 1 | NR | 1.754% | OFFICIAL | 3BL24G29F6671I0100 | 30 | 3BL | INSTALLATION BLOC | 24G | IEC309 RANGE | 29F | INTERLOCKED SOCK.OU. | 1 | 12 | NR | 4538.625 | CCM | 0.96 | 0.722 | KG | 8011564742123 | 8011564742123 | 8011564697546 | 85366990
GW66504 | I.SOCKET IP66 W.B.2P+E 16A 230V 6H DIR | GNI.BLOK.IP66 Z/DN 2P+E 16A 230V 6H BEZP | 116 | 1 | NR | 114 | 1 | NR | 1.754% | OFFICIAL | 3BL24G29F6691J8100 | 30 | 3BL | INSTALLATION BLOC | 24G | IEC309 RANGE | 29F | INTERLOCKED SOCK.OU. | 1 | 6 | NR | 13039 | CCM | 2.095 | 1.885 | KG | 8011564098565 | 8011564098565 | 8011564454675 | 85366990
GW66804 | I.SOCKET IP66 N.B.2P+E 16A 230V 6H CBF | GNI.BLOK.IP66 B/DN 2P+E 16A 230V 6H CBF | 116 | 1 | NR | 114 | 1 | NR | 1.754% | OFFICIAL | 3BL24G29F6711IY100 | 30 | 3BL | INSTALLATION BLOC | 24G | IEC309 RANGE | 29F | INTERLOCKED SOCK.OU. | 1 | 6 | NR | 13039 | CCM | 1.835 | 1.651 | KG | 8011564066021 | 8011564066021 | 8011564389427 | 85366990
GW66816 | I.SOCKET IP66 N.B.3P+E 32A 230V 9H CBF | GNI.BLOK.IP66 B/DN 3P+E 32A 230V 9H CBF | 174 | 1 | NR | 171 | 1 | NR | 1.754% | OFFICIAL | 3BL24G29F6711J0100 | 30 | 3BL | INSTALLATION BLOC | 24G | IEC309 RANGE | 29F | INTERLOCKED SOCK.OU. | 1 | 6 | NR | 13039 | CCM | 2.181 | 1.962 | KG | 8011564066199 | 8011564066199 | 8011564389540 | 85366990
GW67356N | 63A 2P+E 110V V.INT.SOCK.O.N.B.4H SBF | 63A 2P+E 110V PION.GN.BLOK.B/DNA 4H SBF | 116 | 1 | NR | 114 | 1 | NR | 1.754% | OFFICIAL | 3BL24G29F6651HD100 | 30 | 3BL | INSTALLATION BLOC | 24G | IEC309 RANGE | 29F | INTERLOCKED SOCK.OU. | 1 | 4 | NR | 11555.25 | CCM | 1.545 | 1.391 | KG | 8011564742376 | 8011564742376 | 8011564697799 | 85366990
GW66203N | 16A 3P+N+E 110V V.INT.SOCK.O.W.B.4H SBF | 16A 3P+N+E 110V PIO.GN.BLO.Z DNEM 4H SBF | 64 | 1 | NR | 62.9 | 1 | NR | 1.749% | OFFICIAL | 3BL24G29F6651HE100 | 30 | 3BL | INSTALLATION BLOC | 24G | IEC309 RANGE | 29F | INTERLOCKED SOCK.OU. | 1 | 12 | NR | 6125 | CCM | 1.097 | 0.987 | KG | 8011564741164 | 8011564741164 | 8011564696587 | 85366990
GW66206N | 16A 3P+N+E 230V V.INT.SOCK.O.W.B.9H SBF | 16A 3P+N+E 230V PIO.GN.BLO.Z DNEM 9H SBF | 64 | 1 | NR | 62.9 | 1 | NR | 1.749% | OFFICIAL | 3BL24G29F6651HE100 | 30 | 3BL | INSTALLATION BLOC | 24G | IEC309 RANGE | 29F | INTERLOCKED SOCK.OU. | 1 | 12 | NR | 6125 | CCM | 1.057 | 0.818 | KG | 8011564741195 | 8011564741195 | 8011564696617 | 85366990
GW66211N | 16A 3P+N+E 500V V.INT.SOCK.O.W.B.7H SBF | 16A 3P+N+E 500V PIO.GN.BLO.Z DNEM 7H SBF | 64 | 1 | NR | 62.9 | 1 | NR | 1.749% | OFFICIAL | 3BL24G29F6651HE100 | 30 | 3BL | INSTALLATION BLOC | 24G | IEC309 RANGE | 29F | INTERLOCKED SOCK.OU. | 1 | 12 | NR | 6125 | CCM | 1.054 | 0.816 | KG | 8011564741232 | 8011564741232 | 8011564696655 | 85366990
GW66219N | 32A 3P+E 400V V.INT.SOCK.O.W.B.6H SBF | 32A 3P+E 400V PION.GN.BLOK.Z DNEM 6H SBF | 64 | 1 | NR | 62.9 | 1 | NR | 1.749% | OFFICIAL | 3BL24G29F6651HG100 | 30 | 3BL | INSTALLATION BLOC | 24G | IEC309 RANGE | 29F | INTERLOCKED SOCK.OU. | 1 | 12 | NR | 6125 | CCM | 995.833 | 896.25 | G | 8011564741300 | 8011564741300 | 8011564696723 | 85366990
GW66484 | COMBIBLOC N.B.IP55 2P+E 32A 400V 9H | ZESTAW GNIAZD B/DN IP55 2P+E 32A 400V 9H | 64 | 1 | NR | 62.9 | 1 | NR | 1.749% | OFFICIAL | 3BL24G29F6591GE100 | 30 | 3BL | INSTALLATION BLOC | 24G | IEC309 RANGE | 29F | INTERLOCKED SOCK.OU. | 1 | 12 | NR | 5083.333 | CCM | 615.833 | 554.25 | G | 8011564097964 | 8011564097964 | 8011564474031 | 85366990
GW66348N | 63A 2P+E 230V V.INT.SOCK.O.N.B.6H CBF | 63A 2P+E 230V PION.GN.BLOK.B/DNA 6H CBF | 175 | 1 | NR | 172 | 1 | NR | 1.744% | OFFICIAL | 3BL24G29F6671I2100 | 30 | 3BL | INSTALLATION BLOC | 24G | IEC309 RANGE | 29F | INTERLOCKED SOCK.OU. | 1 | 4 | NR | 11555.25 | CCM | 1.966 | 1.77 | KG | 8011564742031 | 8011564742031 | 8011564697454 | 85366990
GW66743N | FL.BOX WITH LID V.INT.SOCKET OUTLET SBF | PUSZ.Z KOŁN. Z POKR.PION.GNIAZDO SBF | 17.5 | 1 | NR | 17.2 | 1 | NR | 1.744% | OFFICIAL | 3BL24G29F6651HO100 | 30 | 3BL | INSTALLATION BLOC | 24G | IEC309 RANGE | 29F | INTERLOCKED SOCK.OU. | 1 | 10 | NR | 4983.7 | CCM | 455.5 | 409.95 | G | 8011564745124 | 8011564745124 | 8011564699540 | 85381000
GW66820 | I.SOCKET IP66 N.B.3P+N+E 32A 400V 6H CBF | GN.BLOK.IP66 B/DN 3P+N+E 32A 400V 6H CBF | 175 | 1 | NR | 172 | 1 | NR | 1.744% | OFFICIAL | 3BL24G29F6711J0100 | 30 | 3BL | INSTALLATION BLOC | 24G | IEC309 RANGE | 29F | INTERLOCKED SOCK.OU. | 1 | 6 | NR | 13039 | CCM | 2.267 | 1.927 | KG | 8011564066335 | 8011564066335 | 8011564389588 | 85366990
GW66987 | I.SOCKET IP66 W.B.3P+N+E 32A 110V 4H M.D | GN.BLOK.IP66 Z/D 3P+N+E 32A 110V 4H U.M. | 175 | 1 | NR | 172 | 1 | NR | 1.744% | OFFICIAL | 3BL24G29F6731JO100 | 30 | 3BL | INSTALLATION BLOC | 24G | IEC309 RANGE | 29F | INTERLOCKED SOCK.OU. | 1 | 6 | NR | 13039 | CCM | 2.516 | 2.129 | KG | 8011564074484 | 8011564074484 | 8011564401105 | 85366990
GW66990 | I.SOCKET IP66 W.B.3P+N+E 32A 230V 9H M.D | GN.BLOK.IP66 Z/D 3P+N+E 32A 230V 9H U.M. | 175 | 1 | NR | 172 | 1 | NR | 1.744% | OFFICIAL | 3BL24G29F6731JO100 | 30 | 3BL | INSTALLATION BLOC | 24G | IEC309 RANGE | 29F | INTERLOCKED SOCK.OU. | 1 | 6 | NR | 13039 | CCM | 2.54 | 2.153 | KG | 8011564074514 | 8011564074514 | 8011564401136 | 85366990
GW66995 | I.SOCKET IP66 W.B.3P+N+E 32A 500V 7H M.D | GN.BLOK.IP66 Z/D 3P+N+E 32A 500V 7H U.M. | 175 | 1 | NR | 172 | 1 | NR | 1.744% | OFFICIAL | 3BL24G29F6731JO100 | 30 | 3BL | INSTALLATION BLOC | 24G | IEC309 RANGE | 29F | INTERLOCKED SOCK.OU. | 1 | 6 | NR | 13039 | CCM | 2.539 | 2.153 | KG | 8011564074569 | 8011564074569 | 8011564401181 | 85366990
GW66202N | 16A 3P+E 110V V.INT.SOCK.O.W.B.4H SBF | 16A 3P+E 110V PION.GN.BLOK.Z DNEM 4H SBF | 58.4 | 1 | NR | 57.4 | 1 | NR | 1.742% | OFFICIAL | 3BL24G29F6651HE100 | 30 | 3BL | INSTALLATION BLOC | 24G | IEC309 RANGE | 29F | INTERLOCKED SOCK.OU. | 1 | 12 | NR | 6125 | CCM | 948.333 | 853.5 | G | 8011564741157 | 8011564741157 | 8011564696570 | 85366990
GW66210N | 16A 3P+E 500V V.INT.SOCK.O.W.B.7H SBF | 16A 3P+E 500V PION.GN.BLOK.Z DNEM 7H SBF | 58.4 | 1 | NR | 57.4 | 1 | NR | 1.742% | OFFICIAL | 3BL24G29F6651HE100 | 30 | 3BL | INSTALLATION BLOC | 24G | IEC309 RANGE | 29F | INTERLOCKED SOCK.OU. | 1 | 12 | NR | 6125 | CCM | 1.015 | 0.777 | KG | 8011564741225 | 8011564741225 | 8011564696648 | 85366990
GW66485 | COMBIBLOC N.B.IP55 3P+E 32A 400V 6H | ZESTAW GNIAZD B/DN IP55 3P+E 32A 400V 6H | 58.4 | 1 | NR | 57.4 | 1 | NR | 1.742% | OFFICIAL | 3BL24G29F6591GE100 | 30 | 3BL | INSTALLATION BLOC | 24G | IEC309 RANGE | 29F | INTERLOCKED SOCK.OU. | 1 | 12 | NR | 5083.333 | CCM | 647.083 | 582.375 | G | 8011564097971 | 8011564097971 | 8011564474048 | 85366990
GW66003 | 16A 3P+N+E 110V H.INT.SOCK.O.W.B. 4H SBF | 16A 3P+N+E 110V GNIAZD.POZ.Z DNEM 4H SBF | 52.6 | 1 | NR | 51.7 | 1 | NR | 1.741% | OFFICIAL | 3BL24G29F6611GQ100 | 30 | 3BL | INSTALLATION BLOC | 24G | IEC309 RANGE | 29F | INTERLOCKED SOCK.OU. | 1 | 12 | NR | 3851.75 | CCM | 657.25 | 591.525 | G | 8011564005877 | 8011564005877 | 8011564364905 | 85366990
GW66418 | COMBIBLOC W.B.IP44 2P+E 32A 400V 9H | ZESTAW GNIAZD Z/DN IP44 2P+E 32A 400V 9H | 52.6 | 1 | NR | 51.7 | 1 | NR | 1.741% | OFFICIAL | 3BL24G29F6571GA100 | 30 | 3BL | INSTALLATION BLOC | 24G | IEC309 RANGE | 29F | INTERLOCKED SOCK.OU. | 1 | 12 | NR | 3851.75 | CCM | 621.583 | 493.49 | G | 8011564097421 | 8011564097421 | 8011564473850 | 85366990
GW66694 | MOD.BASE 3 INT.SOCKET 16/32A IP55 | PODST.MODUŁ.3 GNIAZDA Z BLOK 16/32A IP55 | 52.6 | 1 | NR | 51.7 | 1 | NR | 1.741% | OFFICIAL | 3BL24G29F6651HM100 | 30 | 3BL | INSTALLATION BLOC | 24G | IEC309 RANGE | 29F | INTERLOCKED SOCK.OU. | 1 | 6 | NR | 16107 | CCM | 1.564 | 1.408 | KG | 8011564040557 | 8011564040557 | 8011564354371 | 85381000
GW66742 | SURF. M. BOX WITH FLANGED LID 2S.O. IP55 | PUSZKA NATYN.Z POKRYW.Z KOŁN.2 GN IP55 | 23.4 | 1 | NR | 23 | 1 | NR | 1.739% | OFFICIAL | 3BL24G29F6671IE100 | 30 | 3BL | INSTALLATION BLOC | 24G | IEC309 RANGE | 29F | INTERLOCKED SOCK.OU. | 1 | 10 | NR | 3996.2 | CCM | 505.5 | 454.95 | G | 8011564065857 | 8011564065857 | 8011564389328 | 85366990
GW66052N | 3P+E16A110V V.INT.SOCK.O.WB.4H MT60 IP67 | 3P+E16A110V PION.GN.BLO./DN.4H MT60 IP67 | 117 | 1 | NR | 115 | 1 | NR | 1.739% | OFFICIAL | 3BL24G29F6681IB100 | 30 | 3BL | INSTALLATION BLOC | 24G | IEC309 RANGE | 29F | INTERLOCKED SOCK.OU. | 1 | 12 | NR | 6125 | CCM | 1.389 | 1.15 | KG | 8011564740822 | 8011564740822 | 8011564696242 | 85366990
GW66501 | I.SOCKET IP66 W.B.2P+E 16A 110V 4H DIR | GNI.BLOK.IP66 Z/DN 2P+E 16A 110V 4H BEZP | 117 | 1 | NR | 115 | 1 | NR | 1.739% | OFFICIAL | 3BL24G29F6691J8100 | 30 | 3BL | INSTALLATION BLOC | 24G | IEC309 RANGE | 29F | INTERLOCKED SOCK.OU. | 1 | 6 | NR | 13039 | CCM | 2.12 | 1.729 | KG | 8011564098534 | 8011564098534 | 8011564454644 | 85366990
GW66801 | I.SOCKET IP66 N.B.2P+E 16A 110V 4H CBF | GNI.BLOK.IP66 B/DN 2P+E 16A 110V 4H CBF | 117 | 1 | NR | 115 | 1 | NR | 1.739% | OFFICIAL | 3BL24G29F6711IY100 | 30 | 3BL | INSTALLATION BLOC | 24G | IEC309 RANGE | 29F | INTERLOCKED SOCK.OU. | 1 | 6 | NR | 13039 | CCM | 1.841 | 1.657 | KG | 8011564065994 | 8011564065994 | 8011564389397 | 85366990
GW66431 | COMBIBLOC N.B.IP44 3P+N+E 16A 400V 6H | ZESTAW GN. B/DN IP44 3P+N+E 16A 400V 6H | 47 | 1 | NR | 46.2 | 1 | NR | 1.732% | OFFICIAL | 3BL24G29F6571G4100 | 30 | 3BL | INSTALLATION BLOC | 24G | IEC309 RANGE | 29F | INTERLOCKED SOCK.OU. | 1 | 12 | NR | 3851.75 | CCM | 545.333 | 490.8 | G | 8011564097537 | 8011564097537 | 8011564473348 | 85366990
GW67255N | 3P+N+T 63A 500V V.INT.SOCK.O.W.B.7H CBF | 3P+N+T 63A 500V PION.GN.BLOK.Z DN.7H CBF | 294 | 1 | NR | 289 | 1 | NR | 1.73% | OFFICIAL | 3BL24G29F6671IA100 | 30 | 3BL | INSTALLATION BLOC | 24G | IEC309 RANGE | 29F | INTERLOCKED SOCK.OU. | 1 | 4 | NR | 18375 | CCM | 2.584 | 2.231 | KG | 8011564742253 | 8011564742253 | 8011564697676 | 85366990
GW66470 | COMBIBLOC N.B.IP55 2P+E 16A 230V 6H | ZESTAW GNIAZD B/DN IP55 2P+E 16A 230V 6H | 41.2 | 1 | NR | 40.5 | 1 | NR | 1.728% | OFFICIAL | 3BL24G29F6591GC100 | 30 | 3BL | INSTALLATION BLOC | 24G | IEC309 RANGE | 29F | INTERLOCKED SOCK.OU. | 1 | 12 | NR | 3851.75 | CCM | 517.333 | 465.6 | G | 8011564097841 | 8011564097841 | 8011564473911 | 85366990
GW66581 | SOCKET I.W.B.3P+E 125A 110V 4H IP66 | GNI.BLOK Z/DN.3P+E 125A 110V 4H IP55 | 2360 | 1 | NR | 2320 | 1 | NR | 1.724% | OFFICIAL | 3BL24G29F6761KL100 | 30 | 3BL | INSTALLATION BLOC | 24G | IEC309 RANGE | 29F | INTERLOCKED SOCK.OU. | 1 | 1 | NR | 76800 | CCM | 10.15 | 9.082 | KG | 8011564110014 | 8011564110014 | 8011564110014 | 85366990
GW66583 | SOCKET I.W.B.3P+E 125A 220V 9H IP66 | GNI.BLOK Z/DN.3P+E 125A 220V 9H IP55 | 2360 | 1 | NR | 2320 | 1 | NR | 1.724% | OFFICIAL | 3BL24G29F6761KL100 | 30 | 3BL | INSTALLATION BLOC | 24G | IEC309 RANGE | 29F | INTERLOCKED SOCK.OU. | 1 | 1 | NR | 76800 | CCM | 10.273 | 9.149 | KG | 8011564110045 | 8011564110045 | 8011564110045 | 85366990
GW67250N | 3P+N+T 63A 230V V.INT.SOCK.O.W.B.9H CBF | 3P+N+T 63A 230V PION.GN.BLOK.Z DN.9H CBF | 238 | 1 | NR | 234 | 1 | NR | 1.709% | OFFICIAL | 3BL24G29F6671IA100 | 30 | 3BL | INSTALLATION BLOC | 24G | IEC309 RANGE | 29F | INTERLOCKED SOCK.OU. | 1 | 4 | NR | 18375 | CCM | 2.627 | 2.274 | KG | 8011564742208 | 8011564742208 | 8011564697621 | 85366990
GW66307N | 16A 2P+E 400V V.INT.SOCK.O.N.B.9H SBF | 16A 2P+E 400V PION.GN.BLOK.B/DNA 6H SBF | 47.8 | 1 | NR | 47 | 1 | NR | 1.702% | OFFICIAL | 3BL24G29F6651HA100 | 30 | 3BL | INSTALLATION BLOC | 24G | IEC309 RANGE | 29F | INTERLOCKED SOCK.OU. | 1 | 12 | NR | 4538.625 | CCM | 0.791 | 0.553 | KG | 8011564741621 | 8011564741621 | 8011564697041 | 85366990
GW66055N | 3P+E16A230V V.INT.SOCK.O.WB.9H MT60 IP67 | 3P+E16A230V PION.GN.BLO./DN.9H MT60 IP67 | 120 | 1 | NR | 118 | 1 | NR | 1.695% | OFFICIAL | 3BL24G29F6681IB100 | 30 | 3BL | INSTALLATION BLOC | 24G | IEC309 RANGE | 29F | INTERLOCKED SOCK.OU. | 1 | 12 | NR | 6125 | CCM | 1.371 | 1.133 | KG | 8011564740846 | 8011564740846 | 8011564696266 | 85366990
GW66062N | 2P+E32A110V V.INT.SOCK.O.WB.4H MT60 IP67 | 2P+E32A110V PION.GN.BL/DN.4H MT60 IP67 | 120 | 1 | NR | 118 | 1 | NR | 1.695% | OFFICIAL | 3BL24G29F6681IB100 | 30 | 3BL | INSTALLATION BLOC | 24G | IEC309 RANGE | 29F | INTERLOCKED SOCK.OU. | 1 | 12 | NR | 6125 | CCM | 1.241 | 1.035 | KG | 8011564740884 | 8011564740884 | 8011564696303 | 85366990
GW66104 | 16A 2P+E 230V H.INT.SOCK.O.N.B. 6H SBF | 16A 2P+E 230V GN.POZ.BEZ DNA BL 6H SBF | 36 | 1 | NR | 35.4 | 1 | NR | 1.695% | OFFICIAL | 3BL24G29F6611GM100 | 30 | 3BL | INSTALLATION BLOC | 24G | IEC309 RANGE | 29F | INTERLOCKED SOCK.OU. | 1 | 12 | NR | 3851.75 | CCM | 496.917 | 447.225 | G | 8011564029101 | 8011564029101 | 8011564365353 | 85366990
GW66153N | 3P+N+E16A110V V.IN.SOC.O.NB.4H MT60 IP67 | 3P+N+E16A110V PIO.GN.BL.B/D.4H MT60 IP67 | 120 | 1 | NR | 118 | 1 | NR | 1.695% | OFFICIAL | 3BL24G29F6681ID100 | 30 | 3BL | INSTALLATION BLOC | 24G | IEC309 RANGE | 29F | INTERLOCKED SOCK.OU. | 1 | 12 | NR | 6125 | CCM | 1.383 | 1.144 | KG | 8011564740983 | 8011564740983 | 8011564696402 | 85366990
GW66741N | BOX WITH LID V.INT.SOCKET OUT.SBF | PUSZKA Z POKR.PION GNIAZDO Z BLOK. SBF | 18 | 1 | NR | 17.7 | 1 | NR | 1.695% | OFFICIAL | 3BL24G29F6651HI100 | 30 | 3BL | INSTALLATION BLOC | 24G | IEC309 RANGE | 29F | INTERLOCKED SOCK.OU. | 1 | 10 | NR | 3312.4 | CCM | 418 | 376.2 | G | 8011564745117 | 8011564745117 | 8011564699533 | 85381000
GW66829 | I.SOCKET IP66 N.B.3P+N+E 16A 230V 9H M.D | GN.BLOK.IP66 B/D 3P+N+E 16A 230V 9H U.M. | 120 | 1 | NR | 118 | 1 | NR | 1.695% | OFFICIAL | 3BL24G29F6731J2100 | 30 | 3BL | INSTALLATION BLOC | 24G | IEC309 RANGE | 29F | INTERLOCKED SOCK.OU. | 1 | 6 | NR | 13039 | CCM | 1.839 | 1.453 | KG | 8011564066502 | 8011564066502 | 8011564389670 | 85366990
GW66834 | I.SOCKET IP66 N.B.3P+N+E 16A 500V 7H M.D | GN.BLOK.IP66 B/D 3P+N+E 16A 500V 7H U.M. | 120 | 1 | NR | 118 | 1 | NR | 1.695% | OFFICIAL | 3BL24G29F6731J2100 | 30 | 3BL | INSTALLATION BLOC | 24G | IEC309 RANGE | 29F | INTERLOCKED SOCK.OU. | 1 | 6 | NR | 13039 | CCM | 1.803 | 1.623 | KG | 8011564066595 | 8011564066595 | 8011564389724 | 85366990
GW66974 | I.SOCKET IP66 W.B.2P+E 16A 110V 4H M.D | GNI.BLOK.IP66 Z/DN 2P+E 16A 110V 4H U.M. | 120 | 1 | NR | 118 | 1 | NR | 1.695% | OFFICIAL | 3BL24G29F6731JM100 | 30 | 3BL | INSTALLATION BLOC | 24G | IEC309 RANGE | 29F | INTERLOCKED SOCK.OU. | 1 | 6 | NR | 13039 | CCM | 2.132 | 1.919 | KG | 8011564074255 | 8011564074255 | 8011564400870 | 85366990
GW66977 | I.SOCKET IP66 W.B.2P+E 16A 230V 6H M.D | GNI.BLOK.IP66 Z/DN 2P+E 16A 230V 6H U.M. | 120 | 1 | NR | 118 | 1 | NR | 1.695% | OFFICIAL | 3BL24G29F6731JM100 | 30 | 3BL | INSTALLATION BLOC | 24G | IEC309 RANGE | 29F | INTERLOCKED SOCK.OU. | 1 | 6 | NR | 13039 | CCM | 2.132 | 1.919 | KG | 8011564074323 | 8011564074323 | 8011564400948 | 85366990
GW66015 | 32A 2P+E 230V H.INT.SOCK.O.W.B. 6H SBF | 32A 2P+E 230V GNIAZD.POZ. Z DNEM 6H SBF | 42.1 | 1 | NR | 41.4 | 1 | NR | 1.691% | OFFICIAL | 3BL24G29F6611GS100 | 30 | 3BL | INSTALLATION BLOC | 24G | IEC309 RANGE | 29F | INTERLOCKED SOCK.OU. | 1 | 12 | NR | 3851.75 | CCM | 699.667 | 582.534 | G | 8011564006102 | 8011564006102 | 8011564365025 | 85366990
GW66105 | 16A 3P+E 230V H.INT.SOCK.O.N.B. 9H SBF | 16A 3P+E 230V GN.POZ.BEZ DNA BL 9H SBF | 42.1 | 1 | NR | 41.4 | 1 | NR | 1.691% | OFFICIAL | 3BL24G29F6611GM100 | 30 | 3BL | INSTALLATION BLOC | 24G | IEC309 RANGE | 29F | INTERLOCKED SOCK.OU. | 1 | 12 | NR | 3851.75 | CCM | 517.25 | 465.525 | G | 8011564029118 | 8011564029118 | 8011564365360 | 85366990
GW67264N | 63A 3P+N+E 400V V.INT.SOCK.O.W.B.6H SBF | 63A 3P+N+E 400V PIO.GN.BLO.Z DNEM 6H SBF | 181 | 1 | NR | 178 | 1 | NR | 1.685% | OFFICIAL | 3BL24G29F6651HH100 | 30 | 3BL | INSTALLATION BLOC | 24G | IEC309 RANGE | 29F | INTERLOCKED SOCK.OU. | 1 | 4 | NR | 11555.25 | CCM | 2.045 | 1.841 | KG | 8011564742345 | 8011564742345 | 8011564697768 | 85366990
GW66508 | I.SOCKET IP66 W.B.3P+E 16A 400V 6H DIR | GNI.BLOK.IP66 Z/DN 3P+E 16A 400V 6H BEZP | 121 | 1 | NR | 119 | 1 | NR | 1.681% | OFFICIAL | 3BL24G29F6691J8100 | 30 | 3BL | INSTALLATION BLOC | 24G | IEC309 RANGE | 29F | INTERLOCKED SOCK.OU. | 1 | 6 | NR | 13039 | CCM | 2.14 | 1.926 | KG | 8011564098602 | 8011564098602 | 8011564454743 | 85366990
GW66067N | 3P+N+E32A230V V.IN.SOC.O.WB.9H MT60 IP67 | 3P+N+E32A230V PION.GN.BL/DN.9H MT60 IP67 | 182 | 1 | NR | 179 | 1 | NR | 1.676% | OFFICIAL | 3BL24G29F6681IB100 | 30 | 3BL | INSTALLATION BLOC | 24G | IEC309 RANGE | 29F | INTERLOCKED SOCK.OU. | 1 | 12 | NR | 6125 | CCM | 1.516 | 1.364 | KG | 8011564740921 | 8011564740921 | 8011564696341 | 85366990
GW66156N | 3P+N+E16A230V V.IN.SOC.O.NB.9H MT60 IP67 | 3P+N+E16A230V PIO.GN.BL.B/D.9H MT60 IP67 | 122 | 1 | NR | 120 | 1 | NR | 1.667% | OFFICIAL | 3BL24G29F6681ID100 | 30 | 3BL | INSTALLATION BLOC | 24G | IEC309 RANGE | 29F | INTERLOCKED SOCK.OU. | 1 | 12 | NR | 6125 | CCM | 1.375 | 1.137 | KG | 8011564741010 | 8011564741010 | 8011564696433 | 85366990
GW66343N | 32A 3P+E 500V V.INT.SOCK.O.N.B.7H CBF | 32A 3P+E 500V PION.GN.BLOK.B/DNA 7H CBF | 122 | 1 | NR | 120 | 1 | NR | 1.667% | OFFICIAL | 3BL24G29F6671I0100 | 30 | 3BL | INSTALLATION BLOC | 24G | IEC309 RANGE | 29F | INTERLOCKED SOCK.OU. | 1 | 12 | NR | 4538.625 | CCM | 1.02 | 0.782 | KG | 8011564741980 | 8011564741980 | 8011564697409 | 85366990
GW66826 | I.SOCKET IP66 N.B.3P+N+E 16A 110V 4H M.D | GN.BLOK.IP66 B/D 3P+N+E 16A 110V 4H U.M. | 122 | 1 | NR | 120 | 1 | NR | 1.667% | OFFICIAL | 3BL24G29F6731J2100 | 30 | 3BL | INSTALLATION BLOC | 24G | IEC309 RANGE | 29F | INTERLOCKED SOCK.OU. | 1 | 6 | NR | 13039 | CCM | 1.844 | 1.458 | KG | 8011564066458 | 8011564066458 | 8011564389649 | 85366990
GW72013 | ND FUSE D02 - E18 - 35A | BEZPIECZNIK ND D02 - E18 - 35A | 1.22 | 1 | NR | 1.2 | 1 | NR | 1.667% | OFFICIAL | 3BL24G29F6791KN100 | 30 | 3BL | INSTALLATION BLOC | 24G | IEC309 RANGE | 29F | INTERLOCKED SOCK.OU. | 10 | 100 | NR | 17.719 | CCM | 14.18 | 12.762 | G | 8011564032019 | 8011564345249 | 8011564345256 | 85361050
GW72092 | DD FUSE DIII E33 FAST ACTING 35A | BEZPIECZNIK DD DIII E33 SZYBKODZIAŁ. 35A | 1.22 | 1 | NR | 1.2 | 1 | NR | 1.667% | OFFICIAL | 3BL24G29F6791KO100 | 30 | 3BL | INSTALLATION BLOC | 24G | IEC309 RANGE | 29F | INTERLOCKED SOCK.OU. | 5 | 20 | NR | 128.344 | CCM | 52.7 | 46.7 | G | 8011564032446 | 8011564346109 | 8011564346116 | 85361050
GW66677 | WALL BOX INTERL.SOCKET 16/32A IP44+FUSEH | PUSZ.NATY.DO GN.Z BLOK.16/32A IP44+U.BEZ | 6.15 | 1 | NR | 6.05 | 1 | NR | 1.653% | OFFICIAL | 3BL24G29F6611H2100 | 30 | 3BL | INSTALLATION BLOC | 24G | IEC309 RANGE | 29F | INTERLOCKED SOCK.OU. | 1 | 10 | NR | 2931.5 | CCM | 220.5 | 175.3 | G | 8011564040366 | 8011564040366 | 8011564354265 | 85381000
GW66682 | FLUSH MOUNT.BOX FOR HOR.INT.+F.HOLD.IP44 | PUSZ.PODTYNK DO GN.POZ.Z/BL+UCH.BEZ.IP44 | 12.3 | 1 | NR | 12.1 | 1 | NR | 1.653% | OFFICIAL | 3BL24G29F6611H4100 | 30 | 3BL | INSTALLATION BLOC | 24G | IEC309 RANGE | 29F | INTERLOCKED SOCK.OU. | 1 | 10 | NR | 5159.7 | CCM | 313.9 | 261.09 | G | 8011564028432 | 8011564028432 | 8011564339897 | 85381000
GW66258N | 32A 3P+E 380V V.INT.SOCK.O.W.B.3H CBF | 32A 3P+E 380V PION.GN.BLOK.Z DNEM 3H CBF | 123 | 1 | NR | 121 | 1 | NR | 1.653% | OFFICIAL | 3BL24G29F6671I8100 | 30 | 3BL | INSTALLATION BLOC | 24G | IEC309 RANGE | 29F | INTERLOCKED SOCK.OU. | 1 | 12 | NR | 6125 | CCM | 1.188 | 0.982 | KG | 8011564741539 | 8011564741539 | 8011564696952 | 85366990
GW66339N | 32A 3P+N+E 230V V.INT.SOCK.O.N.B.9H CBF | 32A 3P+N+E 230V PION.GN.BLO.B/DNA 9H CBF | 123 | 1 | NR | 121 | 1 | NR | 1.653% | OFFICIAL | 3BL24G29F6671I0100 | 30 | 3BL | INSTALLATION BLOC | 24G | IEC309 RANGE | 29F | INTERLOCKED SOCK.OU. | 1 | 12 | NR | 6125 | CCM | 1.008 | 0.769 | KG | 8011564741942 | 8011564741942 | 8011564697362 | 85366990
GW66546 | I.SOCKET IP66 N.B.2P+E 32A 110V 4H DIR | GNI.BLOK.IP66 B/DN 2P+E 32A 110V 4H BEZP | 123 | 1 | NR | 121 | 1 | NR | 1.653% | OFFICIAL | 3BL24G29F6691IW100 | 30 | 3BL | INSTALLATION BLOC | 24G | IEC309 RANGE | 29F | INTERLOCKED SOCK.OU. | 1 | 6 | NR | 13039 | CCM | 1.887 | 1.57 | KG | 8011564098411 | 8011564098411 | 8011564455016 | 85366990
GW66549 | I.SOCKET IP66 N.B.2P+E 32A 230V 6H DIR | GNI.BLOK.IP66 B/DN 2P+E 32A 230V 6H BEZP | 123 | 1 | NR | 121 | 1 | NR | 1.653% | OFFICIAL | 3BL24G29F6691IW100 | 30 | 3BL | INSTALLATION BLOC | 24G | IEC309 RANGE | 29F | INTERLOCKED SOCK.OU. | 1 | 6 | NR | 13039 | CCM | 1.93 | 1.592 | KG | 8011564098442 | 8011564098442 | 8011564455047 | 85366990
GW66807 | I.SOCKET IP66 N.B.2P+E 16A 400V 9H CBF | GNI.BLOK.IP66 B/DN 2P+E 16A 400V 9H CBF | 123 | 1 | NR | 121 | 1 | NR | 1.653% | OFFICIAL | 3BL24G29F6711IY100 | 30 | 3BL | INSTALLATION BLOC | 24G | IEC309 RANGE | 29F | INTERLOCKED SOCK.OU. | 1 | 6 | NR | 13039 | CCM | 1.854 | 1.668 | KG | 8011564066052 | 8011564066052 | 8011564389458 | 85366990
GW67362N | 63A 2P+E 400V V.INT.SOCK.O.N.B.9H SBF | 63A 2P+E 380V PION.GN.BLOK.B/DNA 9H SBF | 123 | 1 | NR | 121 | 1 | NR | 1.653% | OFFICIAL | 3BL24G29F6651HD100 | 30 | 3BL | INSTALLATION BLOC | 24G | IEC309 RANGE | 29F | INTERLOCKED SOCK.OU. | 1 | 4 | NR | 11555.25 | CCM | 1.563 | 1.368 | KG | 8011564742437 | 8011564742437 | 8011564697850 | 85366990
GW67363N | 63A 3P+E 400V V.INT.SOCK.O.N.B.6H SBF | 63A 3P+E 380V PION.GN.BLOK.B/DNA 6H SBF | 123 | 1 | NR | 121 | 1 | NR | 1.653% | OFFICIAL | 3BL24G29F6651HD100 | 30 | 3BL | INSTALLATION BLOC | 24G | IEC309 RANGE | 29F | INTERLOCKED SOCK.OU. | 1 | 4 | NR | 11555.25 | CCM | 1.654 | 1.488 | KG | 8011564742444 | 8011564742444 | 8011564697867 | 85366990
GW66596 | SOCKET I.W.B.3P+N+E 125A 380V 6H IP66-D | GNI.BLOK Z/DN.3P+N+E 125A 380V 6H IP55-D | 3700 | 1 | NR | 3640 | 1 | NR | 1.648% | OFFICIAL | 3BL24G29F6761KM100 | 30 | 3BL | INSTALLATION BLOC | 24G | IEC309 RANGE | 29F | INTERLOCKED SOCK.OU. | 1 | 1 | NR | 76800 | CCM | 11.703 | 10.421 | KG | 8011564110151 | 8011564110151 | 8011564110151 | 85366990
GW66068N | 2P+E32A400V V.INT.SOCK.O.WB.9H MT60 IP67 | 2P+E32A400V PION.GN.BL/DN.9H MT60 IP67 | 124 | 1 | NR | 122 | 1 | NR | 1.639% | OFFICIAL | 3BL24G29F6681IB100 | 30 | 3BL | INSTALLATION BLOC | 24G | IEC309 RANGE | 29F | INTERLOCKED SOCK.OU. | 1 | 12 | NR | 6125 | CCM | 1.242 | 1.036 | KG | 8011564740938 | 8011564740938 | 8011564696358 | 85366990
GW66238N | 32A 3P+E 230V V.INT.SOCK.O.W.B.9H CBF | 32A 3P+E 230V PION.GN.BLOK.Z DNEM 9H CBF | 124 | 1 | NR | 122 | 1 | NR | 1.639% | OFFICIAL | 3BL24G29F6671I8100 | 30 | 3BL | INSTALLATION BLOC | 24G | IEC309 RANGE | 29F | INTERLOCKED SOCK.OU. | 1 | 12 | NR | 6125 | CCM | 1.175 | 1.058 | KG | 8011564741461 | 8011564741461 | 8011564696884 | 85366990
GW66509 | I.SOCKET IP66 W.B.3P+N+E 16A 400V 6H DIR | GNI.BLO.IP66 Z/D 3P+N+E 16A 400V 6H BEZP | 124 | 1 | NR | 122 | 1 | NR | 1.639% | OFFICIAL | 3BL24G29F6691J8100 | 30 | 3BL | INSTALLATION BLOC | 24G | IEC309 RANGE | 29F | INTERLOCKED SOCK.OU. | 1 | 6 | NR | 13039 | CCM | 2.207 | 1.986 | KG | 8011564098619 | 8011564098619 | 8011564454750 | 85366990
GW66838 | I.SOCKET IP66 N.B.2P+E 32A 230V 6H M.D | GNI.BLOK.IP66 B/DN 2P+E 32A 230V 6H U.M. | 124 | 1 | NR | 122 | 1 | NR | 1.639% | OFFICIAL | 3BL24G29F6731J4100 | 30 | 3BL | INSTALLATION BLOC | 24G | IEC309 RANGE | 29F | INTERLOCKED SOCK.OU. | 1 | 6 | NR | 13039 | CCM | 1.958 | 1.656 | KG | 8011564066700 | 8011564066700 | 8011564389762 | 85366990
GW66351N | 63A 2P+E 400V V.INT.SOCK.O.N.B.9H CBF | 63A 2P+E 400V PION.GN.BLOK.B/DNA 6H CBF | 187 | 1 | NR | 184 | 1 | NR | 1.63% | OFFICIAL | 3BL24G29F6671I2100 | 30 | 3BL | INSTALLATION BLOC | 24G | IEC309 RANGE | 29F | INTERLOCKED SOCK.OU. | 1 | 4 | NR | 11555.25 | CCM | 1.943 | 1.59 | KG | 8011564742062 | 8011564742062 | 8011564697485 | 85366990
GW66169N | 3P+E32A400V V.INT.SOCK.O.NB.6H MT60 IP67 | 3P+E32A400V PION.GN.BLO.B/D.6H MT60 IP67 | 125 | 1 | NR | 123 | 1 | NR | 1.626% | OFFICIAL | 3BL24G29F6681ID100 | 30 | 3BL | INSTALLATION BLOC | 24G | IEC309 RANGE | 29F | INTERLOCKED SOCK.OU. | 1 | 12 | NR | 6125 | CCM | 1.148 | 1.033 | KG | 8011564741126 | 8011564741126 | 8011564696549 | 85366990
GW66344N | 32A 3P+N+E 500V V.INT.SOCK.O.N.B.7H CBF | 32A 3P+N+E 500V PION.GN.BLO.B/DNA 7H CBF | 125 | 1 | NR | 123 | 1 | NR | 1.626% | OFFICIAL | 3BL24G29F6671I0100 | 30 | 3BL | INSTALLATION BLOC | 24G | IEC309 RANGE | 29F | INTERLOCKED SOCK.OU. | 1 | 12 | NR | 6125 | CCM | 1.008 | 0.77 | KG | 8011564741997 | 8011564741997 | 8011564697416 | 85366990
GW66507 | I.SOCKET IP66 W.B.2P+E 16A 400V 9H DIR | GNI.BLOK.IP66 Z/DN 2P+E 16A 400V 9H BEZP | 125 | 1 | NR | 123 | 1 | NR | 1.626% | OFFICIAL | 3BL24G29F6691J8100 | 30 | 3BL | INSTALLATION BLOC | 24G | IEC309 RANGE | 29F | INTERLOCKED SOCK.OU. | 1 | 6 | NR | 13039 | CCM | 2.115 | 1.728 | KG | 8011564098596 | 8011564098596 | 8011564454736 | 85366990
GW66835 | I.SOCKET IP66 N.B.2P+E 32A 110V 4H M.D | GNI.BLOK.IP66 B/DN 2P+E 32A 110V 4H U.M. | 125 | 1 | NR | 123 | 1 | NR | 1.626% | OFFICIAL | 3BL24G29F6731J4100 | 30 | 3BL | INSTALLATION BLOC | 24G | IEC309 RANGE | 29F | INTERLOCKED SOCK.OU. | 1 | 6 | NR | 13039 | CCM | 1.949 | 1.638 | KG | 8011564066656 | 8011564066656 | 8011564389731 | 85366990
GW66981 | I.SOCKET IP66 W.B.3P+E 16A 400V 6H M.D | GNI.BLOK.IP66 Z/DN 3P+E 16A 400V 6H U.M. | 125 | 1 | NR | 123 | 1 | NR | 1.626% | OFFICIAL | 3BL24G29F6731JM100 | 30 | 3BL | INSTALLATION BLOC | 24G | IEC309 RANGE | 29F | INTERLOCKED SOCK.OU. | 1 | 6 | NR | 13039 | CCM | 2.18 | 1.836 | KG | 8011564074392 | 8011564074392 | 8011564401013 | 85366990
GW67259N | 63A 2P+E 230V V.INT.SOCK.O.W.B.6H SBF | 63A 2P+E 230V PION.GN.BLOK.Z DNEM 6H SBF | 125 | 1 | NR | 123 | 1 | NR | 1.626% | OFFICIAL | 3BL24G29F6651HH100 | 30 | 3BL | INSTALLATION BLOC | 24G | IEC309 RANGE | 29F | INTERLOCKED SOCK.OU. | 1 | 4 | NR | 11555.25 | CCM | 1.853 | 1.667 | KG | 8011564742291 | 8011564742291 | 8011564697713 | 85366990
GW66353N | 63A 3P+N+E 400V V.INT.SOCK.O.N.B.6H CBF | 63A 3P+N+E 400V PION.GN.BLO.B/DNA 9H CBF | 188 | 1 | NR | 185 | 1 | NR | 1.622% | OFFICIAL | 3BL24G29F6671I2100 | 30 | 3BL | INSTALLATION BLOC | 24G | IEC309 RANGE | 29F | INTERLOCKED SOCK.OU. | 1 | 4 | NR | 11555.25 | CCM | 2.246 | 2.022 | KG | 8011564742086 | 8011564742086 | 8011564697508 | 85366990
GW67248N | 2P+E 63A 230V V.INT.SOCK.O.W.B.6H CBF | 2P+E 63A 230V PION.GN.BLOK.Z DNEM 6H CBF | 188 | 1 | NR | 185 | 1 | NR | 1.622% | OFFICIAL | 3BL24G29F6671IA100 | 30 | 3BL | INSTALLATION BLOC | 24G | IEC309 RANGE | 29F | INTERLOCKED SOCK.OU. | 1 | 4 | NR | 18375 | CCM | 2.726 | 2.454 | KG | 8011564742185 | 8011564742185 | 8011564697607 | 85366990
GW66241N | 32A 3P+E 400V V.INT.SOCK.O.W.B.6H CBF | 32A 3P+E 400V PIO.GN.BLO.Z DNEM B.6H CBF | 126 | 1 | NR | 124 | 1 | NR | 1.613% | OFFICIAL | 3BL24G29F6671I8100 | 30 | 3BL | INSTALLATION BLOC | 24G | IEC309 RANGE | 29F | INTERLOCKED SOCK.OU. | 1 | 12 | NR | 6125 | CCM | 1.05 | 0.945 | KG | 8011564741492 | 8011564741492 | 8011564696914 | 85366990
GW66553 | I.SOCKET IP66 N.B.3P+E 32A 400V 6H DIR | GNI.BLOK.IP66 B/DN 3P+E 32A 400V 6H BEZP | 126 | 1 | NR | 124 | 1 | NR | 1.613% | OFFICIAL | 3BL24G29F6691IW100 | 30 | 3BL | INSTALLATION BLOC | 24G | IEC309 RANGE | 29F | INTERLOCKED SOCK.OU. | 1 | 6 | NR | 13039 | CCM | 1.985 | 1.592 | KG | 8011564098480 | 8011564098480 | 8011564455085 | 85366990
GW66980 | I.SOCKET IP66 W.B.2P+E 16A 400V 9H M.D | GNI.BLOK.IP66 Z/DN 2P+E 16A 400V 9H U.M. | 126 | 1 | NR | 124 | 1 | NR | 1.613% | OFFICIAL | 3BL24G29F6731JM100 | 30 | 3BL | INSTALLATION BLOC | 24G | IEC309 RANGE | 29F | INTERLOCKED SOCK.OU. | 1 | 6 | NR | 13039 | CCM | 2.18 | 1.794 | KG | 8011564074378 | 8011564074378 | 8011564400993 | 85366990
GW67256N | 63A 2P+E 110V V.INT.SOCK.O.W.B.4H SBF | 63A 2P+E 110V PION.GN.BLOK.Z DNEM 4H SBF | 126 | 1 | NR | 124 | 1 | NR | 1.613% | OFFICIAL | 3BL24G29F6651HH100 | 30 | 3BL | INSTALLATION BLOC | 24G | IEC309 RANGE | 29F | INTERLOCKED SOCK.OU. | 1 | 4 | NR | 11555.25 | CCM | 1.884 | 1.531 | KG | 8011564742260 | 8011564742260 | 8011564697683 | 85366990
GW66963 | I.SOCKET IP66 W.B.3P+E 32A 110V 4H CBF | GNI.BLOK.IP66 Z/DN 3P+E 32A 110V 4H CBF | 190 | 1 | NR | 187 | 1 | NR | 1.604% | OFFICIAL | 3BL24G29F6711JG100 | 30 | 3BL | INSTALLATION BLOC | 24G | IEC309 RANGE | 29F | INTERLOCKED SOCK.OU. | 1 | 6 | NR | 13039 | CCM | 2.671 | 2.404 | KG | 8011564074248 | 8011564074248 | 8011564400863 | 85366990
GW66966 | I.SOCKET IP66 W.B.3P+E 32A 230V 9H CBF | GNI.BLOK.IP66 Z/DN 3P+E 32A 230V 9H CBF | 190 | 1 | NR | 187 | 1 | NR | 1.604% | OFFICIAL | 3BL24G29F6711JG100 | 30 | 3BL | INSTALLATION BLOC | 24G | IEC309 RANGE | 29F | INTERLOCKED SOCK.OU. | 1 | 6 | NR | 13039 | CCM | 2.617 | 2.355 | KG | 8011564074293 | 8011564074293 | 8011564400917 | 85366990
GW66971 | I.SOCKET IP66 W.B.3P+E 32A 500V 7H CBF | GNI.BLOK.IP66 Z/DN 3P+E 32A 500V 7H CBF | 190 | 1 | NR | 187 | 1 | NR | 1.604% | OFFICIAL | 3BL24G29F6711JG100 | 30 | 3BL | INSTALLATION BLOC | 24G | IEC309 RANGE | 29F | INTERLOCKED SOCK.OU. | 1 | 6 | NR | 13039 | CCM | 2.621 | 2.358 | KG | 8011564074408 | 8011564074408 | 8011564401020 | 85366990
GW66973 | I.SOCKET IP66 W.B.3P+E 32A 380V 3H CBF | GNI.BLOK.IP66 Z/DN 3P+E 32A 380V 3H CBF | 190 | 1 | NR | 187 | 1 | NR | 1.604% | OFFICIAL | 3BL24G29F6711JG100 | 30 | 3BL | INSTALLATION BLOC | 24G | IEC309 RANGE | 29F | INTERLOCKED SOCK.OU. | 1 | 6 | NR | 13039 | CCM | 2.64 | 2.376 | KG | 8011564074446 | 8011564074446 | 8011564401068 | 85366990
GW67245N | 2P+E 63A 110V V.INT.SOCK.O.W.B.4H CBF | 2P+E 63A 110V PION.GN.BLOK.Z DNEM 4H CBF | 190 | 1 | NR | 187 | 1 | NR | 1.604% | OFFICIAL | 3BL24G29F6671IA100 | 30 | 3BL | INSTALLATION BLOC | 24G | IEC309 RANGE | 29F | INTERLOCKED SOCK.OU. | 1 | 4 | NR | 18375 | CCM | 2.288 | 1.935 | KG | 8011564742154 | 8011564742154 | 8011564697577 | 85366990
GW67252N | 3P+E 63A 400V V.INT.SOCK.O.W.B.6H CBF | 3P+E 63A 400V PION.GN.BLOK.Z DNEM 6H CBF | 197 | 1 | NR | 194 | 1 | NR | 1.546% | OFFICIAL | 3BL24G29F6671IA100 | 30 | 3BL | INSTALLATION BLOC | 24G | IEC309 RANGE | 29F | INTERLOCKED SOCK.OU. | 1 | 4 | NR | 18375 | CCM | 2.861 | 2.575 | KG | 8011564742222 | 8011564742222 | 8011564697645 | 85366990
GW66239N | 32A 3P+N+E 230V V.INT.SOCK.O.W.B.9H CBF | 32A 3P+N+E 230V PIO.GN.BLO.Z DNEM 9H CBF | 132 | 1 | NR | 130 | 1 | NR | 1.538% | OFFICIAL | 3BL24G29F6671I8100 | 30 | 3BL | INSTALLATION BLOC | 24G | IEC309 RANGE | 29F | INTERLOCKED SOCK.OU. | 1 | 12 | NR | 6125 | CCM | 1.235 | 1.029 | KG | 8011564741478 | 8011564741478 | 8011564696891 | 85366990
GW66503 | I.SOCKET IP66 W.B.3P+N+E 16A 110V 4H DIR | GNI.BLO.IP66 Z/D 3P+N+E 16A 110V 4H BEZP | 132 | 1 | NR | 130 | 1 | NR | 1.538% | OFFICIAL | 3BL24G29F6691J8100 | 30 | 3BL | INSTALLATION BLOC | 24G | IEC309 RANGE | 29F | INTERLOCKED SOCK.OU. | 1 | 6 | NR | 13039 | CCM | 2.217 | 1.823 | KG | 8011564098558 | 8011564098558 | 8011564454668 | 85366990
GW66511 | I.SOCKET IP66 W.B.3P+N+E 16A 500V 7H DIR | GNI.BLO.IP66 Z/D 3P+N+E 16A 500V 7H BEZP | 132 | 1 | NR | 130 | 1 | NR | 1.538% | OFFICIAL | 3BL24G29F6691J8100 | 30 | 3BL | INSTALLATION BLOC | 24G | IEC309 RANGE | 29F | INTERLOCKED SOCK.OU. | 1 | 6 | NR | 13039 | CCM | 2.181 | 1.963 | KG | 8011564098633 | 8011564098633 | 8011564454774 | 85366990
GW66586 | SOCKET I.W.B.3P+N+E 125A 380V 6H IP66 | GNI.BLOK Z/DN.3P+N+E 125A 380V 6H IP55 | 2640 | 1 | NR | 2600 | 1 | NR | 1.538% | OFFICIAL | 3BL24G29F6761KL100 | 30 | 3BL | INSTALLATION BLOC | 24G | IEC309 RANGE | 29F | INTERLOCKED SOCK.OU. | 1 | 1 | NR | 76800 | CCM | 10.99 | 9.891 | KG | 8011564110076 | 8011564110076 | 8011564110076 | 85366990
GW66841 | I.SOCKET IP66 N.B.2P+E 32A 400V 9H M.D | GNI.BLOK.IP66 B/DN 2P+E 32A 400V 9H U.M. | 132 | 1 | NR | 130 | 1 | NR | 1.538% | OFFICIAL | 3BL24G29F6731J4100 | 30 | 3BL | INSTALLATION BLOC | 24G | IEC309 RANGE | 29F | INTERLOCKED SOCK.OU. | 1 | 6 | NR | 13039 | CCM | 2.028 | 1.642 | KG | 8011564066762 | 8011564066762 | 8011564389793 | 85366990
GW66842 | I.SOCKET IP66 N.B.3P+E 32A 400V 6H M.D | GNI.BLOK.IP66 B/DN 3P+E 32A 400V 6H U.M. | 132 | 1 | NR | 130 | 1 | NR | 1.538% | OFFICIAL | 3BL24G29F6731J4100 | 30 | 3BL | INSTALLATION BLOC | 24G | IEC309 RANGE | 29F | INTERLOCKED SOCK.OU. | 1 | 6 | NR | 13039 | CCM | 1.973 | 1.776 | KG | 8011564066786 | 8011564066786 | 8011564389809 | 85366990
GW66951 | I.SOCKET IP66 W.B.2P+E 16A 110V 4H CBF | GNI.BLOK.IP66 Z/DN 2P+E 16A 110V 4H CBF | 132 | 1 | NR | 130 | 1 | NR | 1.538% | OFFICIAL | 3BL24G29F6711JE100 | 30 | 3BL | INSTALLATION BLOC | 24G | IEC309 RANGE | 29F | INTERLOCKED SOCK.OU. | 1 | 6 | NR | 13039 | CCM | 2.301 | 1.915 | KG | 8011564074125 | 8011564074125 | 8011564400740 | 85366990
GW66954 | I.SOCKET IP66 W.B.2P+E 16A 230V 6H CBF | GNI.BLOK.IP66 Z/DN 2P+E 16A 230V 6H CBF | 132 | 1 | NR | 130 | 1 | NR | 1.538% | OFFICIAL | 3BL24G29F6711JE100 | 30 | 3BL | INSTALLATION BLOC | 24G | IEC309 RANGE | 29F | INTERLOCKED SOCK.OU. | 1 | 6 | NR | 13039 | CCM | 2.265 | 1.918 | KG | 8011564074156 | 8011564074156 | 8011564400771 | 85366990
GW66983 | I.SOCKET IP66 W.B.3P+E 16A 500V 7H M.D | GNI.BLOK.IP66 Z/DN 3P+E 16A 500V 7H U.M. | 132 | 1 | NR | 130 | 1 | NR | 1.538% | OFFICIAL | 3BL24G29F6731JM100 | 30 | 3BL | INSTALLATION BLOC | 24G | IEC309 RANGE | 29F | INTERLOCKED SOCK.OU. | 1 | 6 | NR | 13039 | CCM | 2.198 | 1.978 | KG | 8011564074439 | 8011564074439 | 8011564401051 | 85366990
GW67262N | 63A 2P+E 400V V.INT.SOCK.O.W.B.9H SBF | 63A 2P+E 400V PION.GN.BLOK.Z DNEM 9H SBF | 132 | 1 | NR | 130 | 1 | NR | 1.538% | OFFICIAL | 3BL24G29F6651HH100 | 30 | 3BL | INSTALLATION BLOC | 24G | IEC309 RANGE | 29F | INTERLOCKED SOCK.OU. | 1 | 4 | NR | 11555.25 | CCM | 1.874 | 1.517 | KG | 8011564742321 | 8011564742321 | 8011564697744 | 85366990
GW67357N | 63A 3P+E 110V V.INT.SOCK.O.N.B.4H SBF | 63A 3P+E 110V PION.GN.BLOK.B/DNA 4H SBF | 132 | 1 | NR | 130 | 1 | NR | 1.538% | OFFICIAL | 3BL24G29F6651HD100 | 30 | 3BL | INSTALLATION BLOC | 24G | IEC309 RANGE | 29F | INTERLOCKED SOCK.OU. | 1 | 4 | NR | 11555.25 | CCM | 1.635 | 1.282 | KG | 8011564742383 | 8011564742383 | 8011564697805 | 85366990
GW67365N | 63A 3P+E 500V V.INT.SOCK.O.N.B.7H SBF | 63A 3P+E 500V PION.GN.BLOK.B/DNA 7H SBF | 132 | 1 | NR | 130 | 1 | NR | 1.538% | OFFICIAL | 3BL24G29F6651HD100 | 30 | 3BL | INSTALLATION BLOC | 24G | IEC309 RANGE | 29F | INTERLOCKED SOCK.OU. | 1 | 4 | NR | 11555.25 | CCM | 1.643 | 1.29 | KG | 8011564742468 | 8011564742468 | 8011564697881 | 85366990
GW66681 | FLUSH MOUNTING BOX FOR HOR.INT.SOCK.OUT. | PUSZKA PODTYNK.DO POZ.GNIAZDA Z BLOK | 9.95 | 1 | NR | 9.8 | 1 | NR | 1.531% | OFFICIAL | 3BL24G29F6611H4100 | 30 | 3BL | INSTALLATION BLOC | 24G | IEC309 RANGE | 29F | INTERLOCKED SOCK.OU. | 1 | 10 | NR | 3337.4 | CCM | 269.9 | 242.91 | G | 8011564028449 | 8011564028449 | 8011564339903 | 85381000
GW66686 | WALL BOX INTERL.SOCKET 63A IP55 | PUSZ.NATY.DO GN.Z BLOK.63A IP55 | 9.95 | 1 | NR | 9.8 | 1 | NR | 1.531% | OFFICIAL | 3BL24G29F6651HI100 | 30 | 3BL | INSTALLATION BLOC | 24G | IEC309 RANGE | 29F | INTERLOCKED SOCK.OU. | 1 | 10 | NR | 4135.4 | CCM | 376.1 | 327.894 | G | 8011564126411 | 8011564126411 | 8011564505551 | 85381000
GW66716N | ADAPTER FLANGE CBF 63A | KOŁNIERZ ADAPTERA CBF 63A | 13.3 | 1 | NR | 13.1 | 1 | NR | 1.527% | OFFICIAL | 3BL24G29F6651HU100 | 30 | 3BL | INSTALLATION BLOC | 24G | IEC309 RANGE | 29F | INTERLOCKED SOCK.OU. | 1 | 10 | NR | 2599.688 | CCM | 199.5 | 179.55 | G | 8011564750715 | 8011564750715 | 8011564702912 | 85389099
GW66056N | 3P+N+E16A230V V.IN.SOC.O.WB.9H MT60 IP67 | 3P+N+E16A230V PION.GN.BL/DN.9H MT60 IP67 | 134 | 1 | NR | 132 | 1 | NR | 1.515% | OFFICIAL | 3BL24G29F6681IB100 | 30 | 3BL | INSTALLATION BLOC | 24G | IEC309 RANGE | 29F | INTERLOCKED SOCK.OU. | 1 | 12 | NR | 6125 | CCM | 1.571 | 1.333 | KG | 8011564740853 | 8011564740853 | 8011564696273 | 85366990
GW66242N | 32A 3P+N+E 400V V.INT.SOCK.O.W.B.6H CBF | 32A 3P+N+E 400V PIO.GN.BLO.Z DNEM 6H CBF | 134 | 1 | NR | 132 | 1 | NR | 1.515% | OFFICIAL | 3BL24G29F6671I8100 | 30 | 3BL | INSTALLATION BLOC | 24G | IEC309 RANGE | 29F | INTERLOCKED SOCK.OU. | 1 | 12 | NR | 6125 | CCM | 1.249 | 1.129 | KG | 8011564742567 | 8011564742567 | 8011564697980 | 85366990
GW66525 | I.SOCKET IP66 W.B.3P+E 63A 110V 4H DIR | GNI.BLOK.IP66 Z/DN 3P+E 63A 110V 4H BEZP | 207 | 1 | NR | 204 | 1 | NR | 1.471% | OFFICIAL | 3BL24G29F6691JC100 | 30 | 3BL | INSTALLATION BLOC | 24G | IEC309 RANGE | 29F | INTERLOCKED SOCK.OU. | 1 | 3 | NR | 25316.667 | CCM | 3.512 | 3.161 | KG | 8011564098770 | 8011564098770 | 8011564455146 | 85366990
GW66964 | I.SOCKET IP66 W.B.3P+N+E 32A 110V 4H CBF | GN.BLOK.IP66 Z/DN 3P+N+E 32A 110V 4H CBF | 207 | 1 | NR | 204 | 1 | NR | 1.471% | OFFICIAL | 3BL24G29F6711JG100 | 30 | 3BL | INSTALLATION BLOC | 24G | IEC309 RANGE | 29F | INTERLOCKED SOCK.OU. | 1 | 6 | NR | 13039 | CCM | 2.747 | 2.361 | KG | 8011564074262 | 8011564074262 | 8011564400887 | 85366990
GW66967 | I.SOCKET IP66 W.B.3P+N+E 32A 230V 9H CBF | GN.BLOK.IP66 Z/DN 3P+N+E 32A 230V 9H CBF | 207 | 1 | NR | 204 | 1 | NR | 1.471% | OFFICIAL | 3BL24G29F6711JG100 | 30 | 3BL | INSTALLATION BLOC | 24G | IEC309 RANGE | 29F | INTERLOCKED SOCK.OU. | 1 | 6 | NR | 13039 | CCM | 2.357 | 2.121 | KG | 8011564074316 | 8011564074316 | 8011564400931 | 85366990
GW66975 | I.SOCKET IP66 W.B.3P+E 16A 110V 4H M.D | GNI.BLOK.IP66 Z/DN 3P+E 16A 110V 4H U.M. | 138 | 1 | NR | 136 | 1 | NR | 1.471% | OFFICIAL | 3BL24G29F6731JM100 | 30 | 3BL | INSTALLATION BLOC | 24G | IEC309 RANGE | 29F | INTERLOCKED SOCK.OU. | 1 | 6 | NR | 13039 | CCM | 2.211 | 1.843 | KG | 8011564074286 | 8011564074286 | 8011564400900 | 85366990
GW67253N | 3P+N+T 63A 400V V.INT.SOCK.O.W.B.6H CBF | 3P+N+T 63A 400V PION.GN.BLOK.Z DN.6H CBF | 207 | 1 | NR | 204 | 1 | NR | 1.471% | OFFICIAL | 3BL24G29F6671IA100 | 30 | 3BL | INSTALLATION BLOC | 24G | IEC309 RANGE | 29F | INTERLOCKED SOCK.OU. | 1 | 4 | NR | 18375 | CCM | 2.984 | 2.685 | KG | 8011564742239 | 8011564742239 | 8011564697652 | 85366990
GW66703N | BLANK LID FOR INTERL.SOCKET 16/32A SBF | POKRYWA LITA DO GN. Z BLOK. 16/32A SBF | 6.95 | 1 | NR | 6.85 | 1 | NR | 1.46% | OFFICIAL | 3BL24G29F6651HS100 | 30 | 3BL | INSTALLATION BLOC | 24G | IEC309 RANGE | 29F | INTERLOCKED SOCK.OU. | 1 | 10 | NR | 499.8 | CCM | 104.5 | 94.05 | G | 8011564749658 | 8011564749658 | 8011564701496 | 85389099
GW66069N | 3P+E32A400V V.INT.SOCK.O.WB.6H MT60 IP67 | 3P+E32A400V PION.GN.BL/DN.6H MT60 IP67 | 141 | 1 | NR | 139 | 1 | NR | 1.439% | OFFICIAL | 3BL24G29F6681IB100 | 30 | 3BL | INSTALLATION BLOC | 24G | IEC309 RANGE | 29F | INTERLOCKED SOCK.OU. | 1 | 12 | NR | 6125 | CCM | 1.342 | 1.208 | KG | 8011564740945 | 8011564740945 | 8011564696365 | 85366990
GW66359N | 160VA 2P 230/24V V.INT.SOCK.O.N.B.SBF | 160VA 2P 230/24V PION.GN.BLOK.B/DNA SBF | 141 | 1 | NR | 139 | 1 | NR | 1.439% | OFFICIAL | 3BL24G29F6651HA100 | 30 | 3BL | INSTALLATION BLOC | 24G | IEC309 RANGE | 29F | INTERLOCKED SOCK.OU. | 1 | 4 | NR | 12459.25 | CCM | 3.028 | 2.725 | KG | 8011564742130 | 8011564742130 | 8011564697553 | 85366990
GW66550 | I.SOCKET IP66 N.B.3P+E 32A 230V 9H DIR | GNI.BLOK.IP66 B/DN 3P+E 32A 230V 9H BEZP | 141 | 1 | NR | 139 | 1 | NR | 1.439% | OFFICIAL | 3BL24G29F6691IW100 | 30 | 3BL | INSTALLATION BLOC | 24G | IEC309 RANGE | 29F | INTERLOCKED SOCK.OU. | 1 | 6 | NR | 13039 | CCM | 1.949 | 1.562 | KG | 8011564098459 | 8011564098459 | 8011564455054 | 85366990
GW66555 | I.SOCKET IP66 N.B.3P+E 32A 500V 7H DIR | GNI.BLOK.IP66 B/DN 3P+E 32A 500V 7H BEZP | 141 | 1 | NR | 139 | 1 | NR | 1.439% | OFFICIAL | 3BL24G29F6691IW100 | 30 | 3BL | INSTALLATION BLOC | 24G | IEC309 RANGE | 29F | INTERLOCKED SOCK.OU. | 1 | 6 | NR | 13039 | CCM | 1.99 | 1.791 | KG | 8011564098503 | 8011564098503 | 8011564455108 | 85366990
GW67263N | 63A 3P+E 400V V.INT.SOCK.O.W.B.6H SBF | 63A 3P+E 400V PION.GN.BLOK.Z DNEM 6H SBF | 141 | 1 | NR | 139 | 1 | NR | 1.439% | OFFICIAL | 3BL24G29F6651HH100 | 30 | 3BL | INSTALLATION BLOC | 24G | IEC309 RANGE | 29F | INTERLOCKED SOCK.OU. | 1 | 4 | NR | 11555.25 | CCM | 1.953 | 1.757 | KG | 8011564742338 | 8011564742338 | 8011564697751 | 85366990
GW66547 | I.SOCKET IP66 N.B.3P+E 32A 110V 4H DIR | GNI.BLOK.IP66 B/DN 3P+E 32A 110V 4H BEZP | 142 | 1 | NR | 140 | 1 | NR | 1.429% | OFFICIAL | 3BL24G29F6691IW100 | 30 | 3BL | INSTALLATION BLOC | 24G | IEC309 RANGE | 29F | INTERLOCKED SOCK.OU. | 1 | 6 | NR | 13039 | CCM | 1.964 | 1.577 | KG | 8011564098428 | 8011564098428 | 8011564455023 | 85366990
GW66557 | I.SOCKET IP66 N.B.3P+E 32A 380V 3H DIR | GNI.BLOK.IP66 B/DN 3P+E 32A 380V 3H BEZP | 142 | 1 | NR | 140 | 1 | NR | 1.429% | OFFICIAL | 3BL24G29F6691IW100 | 30 | 3BL | INSTALLATION BLOC | 24G | IEC309 RANGE | 29F | INTERLOCKED SOCK.OU. | 1 | 6 | NR | 13039 | CCM | 1.966 | 1.769 | KG | 8011564098527 | 8011564098527 | 8011564455122 | 85366990
GW66802 | I.SOCKET IP66 N.B.3P+E 16A 110V 4H CBF | GNI.BLOK.IP66 B/DN 3P+E 16A 110V 4H CBF | 142 | 1 | NR | 140 | 1 | NR | 1.429% | OFFICIAL | 3BL24G29F6711IY100 | 30 | 3BL | INSTALLATION BLOC | 24G | IEC309 RANGE | 29F | INTERLOCKED SOCK.OU. | 1 | 6 | NR | 13039 | CCM | 1.946 | 1.751 | KG | 8011564066007 | 8011564066007 | 8011564389403 | 85366990
GW66810 | I.SOCKET IP66 N.B.3P+E 16A 500V 7H CBF | GNI.BLOK.IP66 B/DN 3P+E 16A 500V 7H CBF | 142 | 1 | NR | 140 | 1 | NR | 1.429% | OFFICIAL | 3BL24G29F6711IY100 | 30 | 3BL | INSTALLATION BLOC | 24G | IEC309 RANGE | 29F | INTERLOCKED SOCK.OU. | 1 | 6 | NR | 13039 | CCM | 1.964 | 1.577 | KG | 8011564066090 | 8011564066090 | 8011564389489 | 85366990
GW66976 | I.SOCKET IP66 W.B.3P+N+E 16A 110V 4H M.D | GN.BLOK.IP66 Z/D 3P+N+E 16A 110V 4H U.M. | 142 | 1 | NR | 140 | 1 | NR | 1.429% | OFFICIAL | 3BL24G29F6731JM100 | 30 | 3BL | INSTALLATION BLOC | 24G | IEC309 RANGE | 29F | INTERLOCKED SOCK.OU. | 1 | 6 | NR | 13039 | CCM | 2.277 | 1.891 | KG | 8011564074309 | 8011564074309 | 8011564400924 | 85366990
GW66979 | I.SOCKET IP66 W.B.3P+N+E 16A 230V 9H M.D | GN.BLOK.IP66 Z/D 3P+N+E 16A 230V 9H U.M. | 142 | 1 | NR | 140 | 1 | NR | 1.429% | OFFICIAL | 3BL24G29F6731JM100 | 30 | 3BL | INSTALLATION BLOC | 24G | IEC309 RANGE | 29F | INTERLOCKED SOCK.OU. | 1 | 6 | NR | 13039 | CCM | 2.272 | 1.886 | KG | 8011564074361 | 8011564074361 | 8011564400986 | 85366990
GW66138 | 32A 3P+E 230V H.INT.SOCK.O.N.B. 9H CBF | 32A 3P+E 230V GN.POZ.BEZ DNA BL 9H CBF | 101 | 1 | NR | 99.6 | 1 | NR | 1.406% | OFFICIAL | 3BL24G29F6631GW100 | 30 | 3BL | INSTALLATION BLOC | 24G | IEC309 RANGE | 29F | INTERLOCKED SOCK.OU. | 1 | 12 | NR | 6400 | CCM | 939.5 | 845.55 | G | 8011564029446 | 8011564029446 | 8011564365698 | 85366990
GW66233N | 16A 3P+N+E 500V V.INT.SOCK.O.W.B.7H CBF | 16A 3P+N+E 500V PIO.GN.BLO.Z DNEM 7H CBF | 101 | 1 | NR | 99.6 | 1 | NR | 1.406% | OFFICIAL | 3BL24G29F6671I6100 | 30 | 3BL | INSTALLATION BLOC | 24G | IEC309 RANGE | 29F | INTERLOCKED SOCK.OU. | 1 | 12 | NR | 6125 | CCM | 1.121 | 0.883 | KG | 8011564741423 | 8011564741423 | 8011564696846 | 85366990
GW66827 | I.SOCKET IP66 N.B.2P+E 16A 230V 6H M.D | GNI.BLOK.IP66 B/DN 2P+E 16A 230V 6H U.M. | 101 | 1 | NR | 99.6 | 1 | NR | 1.406% | OFFICIAL | 3BL24G29F6731J2100 | 30 | 3BL | INSTALLATION BLOC | 24G | IEC309 RANGE | 29F | INTERLOCKED SOCK.OU. | 1 | 6 | NR | 13039 | CCM | 1.714 | 1.543 | KG | 8011564066472 | 8011564066472 | 8011564389656 | 85366990
GW66984 | I.SOCKET IP66 W.B.3P+N+E 16A 500V 7H M.D | GN.BLOK.IP66 Z/D 3P+N+E 16A 500V 7H U.M. | 149 | 1 | NR | 147 | 1 | NR | 1.361% | OFFICIAL | 3BL24G29F6731JM100 | 30 | 3BL | INSTALLATION BLOC | 24G | IEC309 RANGE | 29F | INTERLOCKED SOCK.OU. | 1 | 6 | NR | 13039 | CCM | 2.272 | 1.886 | KG | 8011564074453 | 8011564074453 | 8011564401075 | 85366990
GW66705N | BLANK LID INTERL.SOCKET 63A IP65 | POKRYWA LITA DO GNIAZDA Z BLOK 63A IP65 | 7.9 | 1 | NR | 7.8 | 1 | NR | 1.282% | OFFICIAL | 3BL24G29F6651HS100 | 30 | 3BL | INSTALLATION BLOC | 24G | IEC309 RANGE | 29F | INTERLOCKED SOCK.OU. | 1 | 10 | NR | 838.1 | CCM | 172 | 154.8 | G | 8011564764514 | 8011564764514 | 8011564907102 | 85389099
GW66673 | WATERT.COUPLER FOR MODULAR BASE PG29IP56 | WODOSZCZ.ZŁĄCZKA DO PODST.MODUŁ.PG29IP56 | 1.8 | 1 | NR | 1.78 | 1 | NR | 1.124% | OFFICIAL | 3BL24G29F6751KK100 | 30 | 3BL | INSTALLATION BLOC | 24G | IEC309 RANGE | 29F | INTERLOCKED SOCK.OU. | 10 | 120 | NR | 123.392 | CCM | 20.867 | 14.727 | G | 8011564011762 | 8011564321298 | 8011564321304 | 85389099
GW72001 | ND FUSE D01 - E14 2A | BEZPIECZNIK ND D01 - E14 2A | 1 | 1 | NR | 0.99 | 1 | NR | 1.01% | OFFICIAL | 3BL24G29F6791KN100 | 30 | 3BL | INSTALLATION BLOC | 24G | IEC309 RANGE | 29F | INTERLOCKED SOCK.OU. | 10 | 100 | NR | 10.075 | CCM | 7.09 | 6.381 | G | 8011564031944 | 8011564345102 | 8011564345119 | 85361010
GW72003 | ND FUSE D01 - E14 - 6A | BEZPIECZNIK ND D01 - E14 6A | 1 | 1 | NR | 0.99 | 1 | NR | 1.01% | OFFICIAL | 3BL24G29F6791KN100 | 30 | 3BL | INSTALLATION BLOC | 24G | IEC309 RANGE | 29F | INTERLOCKED SOCK.OU. | 10 | 100 | NR | 10.075 | CCM | 6.77 | 6.093 | G | 8011564031968 | 8011564345140 | 8011564345157 | 85361010
GW72005 | ND FUSE D01 - E14 - 16A | BEZPIECZNIK ND D01 - E14 16A | 1 | 1 | NR | 0.99 | 1 | NR | 1.01% | OFFICIAL | 3BL24G29F6791KN100 | 30 | 3BL | INSTALLATION BLOC | 24G | IEC309 RANGE | 29F | INTERLOCKED SOCK.OU. | 10 | 100 | NR | 10.075 | CCM | 7.7 | 6.93 | G | 8011564031982 | 8011564345188 | 8011564345195 | 85361050
GW72021 | DD FUSE DI E16 WITH TIME LAG 2A | BEZPIECZNIK DD DI E16 Z OPÓŹN.CZAS 2A | 1 | 1 | NR | 0.99 | 1 | NR | 1.01% | OFFICIAL | 3BL24G29F6791KO100 | 30 | 3BL | INSTALLATION BLOC | 24G | IEC309 RANGE | 29F | INTERLOCKED SOCK.OU. | 10 | 50 | NR | 20.15 | CCM | 11.48 | 10.565 | G | 8011564032040 | 8011564345300 | 8011564345317 | 85361010
GW72023 | DD FUSE DI E16 WITH TIME LAG 6A | BEZPIECZNIK DD DI E16 Z OPÓŹN.CZAS 6A | 1 | 1 | NR | 0.99 | 1 | NR | 1.01% | OFFICIAL | 3BL24G29F6791KO100 | 30 | 3BL | INSTALLATION BLOC | 24G | IEC309 RANGE | 29F | INTERLOCKED SOCK.OU. | 10 | 50 | NR | 20.15 | CCM | 11.76 | 10.584 | G | 8011564032064 | 8011564345348 | 8011564345355 | 85361010
GW72065 | DD FUSE DII E27 FAST ACTING 16A | BEZPIECZNIK DD DII E27 SZYBKODZIAŁ. 16A | 1 | 1 | NR | 0.99 | 1 | NR | 1.01% | OFFICIAL | 3BL24G29F6791KO100 | 30 | 3BL | INSTALLATION BLOC | 24G | IEC309 RANGE | 29F | INTERLOCKED SOCK.OU. | 5 | 20 | NR | 75.563 | CCM | 31.4 | 28.26 | G | 8011564032330 | 8011564345881 | 8011564345898 | 85361050
GW66678N | WALL BOX INTERL.SOCKET 16/32A IP67 | PUSZ.NATY.DO GN.Z BLOK.16/32A IP67 IP67 | 7.2 | 1 | NR | 7.45 | 1 | NR | -3.356% | OFFICIAL | 3BL24G29F6651HI100 | 30 | 3BL | INSTALLATION BLOC | 24G | IEC309 RANGE | 29F | INTERLOCKED SOCK.OU. | 1 | 12 | NR | 2350 | CCM | 227.083 | 204.375 | G | 8011564745346 | 8011564745346 | 8011564699724 | 85381000
GW66808 | I.SOCKET IP66 N.B.3P+E 16A 400V 6H CBF | GNI.BLOK.IP66 B/DN 3P+E 16A 400V 6H CBF | 153 | 1 | NR | 159 | 1 | NR | -3.774% | OFFICIAL | 3BL24G29F6711IY100 | 30 | 3BL | INSTALLATION BLOC | 24G | IEC309 RANGE | 29F | INTERLOCKED SOCK.OU. | 1 | 6 | NR | 13039 | CCM | 1.932 | 1.739 | KG | 8011564066069 | 8011564066069 | 8011564389465 | 85366990
GW66020 | 32A 3P+N+E 400V H.INT.SOCK.O.W.B. 6H SBF | 32A 3P+N+E 400V GNIAZD.POZ.Z DNEM 6H SBF | 49.8 | 1 | NR | 51.8 | 1 | NR | -3.861% | OFFICIAL | 3BL24G29F6611GS100 | 30 | 3BL | INSTALLATION BLOC | 24G | IEC309 RANGE | 29F | INTERLOCKED SOCK.OU. | 1 | 12 | NR | 3851.75 | CCM | 775.167 | 697.65 | G | 8011564006133 | 8011564006133 | 8011564365070 | 85366990
GW66009 | 16A 3P+N+E 400V H.INT.SOCK.O.W.B. 6H SBF | 16A 3P+N+E 400V GNIAZD.POZ.Z DNEM 6H SBF | 41.7 | 1 | NR | 43.9 | 1 | NR | -5.011% | OFFICIAL | 3BL24G29F6611GQ100 | 30 | 3BL | INSTALLATION BLOC | 24G | IEC309 RANGE | 29F | INTERLOCKED SOCK.OU. | 1 | 12 | NR | 3851.75 | CCM | 668.667 | 601.8 | G | 8011564005839 | 8011564005839 | 8011564364967 | 85366990
GW66326N | 16A 2P+E 230V V.INT.SOCK.O.N.B.6H CBF | 16A 2P+E 230V PION.GN.BLOK.B/DNA 6H CBF | 51.2 | 1 | NR | 56.4 | 1 | NR | -9.22% | OFFICIAL | 3BL24G29F6671HY100 | 30 | 3BL | INSTALLATION BLOC | 24G | IEC309 RANGE | 29F | INTERLOCKED SOCK.OU. | 1 | 12 | NR | 4538.625 | CCM | 818.75 | 736.875 | G | 8011564741812 | 8011564741812 | 8011564697232 | 85366990
GW66331N | 16A 3P+N+E 400V V.INT.SOCK.O.N.B.6H CBF | 16A 3P+N+E 400V PION.GN.BLO.B/DNA 9H CBF | 63.4 | 1 | NR | 70.1 | 1 | NR | -9.558% | OFFICIAL | 3BL24G29F6671HY100 | 30 | 3BL | INSTALLATION BLOC | 24G | IEC309 RANGE | 29F | INTERLOCKED SOCK.OU. | 1 | 12 | NR | 4538.625 | CCM | 930.833 | 837.75 | G | 8011564741867 | 8011564741867 | 8011564697287 | 85366990
GW68012N | Q-DIN 20M BLIND COV. 560x450x135 IP65 | POKRYWA LITA Q-DIN 20M 560x450x135 IP65 | 119 | 1 | NR | 116 | 1 | NR | 2.586% | OFFICIAL | 3BL25G33F6811L2100 | 30 | 3BL | INSTALLATION BLOC | 25G | Q-DIN & Q-BOX RANGES | 33F | 68 EMPTY Q-DIN/Q-BOX | 1 | 2 | NR | 39340.125 | CCM | 3.973 | 3.575 | KG | 8011564744820 | 8011564699120 | 8011564699120 | 85381000
GW68294 | BLANK COVER IEC309 63A IP65 | POKRYWA LITA IEC309 63A IP65 | 4.05 | 1 | NR | 3.95 | 1 | NR | 2.532% | OFFICIAL | 3BL25G33F6971LH100 | 30 | 3BL | INSTALLATION BLOC | 25G | Q-DIN & Q-BOX RANGES | 33F | 68 EMPTY Q-DIN/Q-BOX | 1 | 10 | NR | 162 | CCM | 42 | 37.8 | G | 8011564764187 | 8011564764187 | 8011564906853 | 85389099
GW68559 | PANEL 5INTERLOCKED SO-OUT16/32A 5SO-OUT | PANEL 5 BLOK.GNIAZD 16/32A 5SO-OUT | 176 | 1 | NR | 172 | 1 | NR | 2.326% | OFFICIAL | 3BL25G33F6971M2100 | 30 | 3BL | INSTALLATION BLOC | 25G | Q-DIN & Q-BOX RANGES | 33F | 68 EMPTY Q-DIN/Q-BOX | 1 | 1 | NR | 70638.75 | CCM | 4.03 | 3.627 | KG | 8011564743397 | 8011564743397 | 8011564743397 | 85389099
GW68432 | CARRIER FOR Q-DIN 14 OR 20M. | WÓZEK DO Q-DIN 14 OR 20M. | 249 | 1 | NR | 244 | 1 | NR | 2.049% | OFFICIAL | 3BL25G33F6971LH100 | 30 | 3BL | INSTALLATION BLOC | 25G | Q-DIN & Q-BOX RANGES | 33F | 68 EMPTY Q-DIN/Q-BOX | 1 | 1 | NR | 125460 | CCM | 10.807 | 9.726 | KG | 8011564033511 | 8011564033511 | 8011564033511 | 85389099
GW68281 | ADAPTING FLANGE S.O. 50X50 | KOŁNIERZ ADAPTERA GNIAZDO 50X50 | 5 | 1 | NR | 4.9 | 1 | NR | 2.041% | OFFICIAL | 3BL25G33F6971LH100 | 30 | 3BL | INSTALLATION BLOC | 25G | Q-DIN & Q-BOX RANGES | 33F | 68 EMPTY Q-DIN/Q-BOX | 1 | 10 | NR | 499.8 | CCM | 50 | 45 | G | 8011564833555 | 8011564833555 | 8011564974449 | 85389099
GW68010N | Q-DIN 14M 3 FLANGES S.O.BL.VR.SBF IP65 | 3 PION.OBUDOWY GNIAZ. Q-DIN 14M SBF IP65 | 101 | 1 | NR | 99 | 1 | NR | 2.02% | OFFICIAL | 3BL25G33F6811L0100 | 30 | 3BL | INSTALLATION BLOC | 25G | Q-DIN & Q-BOX RANGES | 33F | 68 EMPTY Q-DIN/Q-BOX | 1 | 3 | NR | 26078 | CCM | 2.722 | 2.45 | KG | 8011564744813 | 8011564701434 | 8011564699113 | 85381000
GW68013N | Q-DIN 20M 8 FLANGES S.O.16/32A IP65 | 8 OBUDÓW GNIAZDA Q-DIN 20M 16/32A IP65 | 154 | 1 | NR | 151 | 1 | NR | 1.987% | OFFICIAL | 3BL25G33F6811L2100 | 30 | 3BL | INSTALLATION BLOC | 25G | Q-DIN & Q-BOX RANGES | 33F | 68 EMPTY Q-DIN/Q-BOX | 1 | 2 | NR | 39340.125 | CCM | 4.025 | 3.623 | KG | 8011564744905 | 8011564699205 | 8011564699205 | 85381000
GW68014N | Q-DIN 20M 4 FLANGES S.O.BL.HOR.CBF IP65 | 4 POZ.OBUDOWY GNIAZ. Q-DIN 20M CBF IP65 | 154 | 1 | NR | 151 | 1 | NR | 1.987% | OFFICIAL | 3BL25G33F6811L2100 | 30 | 3BL | INSTALLATION BLOC | 25G | Q-DIN & Q-BOX RANGES | 33F | 68 EMPTY Q-DIN/Q-BOX | 1 | 2 | NR | 39340.125 | CCM | 4.033 | 3.629 | KG | 8011564744837 | 8011564699137 | 8011564699137 | 85381000
GW68021N | Q-DIN 20M 2S.O.63A 4S.O.16/32A IP65 | 2 O.GN.63A 4 O.GN.16/32A Q-DIN 20M IP65 | 154 | 1 | NR | 151 | 1 | NR | 1.987% | OFFICIAL | 3BL25G33F6811L2100 | 30 | 3BL | INSTALLATION BLOC | 25G | Q-DIN & Q-BOX RANGES | 33F | 68 EMPTY Q-DIN/Q-BOX | 1 | 2 | NR | 39340.125 | CCM | 4.058 | 3.652 | KG | 8011564744882 | 8011564699182 | 8011564699182 | 85381000
GW68022N | Q-DIN 20M 1S.O.BL.63A2S.O.BL.16/32A IP65 | 1 O.GN.63A 2 O.GN.16/32A Q-DIN 20M IP65 | 154 | 1 | NR | 151 | 1 | NR | 1.987% | OFFICIAL | 3BL25G33F6811L2100 | 30 | 3BL | INSTALLATION BLOC | 25G | Q-DIN & Q-BOX RANGES | 33F | 68 EMPTY Q-DIN/Q-BOX | 1 | 2 | NR | 39340.125 | CCM | 4.063 | 3.656 | KG | 8011564744899 | 8011564699199 | 8011564699199 | 85381000
GW68463 | Q-BOX 4/6 CONSTRUCTION SITE SUPPORT | Q-BOX 4/6 POKRYWA NA BUDOWĘ | 632 | 1 | NR | 620 | 1 | NR | 1.935% | OFFICIAL | 3BL25G33F6971M2100 | 30 | 3BL | INSTALLATION BLOC | 25G | Q-DIN & Q-BOX RANGES | 33F | 68 EMPTY Q-DIN/Q-BOX | 1 | 1 | NR | 242208 | CCM | 21.5 | 19.35 | KG | 8011564068568 | 8011564068568 | 8011564068568 | 85389099
GW80401 | RETTA 75W E27 IP44 TRANSP.INCANDESC.LAMP | RETTA 75W E27 IP44 LAMPA PRZEŹR. ŻAROWA | 16 | 1 | NR | 15.7 | 1 | NR | 1.911% | OFFICIAL | 3BL25G33F6971M2100 | 30 | 3BL | INSTALLATION BLOC | 25G | Q-DIN & Q-BOX RANGES | 33F | 68 EMPTY Q-DIN/Q-BOX | 1 | 12 | NR | 2908.594 | CCM | 286.333 | 257.7 | G | 8011564014503 | 8011564324213 | 8011564324213 | 94051940
GW68001N | Q-DIN 5M 3 FLANGES S.O.16A IP65 | 3 OBUDOWY GNIAZDA Q-DIN 5M 16A IP65 | 32.4 | 1 | NR | 31.8 | 1 | NR | 1.887% | OFFICIAL | 3BL25G33F6831KU100 | 30 | 3BL | INSTALLATION BLOC | 25G | Q-DIN & Q-BOX RANGES | 33F | 68 EMPTY Q-DIN/Q-BOX | 1 | 8 | NR | 6449.625 | CCM | 778.125 | 700.313 | G | 8011564744721 | 8011564699021 | 8011564699021 | 85381000
GW68007N | Q-DIN 14M.BLIND COV. 510X320X135 IP65 | POKRYWA LITA Q-DIN 14M 510X320X135 IP65 | 108 | 1 | NR | 106 | 1 | NR | 1.887% | OFFICIAL | 3BL25G33F6811L0100 | 30 | 3BL | INSTALLATION BLOC | 25G | Q-DIN & Q-BOX RANGES | 33F | 68 EMPTY Q-DIN/Q-BOX | 1 | 3 | NR | 26078 | CCM | 2.845 | 2.561 | KG | 8011564744783 | 8011564699083 | 8011564699083 | 85381000
GW68296 | BLIND COVER FOR 50X50 DEVICE IP65 | POKRYWA LITA DO URZĄDZENIA 50X50 IP65 | 2.7 | 1 | NR | 2.65 | 1 | NR | 1.887% | OFFICIAL | 3BL25G33F6971LH100 | 30 | 3BL | INSTALLATION BLOC | 25G | Q-DIN & Q-BOX RANGES | 33F | 68 EMPTY Q-DIN/Q-BOX | 1 | 10 | NR | 499.8 | CCM | 37.367 | 15.458 | G | 8011564833548 | 8011564833548 | 8011564974432 | 85389099
GW68552 | DIN PANEL 12M | PANEL DIN 12M | 108 | 1 | NR | 106 | 1 | NR | 1.887% | OFFICIAL | 3BL25G33F6971M2100 | 30 | 3BL | INSTALLATION BLOC | 25G | Q-DIN & Q-BOX RANGES | 33F | 68 EMPTY Q-DIN/Q-BOX | 1 | 1 | NR | 26173.875 | CCM | 2.28 | 2.052 | KG | 8011564743328 | 8011564743328 | 8011564743328 | 85389099
GW68554 | PANEL 4 COMBIBLOC 16/32A | PANEL 4 ZESTAW.GNIAZD 16/32A | 108 | 1 | NR | 106 | 1 | NR | 1.887% | OFFICIAL | 3BL25G33F6971M2100 | 30 | 3BL | INSTALLATION BLOC | 25G | Q-DIN & Q-BOX RANGES | 33F | 68 EMPTY Q-DIN/Q-BOX | 1 | 1 | NR | 26173.875 | CCM | 2.11 | 1.899 | KG | 8011564743342 | 8011564743342 | 8011564743342 | 85389099
GW80403 | RETTA 75W E27 IP44 RED INCANDESC.LAMP | RETTA 75W E27 IP44 LAMPA ŻAROWA CZERWONA | 16.2 | 1 | NR | 15.9 | 1 | NR | 1.887% | OFFICIAL | 3BL25G33F6971M2100 | 30 | 3BL | INSTALLATION BLOC | 25G | Q-DIN & Q-BOX RANGES | 33F | 68 EMPTY Q-DIN/Q-BOX | 1 | 12 | NR | 2908.594 | CCM | 289.917 | 260.925 | G | 8011564014527 | 8011564324237 | 8011564324237 | 94051940
GW68005N | Q-DIN 14M 3 FLANGES S.O.16/32A IP65 | 3 OBUDOWY GNIAZDA Q-DIN 14M 16/32A IP65 | 75.7 | 1 | NR | 74.3 | 1 | NR | 1.884% | OFFICIAL | 3BL25G33F6811KY100 | 30 | 3BL | INSTALLATION BLOC | 25G | Q-DIN & Q-BOX RANGES | 33F | 68 EMPTY Q-DIN/Q-BOX | 1 | 4 | NR | 19558.5 | CCM | 2.175 | 1.882 | KG | 8011564744769 | 8011564699069 | 8011564699069 | 85381000
GW68006N | Q-DIN 14M.2 FLANGES S.O.BL.HOR.SBF IP65 | 2 POZ.OBUDOWY GNIAZDA Q-DIN 14M SBF IP65 | 75.7 | 1 | NR | 74.3 | 1 | NR | 1.884% | OFFICIAL | 3BL25G33F6811KY100 | 30 | 3BL | INSTALLATION BLOC | 25G | Q-DIN & Q-BOX RANGES | 33F | 68 EMPTY Q-DIN/Q-BOX | 1 | 4 | NR | 19558.5 | CCM | 2.169 | 1.952 | KG | 8011564744776 | 8011564699076 | 8011564699076 | 85381000
GW68466 | Q-BOX 6 UNWIRED | Q-BOX 6 NIEOKABLOWANA | 1090 | 1 | NR | 1070 | 1 | NR | 1.869% | OFFICIAL | 3BL25G33F6931M0100 | 30 | 3BL | INSTALLATION BLOC | 25G | Q-DIN & Q-BOX RANGES | 33F | 68 EMPTY Q-DIN/Q-BOX | 1 | 1 | NR | 264901 | CCM | 23.4 | 21.06 | KG | 8011564040649 | 8011564040649 | 8011564040649 | 85381000
GW68591 | FIXING KIT FOR ONE-WAY SWITCHES | ZESTAW MOC.DO ŁĄCZNIKÓW POJEDYNCZYCH | 33.6 | 1 | NR | 33 | 1 | NR | 1.818% | OFFICIAL | 3BL25G33F6971M2100 | 30 | 3BL | INSTALLATION BLOC | 25G | Q-DIN & Q-BOX RANGES | 33F | 68 EMPTY Q-DIN/Q-BOX | 1 | 20 | NR | 537.469 | CCM | 559.658 | 540.136 | G | 8011564746817 | 8011564746817 | 8011564700918 | 85389099
GW68556 | PANEL 2INTERLOCKED SO-OUT16/32A 2BH | PANEL 2 BLOK.GNIAZDA 16/32A 2BH | 112 | 1 | NR | 110 | 1 | NR | 1.818% | OFFICIAL | 3BL25G33F6971M2100 | 30 | 3BL | INSTALLATION BLOC | 25G | Q-DIN & Q-BOX RANGES | 33F | 68 EMPTY Q-DIN/Q-BOX | 1 | 1 | NR | 26173.875 | CCM | 2.1 | 1.89 | KG | 8011564743366 | 8011564743366 | 8011564743366 | 85389099
GW68551 | BLIND PANEL Q-BOX | PANEL LITY Q-BOX | 90.5 | 1 | NR | 88.9 | 1 | NR | 1.8% | OFFICIAL | 3BL25G33F6971M2100 | 30 | 3BL | INSTALLATION BLOC | 25G | Q-DIN & Q-BOX RANGES | 33F | 68 EMPTY Q-DIN/Q-BOX | 1 | 1 | NR | 26173.875 | CCM | 2.017 | 1.515 | KG | 8011564743311 | 8011564743311 | 8011564743311 | 85389099
GW68019N | Q-DIN 10M 2 FLANGES S.O.BL.HOR.SBF IP65 | 2 POZ.OBUDOWY GNIAZDA Q-DIN 10M SBF IP65 | 62.5 | 1 | NR | 61.4 | 1 | NR | 1.792% | OFFICIAL | 3BL25G33F6811KW100 | 30 | 3BL | INSTALLATION BLOC | 25G | Q-DIN & Q-BOX RANGES | 33F | 68 EMPTY Q-DIN/Q-BOX | 1 | 6 | NR | 11170.333 | CCM | 1.5 | 1.36 | KG | 8011564744875 | 8011564699175 | 8011564699175 | 85381000
GW68436N | Q-DIN 10/14/20 TRANSPORTATION HANDLE | Q-DIN 10/14/20 UCHWYT TRANSPORTOWY | 80.2 | 1 | NR | 78.8 | 1 | NR | 1.777% | OFFICIAL | 3BL25G33F6971LH100 | 30 | 3BL | INSTALLATION BLOC | 25G | Q-DIN & Q-BOX RANGES | 33F | 68 EMPTY Q-DIN/Q-BOX | 1 | 10 | NR | 666.93 | CCM | 253.5 | 228.15 | G | 8011564749870 | 8011564749870 | 8011564450103 | 85389099
GW68433 | TUBOLAR METAL SUPPORT FOR Q-DIN 14/20 | STOJAK Z RUREK METALOWYCH Q-DIN 14/20 | 115 | 1 | NR | 113 | 1 | NR | 1.77% | OFFICIAL | 3BL25G33F6971LH100 | 30 | 3BL | INSTALLATION BLOC | 25G | Q-DIN & Q-BOX RANGES | 33F | 68 EMPTY Q-DIN/Q-BOX | 1 | 1 | NR | 125460 | CCM | 4.658 | 4.192 | KG | 8011564068698 | 8011564068698 | 8011564068698 | 85389099
GW68004N | Q-DIN 14M.BLIND COV. 360X320X135 IP65 | POKRYWA LITA Q-DIN 14M 360X320X135 IP65 | 86.3 | 1 | NR | 84.8 | 1 | NR | 1.769% | OFFICIAL | 3BL25G33F6811KY100 | 30 | 3BL | INSTALLATION BLOC | 25G | Q-DIN & Q-BOX RANGES | 33F | 68 EMPTY Q-DIN/Q-BOX | 1 | 4 | NR | 19558.5 | CCM | 2.16 | 1.944 | KG | 8011564744752 | 8011564699052 | 8011564699052 | 85381000
GW68431 | SUPPORT FOR Q-DIN 10 MOD. | POKRYWA DO Q-DIN 10 MOD. | 63.8 | 1 | NR | 62.7 | 1 | NR | 1.754% | OFFICIAL | 3BL25G33F6971LH100 | 30 | 3BL | INSTALLATION BLOC | 25G | Q-DIN & Q-BOX RANGES | 33F | 68 EMPTY Q-DIN/Q-BOX | 1 | 1 | NR | 53792 | CCM | 2.386 | 2.147 | KG | 8011564029675 | 8011564029675 | 8011564029675 | 85389099
GW68008N | Q-DIN 14M 6 FLANGES S.O.16/32A IP65 | 6 OBUDÓW GNIAZDA Q-DIN 14M 16/32A IP65 | 99.5 | 1 | NR | 97.8 | 1 | NR | 1.738% | OFFICIAL | 3BL25G33F6811L0100 | 30 | 3BL | INSTALLATION BLOC | 25G | Q-DIN & Q-BOX RANGES | 33F | 68 EMPTY Q-DIN/Q-BOX | 1 | 3 | NR | 26078 | CCM | 2.843 | 2.559 | KG | 8011564744790 | 8011564701410 | 8011564699090 | 85381000
GW68009N | Q-DIN 14M 4 FLANGES S.O.BL.HOR.SBF IP65 | 4 POZ.OBUDOWY GNIAZDA Q-DIN 14M SBF IP65 | 99.5 | 1 | NR | 97.8 | 1 | NR | 1.738% | OFFICIAL | 3BL25G33F6811L0100 | 30 | 3BL | INSTALLATION BLOC | 25G | Q-DIN & Q-BOX RANGES | 33F | 68 EMPTY Q-DIN/Q-BOX | 1 | 3 | NR | 26078 | CCM | 2.666 | 2.162 | KG | 8011564744806 | 8011564701427 | 8011564699106 | 85381000
GW68465 | Q-BOX 4 UNWIRED | Q-BOX 4 NIEOKABLOWANA | 879 | 1 | NR | 864 | 1 | NR | 1.736% | OFFICIAL | 3BL25G33F6931M0100 | 30 | 3BL | INSTALLATION BLOC | 25G | Q-DIN & Q-BOX RANGES | 33F | 68 EMPTY Q-DIN/Q-BOX | 1 | 1 | NR | 264901 | CCM | 18.2 | 16.38 | KG | 8011564040625 | 8011564040625 | 8011564040625 | 85381000
GW80409 | TARTA 60W E27 IP44 INCAND. TRANSPARENT | TARTA 60W E27 IP44 ŻAROWA PRZEŹROCZYSTA | 12 | 1 | NR | 11.8 | 1 | NR | 1.695% | OFFICIAL | 3BL25G33F6971M2100 | 30 | 3BL | INSTALLATION BLOC | 25G | Q-DIN & Q-BOX RANGES | 33F | 68 EMPTY Q-DIN/Q-BOX | 1 | 36 | NR | 2684.5 | CCM | 232.861 | 200 | G | 8011564014589 | 8011564516519 | 8011564516519 | 94051940
GW80411 | TARTA 60W E27 IP44 INCAND. RED | TARTA 60W E27 IP44 ŻAROWA CZERWONA | 12 | 1 | NR | 11.8 | 1 | NR | 1.695% | OFFICIAL | 3BL25G33F6971M2100 | 30 | 3BL | INSTALLATION BLOC | 25G | Q-DIN & Q-BOX RANGES | 33F | 68 EMPTY Q-DIN/Q-BOX | 1 | 36 | NR | 2684.5 | CCM | 238.778 | 217.006 | G | 8011564014602 | 8011564516533 | 8011564516533 | 94051940
GW80412 | TARTA 60W E27 IP44 INCAND. GREEN | TARTA 60W E27 IP44 ŻAROWA ZIELONA | 12 | 1 | NR | 11.8 | 1 | NR | 1.695% | OFFICIAL | 3BL25G33F6971M2100 | 30 | 3BL | INSTALLATION BLOC | 25G | Q-DIN & Q-BOX RANGES | 33F | 68 EMPTY Q-DIN/Q-BOX | 1 | 36 | NR | 2684.5 | CCM | 236.083 | 202.01 | G | 8011564014619 | 8011564516540 | 8011564516540 | 94051940
GW68024N | SUPPLEMENTARY MODULE 20M IP65 | MODUŁ DODATKOWY 20M IP65 | 66.5 | 1 | NR | 65.4 | 1 | NR | 1.682% | OFFICIAL | 3BL25G33F6971LH100 | 30 | 3BL | INSTALLATION BLOC | 25G | Q-DIN & Q-BOX RANGES | 33F | 68 EMPTY Q-DIN/Q-BOX | 1 | 3 | NR | 17199 | CCM | 2.375 | 2.138 | KG | 8011564746329 | 8011564746329 | 8011564700628 | 85381000
GW68293 | BLANK COVER IEC309 32A IP65 | POKRYWA LITA IEC309 32A IP65 | 3.05 | 1 | NR | 3 | 1 | NR | 1.667% | OFFICIAL | 3BL25G33F6971LH100 | 30 | 3BL | INSTALLATION BLOC | 25G | Q-DIN & Q-BOX RANGES | 33F | 68 EMPTY Q-DIN/Q-BOX | 1 | 10 | NR | 162 | CCM | 31.5 | 28.35 | G | 8011564764170 | 8011564764170 | 8011564906846 | 85389099
GW68505 | Q-BOX PLUG/SOCKET-OUTLET BLOCK + LOCK | BLOK WTYCZKA/GNIAZDO Q-BOX+ ZAMEK | 30.5 | 1 | NR | 30 | 1 | NR | 1.667% | OFFICIAL | 3BL25G33F6971M2100 | 30 | 3BL | INSTALLATION BLOC | 25G | Q-DIN & Q-BOX RANGES | 33F | 68 EMPTY Q-DIN/Q-BOX | 1 | 10 | NR | 423.225 | CCM | 104.2 | 91.434 | G | 8011564099524 | 8011564099524 | 8011564458956 | 85389099
GW68002N | Q-DIN 10M COP.435x220x95 BLIND IP65 | OBUD.Q-DIN 10M 435x220x95 LITA IP65 | 49.3 | 1 | NR | 48.5 | 1 | NR | 1.649% | OFFICIAL | 3BL25G33F6811KW100 | 30 | 3BL | INSTALLATION BLOC | 25G | Q-DIN & Q-BOX RANGES | 33F | 68 EMPTY Q-DIN/Q-BOX | 1 | 6 | NR | 11170.333 | CCM | 1.565 | 1.409 | KG | 8011564744738 | 8011564699038 | 8011564699038 | 85381000
GW68023N | SUPPLEMENTARY MODULE 14M | MODUŁ DODATKOWY 14M | 49.3 | 1 | NR | 48.5 | 1 | NR | 1.649% | OFFICIAL | 3BL25G33F6971LH100 | 30 | 3BL | INSTALLATION BLOC | 25G | Q-DIN & Q-BOX RANGES | 33F | 68 EMPTY Q-DIN/Q-BOX | 1 | 3 | NR | 12826.667 | CCM | 1.875 | 1.688 | KG | 8011564746312 | 8011564746312 | 8011564700611 | 85381000
GW68025N | Q-DIN 10M.2 FLANGES S.O.BL.VR.SBF IP65 | 2 PION.OBUDOWY GNIAZDA Q-DIN 10M SBF IP65 | 74 | 1 | NR | 72.8 | 1 | NR | 1.648% | OFFICIAL | 3BL25G33F6811KW100 | 30 | 3BL | INSTALLATION BLOC | 25G | Q-DIN & Q-BOX RANGES | 33F | 68 EMPTY Q-DIN/Q-BOX | 1 | 6 | NR | 11170.333 | CCM | 1.493 | 1.343 | KG | 8011564750456 | 8011564702813 | 8011564702813 | 85381000
GW68018N | Q-DIN 5M 2 FLANGES S.O.16A IP65 | 2 OBUDOWY GNIAZDA Q-DIN 5M 16A IP65 | 37.1 | 1 | NR | 36.5 | 1 | NR | 1.644% | OFFICIAL | 3BL25G33F6831KU100 | 30 | 3BL | INSTALLATION BLOC | 25G | Q-DIN & Q-BOX RANGES | 33F | 68 EMPTY Q-DIN/Q-BOX | 1 | 12 | NR | 4479.25 | CCM | 591.666 | 568 | G | 8011564744868 | 8011564699168 | 8011564699168 | 85381000
GW68003N | Q-DIN 10M 4 FLANGES S.O.16/32A IP65 | 4 OBUDOWY GNIAZDA Q-DIN 10M 16/32A IP65 | 55.9 | 1 | NR | 55 | 1 | NR | 1.636% | OFFICIAL | 3BL25G33F6811KW100 | 30 | 3BL | INSTALLATION BLOC | 25G | Q-DIN & Q-BOX RANGES | 33F | 68 EMPTY Q-DIN/Q-BOX | 1 | 6 | NR | 11170.333 | CCM | 1.523 | 1.37 | KG | 8011564744745 | 8011564699045 | 8011564699045 | 85381000
GW68027N | Q-DIN 10M 3S.O.50X50 2S.O.16/32A IP65 | 3 O.G.50X50 2 O.GN.16/32A Q-DIN 10M IP65 | 55.9 | 1 | NR | 55 | 1 | NR | 1.636% | OFFICIAL | 3BL25G33F6811KW100 | 30 | 3BL | INSTALLATION BLOC | 25G | Q-DIN & Q-BOX RANGES | 33F | 68 EMPTY Q-DIN/Q-BOX | 1 | 6 | NR | 11170.333 | CCM | 1.521 | 1.517 | KG | 8011564833531 | 8011564974425 | 8011564974425 | 85381000
GW68017N | Q-DIN 5M 1 FLANGE S.O.16A IP65 | 1 OBUDOWA GNIAZDA Q-DIN 5M 16A IP65 | 25.2 | 1 | NR | 24.8 | 1 | NR | 1.613% | OFFICIAL | 3BL25G33F6831KU100 | 30 | 3BL | INSTALLATION BLOC | 25G | Q-DIN & Q-BOX RANGES | 33F | 68 EMPTY Q-DIN/Q-BOX | 1 | 16 | NR | 4188.875 | CCM | 505 | 454.5 | G | 8011564744851 | 8011564699151 | 8011564699151 | 85381000
GW68020N | Q-DIN 5M 2 FLANGES 16/32A IP65 | 2 OBUDOWY GNIAZDA Q-DIN 5M 16/32A IP65 | 32.3 | 1 | NR | 31.8 | 1 | NR | 1.572% | OFFICIAL | 3BL25G33F6831KU100 | 30 | 3BL | INSTALLATION BLOC | 25G | Q-DIN & Q-BOX RANGES | 33F | 68 EMPTY Q-DIN/Q-BOX | 1 | 8 | NR | 6449.625 | CCM | 785 | 706.5 | G | 8011564747548 | 8011564701441 | 8011564701441 | 85381000
GW68026N | Q-DIN 5M.4 FLANGES S.O.50X50 IP65 | 4 OBUDOWY GNIAZDA 50X50 Q-DIN 5M IP65 | 32.3 | 1 | NR | 31.8 | 1 | NR | 1.572% | OFFICIAL | 3BL25G33F6831KU100 | 30 | 3BL | INSTALLATION BLOC | 25G | Q-DIN & Q-BOX RANGES | 33F | 68 EMPTY Q-DIN/Q-BOX | 1 | 8 | NR | 6449.625 | CCM | 752.89 | 647.248 | G | 8011564833517 | 8011564974401 | 8011564974401 | 85381000
GW68503 | ENCLOSURE FRONT 12+1MOD.Q-BOX | OBUDOWA FRONT 12+1MOD.Q-BOX | 32.6 | 1 | NR | 32.1 | 1 | NR | 1.558% | OFFICIAL | 3BL25G33F6971M2100 | 30 | 3BL | INSTALLATION BLOC | 25G | Q-DIN & Q-BOX RANGES | 33F | 68 EMPTY Q-DIN/Q-BOX | 1 | 8 | NR | 6449.625 | CCM | 851.625 | 735.15 | G | 8011564044081 | 8011564044081 | 8011564358416 | 85389099
GW68504 | Q-BOX EMERGENCY PUSH-BUTTON KIT | ZESTAW PRZYCISKU AWARYJNEGO Q-BOX | 196 | 1 | NR | 193 | 1 | NR | 1.554% | OFFICIAL | 3BL25G33F6971M2100 | 30 | 3BL | INSTALLATION BLOC | 25G | Q-DIN & Q-BOX RANGES | 33F | 68 EMPTY Q-DIN/Q-BOX | 1 | 4 | NR | 1903.125 | CCM | 287.5 | 231.593 | G | 8011564079090 | 8011564079090 | 8011564409804 | 85389099
GW68295 | BLANK COVER FOR COMBIBLOC IP55 | POKRYWA LITA DO ZESTAWU GNIAZD IP55 | 3.3 | 1 | NR | 3.25 | 1 | NR | 1.538% | OFFICIAL | 3BL25G33F6971LH100 | 30 | 3BL | INSTALLATION BLOC | 25G | Q-DIN & Q-BOX RANGES | 33F | 68 EMPTY Q-DIN/Q-BOX | 1 | 10 | NR | 162 | CCM | 43 | 38.7 | G | 8011564764200 | 8011564764200 | 8011564906877 | 85389099
GW68031N | Q-DIN 5M.3 FLANGES S.O.16A CON CASE | 3 OBD.GN 16A Q-DIB 5M OBUD.PRZYŁ. | 138 | 1 | NR | 136 | 1 | NR | 1.471% | OFFICIAL | 3BL25G33F6831KU100 | 30 | 3BL | INSTALLATION BLOC | 25G | Q-DIN & Q-BOX RANGES | 33F | 68 EMPTY Q-DIN/Q-BOX | 1 | 4 | NR | 15250 | CCM | 2.029 | 1.826 | KG | 8011564747555 | 8011564701458 | 8011564701458 | 85381000
GW80404 | RETTA 75W E27 IP44 GREEN INCANDESC.LAMP | RETTA 75W E27 IP44 LAMPA ŻAROWA ZIELONA | 14.4 | 1 | NR | 14.2 | 1 | NR | 1.408% | OFFICIAL | 3BL25G33F6971M2100 | 30 | 3BL | INSTALLATION BLOC | 25G | Q-DIN & Q-BOX RANGES | 33F | 68 EMPTY Q-DIN/Q-BOX | 1 | 12 | NR | 2908.594 | CCM | 287.917 | 261.48 | G | 8011564014534 | 8011564324244 | 8011564324244 | 94051940
GW68015N | Q-DIN 20M 4S.O.BL.VR.SBF 4S.O.16A IP65 | 4 PION.OBUDOWY GNIAZ.Q-DIN 20M 16A IP65 | 153 | 1 | NR | 151 | 1 | NR | 1.325% | OFFICIAL | 3BL25G33F6811L2100 | 30 | 3BL | INSTALLATION BLOC | 25G | Q-DIN & Q-BOX RANGES | 33F | 68 EMPTY Q-DIN/Q-BOX | 1 | 2 | NR | 39340.125 | CCM | 3.923 | 3.53 | KG | 8011564744844 | 8011564699144 | 8011564699144 | 85381000
GW68292 | BLANK COVER IEC309 16A IP65 | POKRYWA LITA IEC309 16A IP65 | 2.25 | 1 | NR | 2.35 | 1 | NR | -4.255% | OFFICIAL | 3BL25G33F6971LH100 | 30 | 3BL | INSTALLATION BLOC | 25G | Q-DIN & Q-BOX RANGES | 33F | 68 EMPTY Q-DIN/Q-BOX | 1 | 10 | NR | 162 | CCM | 28 | 25.2 | G | 8011564764163 | 8011564764163 | 8011564906839 | 85389099
GW68248N | Q-DIN 14 ACS IEC 6X2P 16A MOBILE | Q-DIN 14 ACS IEC 6X2P 16A MOBILNE | 1270 | 1 | NR | 1240 | 1 | NR | 2.419% | OFFICIAL | 3BL25G34F6951LU100 | 30 | 3BL | INSTALLATION BLOC | 25G | Q-DIN & Q-BOX RANGES | 34F | 68 WIRED Q-DIN/Q-BOX | 1 | 1 | NR | 52704 | CCM | 6.3 | 6 | KG | 8011564896475 | 8011564896475 | 8011564896475 | 85371098
GW68251N | Q-DIN 14 ACS IEC 3X2P 2X3P 16 1X3P 32 TB | Q-DIN 14 ACS IEC 3X2P 2X3P 16 1X3P 32 TB | 1350 | 1 | NR | 1320 | 1 | NR | 2.273% | OFFICIAL | 3BL25G34F6951LU100 | 30 | 3BL | INSTALLATION BLOC | 25G | Q-DIN & Q-BOX RANGES | 34F | 68 WIRED Q-DIN/Q-BOX | 1 | 1 | NR | 52704 | CCM | 6.725 | 5.808 | KG | 8011564896505 | 8011564896505 | 8011564896505 | 85371098
GW68227N | Q-DIN 5 ASD 1S.O.IEC309 IP44 | Q-DIN 5 ASD 1GN.IEC309 IP44 | 202 | 1 | NR | 198 | 1 | NR | 2.02% | OFFICIAL | 3BL25G34F6851L6100 | 30 | 3BL | INSTALLATION BLOC | 25G | Q-DIN & Q-BOX RANGES | 34F | 68 WIRED Q-DIN/Q-BOX | 1 | 8 | NR | 5169.25 | CCM | 1.048 | 0.943 | KG | 8011564749801 | 8011564749801 | 8011564701618 | 85371098
GW68594 | Q-BOX6 ACS PL-S 6 SOC. SBF 6 KW EM | Q-BOX6 ACS PL-S 6 GN. SBF 6 KW EM | 2020 | 1 | NR | 1980 | 1 | NR | 2.02% | OFFICIAL | 3BL25G34F6911LM100 | 30 | 3BL | INSTALLATION BLOC | 25G | Q-DIN & Q-BOX RANGES | 34F | 68 WIRED Q-DIN/Q-BOX | 1 | 1 | NR | 397986.5 | CCM | 31.85 | 28.18 | KG | 8011564895805 | 8011564895805 | 8011564895805 | 85371098
GW68599F | Q-BOX6 ACS PL-T 6 SOC. CBF 33 KW EM | Q-BOX6 ACS PL-T 6 GN. CBF 33 KW EM | 2570 | 1 | NR | 2520 | 1 | NR | 1.984% | OFFICIAL | 3BL25G34F6911LM100 | 30 | 3BL | INSTALLATION BLOC | 25G | Q-DIN & Q-BOX RANGES | 34F | 68 WIRED Q-DIN/Q-BOX | 1 | 1 | NR | 397986.5 | CCM | 33.923 | 30.234 | KG | 8011564896369 | 8011564896369 | 8011564896369 | 85371098
GW68600F | Q-BOX6 ACS PL-T 6 SOC. CBF 33 KW EM | Q-BOX6 ACS PL-T 6 GN. CBF 33 KW EM | 2570 | 1 | NR | 2520 | 1 | NR | 1.984% | OFFICIAL | 3BL25G34F6911LM100 | 30 | 3BL | INSTALLATION BLOC | 25G | Q-DIN & Q-BOX RANGES | 34F | 68 WIRED Q-DIN/Q-BOX | 1 | 1 | NR | 397986.5 | CCM | 33.52 | 29.831 | KG | 8011564896376 | 8011564896376 | 8011564896376 | 85371098
GW68575 | Q-BOX6 ACS TB-S 6 SOC. SBF 6 KW EM | Q-BOX6 ACS TB-S 6 GN. SBF 6 KW EM | 2080 | 1 | NR | 2040 | 1 | NR | 1.961% | OFFICIAL | 3BL25G34F6911LO100 | 30 | 3BL | INSTALLATION BLOC | 25G | Q-DIN & Q-BOX RANGES | 34F | 68 WIRED Q-DIN/Q-BOX | 1 | 1 | NR | 397986.5 | CCM | 29.5 | 28.185 | KG | 8011564895614 | 8011564895614 | 8011564895614 | 85371098
GW68484 | Q-BOX4 ACS PL-T 5 SOC. SBF 33 KW EM | Q-BOX4 ACS PL-T 5 GN. SBF 33 KW EM | 2660 | 1 | NR | 2610 | 1 | NR | 1.916% | OFFICIAL | 3BL25G34F6911LI100 | 30 | 3BL | INSTALLATION BLOC | 25G | Q-DIN & Q-BOX RANGES | 34F | 68 WIRED Q-DIN/Q-BOX | 1 | 1 | NR | 295700.25 | CCM | 25.534 | 22.825 | KG | 8011564068285 | 8011564068285 | 8011564068285 | 85371098
GW68226N | Q-DIN 5 ASD 2S.O.IEC309 IP44 | Q-DIN 5 ASD 2GN.IEC309 IP44 | 160 | 1 | NR | 157 | 1 | NR | 1.911% | OFFICIAL | 3BL25G34F6851L6100 | 30 | 3BL | INSTALLATION BLOC | 25G | Q-DIN & Q-BOX RANGES | 34F | 68 WIRED Q-DIN/Q-BOX | 1 | 6 | NR | 12250 | CCM | 1.567 | 1.41 | KG | 8011564749795 | 8011564749795 | 8011564701601 | 85371098
GW68539 | CDK ACS WIRED 3P+N+E 66 KW EM | CDK ACS OKABLOW. 3P+N+E 66 KW EM | 1600 | 1 | NR | 1570 | 1 | NR | 1.911% | OFFICIAL | 3BL25G34F6891LP100 | 30 | 3BL | INSTALLATION BLOC | 25G | Q-DIN & Q-BOX RANGES | 34F | 68 WIRED Q-DIN/Q-BOX | 1 | 1 | NR | 26877 | CCM | 5.286 | 4.603 | KG | 8011564895249 | 8011564895249 | 8011564895249 | 85371098
GW68579 | Q-BOX6 ACS TB-T 6 SOC. SBF 33 KW EM | Q-BOX6 ACS TB-T 6 GN. SBF 33 KW EM | 2670 | 1 | NR | 2620 | 1 | NR | 1.908% | OFFICIAL | 3BL25G34F6911LO100 | 30 | 3BL | INSTALLATION BLOC | 25G | Q-DIN & Q-BOX RANGES | 34F | 68 WIRED Q-DIN/Q-BOX | 1 | 1 | NR | 397986.5 | CCM | 32.5 | 29.25 | KG | 8011564895652 | 8011564895652 | 8011564895652 | 85371098
GW68580 | Q-BOX6 ACS TB-T 6 SOC. SBF 33 KW EM | Q-BOX6 ACS TB-T 6 GN. SBF 33 KW EM | 2670 | 1 | NR | 2620 | 1 | NR | 1.908% | OFFICIAL | 3BL25G34F6911LO100 | 30 | 3BL | INSTALLATION BLOC | 25G | Q-DIN & Q-BOX RANGES | 34F | 68 WIRED Q-DIN/Q-BOX | 1 | 1 | NR | 397986.5 | CCM | 31.2 | 31.2 | KG | 8011564895669 | 8011564895669 | 8011564895669 | 85371098
GW68595 | Q-BOX6 ACS PL-T 6 SOC. SBF 17 KW EM | Q-BOX6 ACS PL-T 6 GN. SBF 17 KW EM | 2160 | 1 | NR | 2120 | 1 | NR | 1.887% | OFFICIAL | 3BL25G34F6911LM100 | 30 | 3BL | INSTALLATION BLOC | 25G | Q-DIN & Q-BOX RANGES | 34F | 68 WIRED Q-DIN/Q-BOX | 1 | 1 | NR | 397986.5 | CCM | 33.32 | 29.65 | KG | 8011564895812 | 8011564895812 | 8011564895812 | 85371098
GW68512 | Q-BOX4 ACS TB-T 5 SOC. SBF 33 KW EM | Q-BOX4 ACS TB-T 5 GN. SBF 33 KW EM | 2170 | 1 | NR | 2130 | 1 | NR | 1.878% | OFFICIAL | 3BL25G34F6911LK100 | 30 | 3BL | INSTALLATION BLOC | 25G | Q-DIN & Q-BOX RANGES | 34F | 68 WIRED Q-DIN/Q-BOX | 1 | 1 | NR | 295700.25 | CCM | 24 | 21.6 | KG | 8011564068346 | 8011564068346 | 8011564068346 | 85371098
GW68473 | Q-BOX6 ACS PL-T 6 SOC. SBF 17 KW EM | Q-BOX6 ACS PL-T 6 GN. SBF 17 KW EM | 2180 | 1 | NR | 2140 | 1 | NR | 1.869% | OFFICIAL | 3BL25G34F6911LM100 | 30 | 3BL | INSTALLATION BLOC | 25G | Q-DIN & Q-BOX RANGES | 34F | 68 WIRED Q-DIN/Q-BOX | 1 | 1 | NR | 397986.5 | CCM | 30.5 | 28.754 | KG | 8011564040694 | 8011564040694 | 8011564040694 | 85371098
GW68593 | Q-BOX4 ACS PL-T 5 SOC. SBF 33 KW EM | Q-BOX4 ACS PL-T 5 GN. SBF 33 KW EM | 2730 | 1 | NR | 2680 | 1 | NR | 1.866% | OFFICIAL | 3BL25G34F6911LI100 | 30 | 3BL | INSTALLATION BLOC | 25G | Q-DIN & Q-BOX RANGES | 34F | 68 WIRED Q-DIN/Q-BOX | 1 | 1 | NR | 295700.25 | CCM | 26 | 23.4 | KG | 8011564895799 | 8011564895799 | 8011564895799 | 85371098
GW68584F | Q-BOX4 ACS SP1F 4 SOC. CBF 6 KW EM | Q-BOX4 ACS SP1F 4 GN. CBF 6 KW EM | 1640 | 1 | NR | 1610 | 1 | NR | 1.863% | OFFICIAL | 3BL25G34F6911LI100 | 30 | 3BL | INSTALLATION BLOC | 25G | Q-DIN & Q-BOX RANGES | 34F | 68 WIRED Q-DIN/Q-BOX | 1 | 1 | NR | 295700.25 | CCM | 22 | 21.17 | KG | 8011564896178 | 8011564896178 | 8011564896178 | 85371098
GW68512F | Q-BOX4 ACS TB-T 5 SOC. CBF 33 KW EM | Q-BOX4 ACS TB-T 5 GN. CBF 33 KW EM | 2190 | 1 | NR | 2150 | 1 | NR | 1.86% | OFFICIAL | 3BL25G34F6911LK100 | 30 | 3BL | INSTALLATION BLOC | 25G | Q-DIN & Q-BOX RANGES | 34F | 68 WIRED Q-DIN/Q-BOX | 1 | 1 | NR | 295700.25 | CCM | 25.5 | 24.5 | KG | 8011564895980 | 8011564895980 | 8011564895980 | 85371098
GW68576 | Q-BOX6 ACS TB-T 6 SOC. SBF 17 KW EM | Q-BOX6 ACS TB-T 6 GN. SBF 17 KW EM | 2190 | 1 | NR | 2150 | 1 | NR | 1.86% | OFFICIAL | 3BL25G34F6911LO100 | 30 | 3BL | INSTALLATION BLOC | 25G | Q-DIN & Q-BOX RANGES | 34F | 68 WIRED Q-DIN/Q-BOX | 1 | 1 | NR | 397986.5 | CCM | 30 | 30 | KG | 8011564895621 | 8011564895621 | 8011564895621 | 85371098
GW68577 | Q-BOX6 ACS TB-T 6 SOC. SBF 17 KW EM | Q-BOX6 ACS TB-T 6 GN. SBF 17 KW EM | 2190 | 1 | NR | 2150 | 1 | NR | 1.86% | OFFICIAL | 3BL25G34F6911LO100 | 30 | 3BL | INSTALLATION BLOC | 25G | Q-DIN & Q-BOX RANGES | 34F | 68 WIRED Q-DIN/Q-BOX | 1 | 1 | NR | 397986.5 | CCM | 30 | 29.347 | KG | 8011564895638 | 8011564895638 | 8011564895638 | 85371098
GW68578 | Q-BOX6 ACS TB-T 6 SOC. SBF 17 KW EM | Q-BOX6 ACS TB-T 6 GN. SBF 17 KW EM | 2190 | 1 | NR | 2150 | 1 | NR | 1.86% | OFFICIAL | 3BL25G34F6911LO100 | 30 | 3BL | INSTALLATION BLOC | 25G | Q-DIN & Q-BOX RANGES | 34F | 68 WIRED Q-DIN/Q-BOX | 1 | 1 | NR | 397986.5 | CCM | 30 | 29 | KG | 8011564895645 | 8011564895645 | 8011564895645 | 85371098
GW68596 | Q-BOX6 ACS PL-T 6 SOC. SBF 17 KW EM | Q-BOX6 ACS PL-T 6 GN. SBF 17 KW EM | 2190 | 1 | NR | 2150 | 1 | NR | 1.86% | OFFICIAL | 3BL25G34F6911LM100 | 30 | 3BL | INSTALLATION BLOC | 25G | Q-DIN & Q-BOX RANGES | 34F | 68 WIRED Q-DIN/Q-BOX | 1 | 1 | NR | 397986.5 | CCM | 33.925 | 30.255 | KG | 8011564895829 | 8011564895829 | 8011564895829 | 85371098
GW68583F | Q-BOX6 ACS TB-T 6 SOC. CBF 42 KW EM | Q-BOX6 ACS TB-T 6 GN. CBF 42 KW EM | 2750 | 1 | NR | 2700 | 1 | NR | 1.852% | OFFICIAL | 3BL25G34F6911LO100 | 30 | 3BL | INSTALLATION BLOC | 25G | Q-DIN & Q-BOX RANGES | 34F | 68 WIRED Q-DIN/Q-BOX | 1 | 1 | NR | 397986.5 | CCM | 31 | 29.635 | KG | 8011564896154 | 8011564896154 | 8011564896154 | 85371098
GW66392 | COMBIBLOC ASC 2 S.O.S:2P+E, 3P+E IP44 | ZESTAW GNIAZD ASC 2 GN:2P+E, 3P+E IP44 | 276 | 1 | NR | 271 | 1 | NR | 1.845% | OFFICIAL | 3BL25G34F6851LG100 | 30 | 3BL | INSTALLATION BLOC | 25G | Q-DIN & Q-BOX RANGES | 34F | 68 WIRED Q-DIN/Q-BOX | 1 | 2 | NR | 18812.5 | CCM | 2.868 | 2.581 | KG | 8011564133389 | 8011564133389 | 8011564518476 | 85366990
GW68474 | Q-BOX6 ACS PL-T 6 SOC. SBF 42 KW EM | Q-BOX6 ACS PL-T 6 GN. SBF 42 KW EM | 2760 | 1 | NR | 2710 | 1 | NR | 1.845% | OFFICIAL | 3BL25G34F6911LM100 | 30 | 3BL | INSTALLATION BLOC | 25G | Q-DIN & Q-BOX RANGES | 34F | 68 WIRED Q-DIN/Q-BOX | 1 | 1 | NR | 397986.5 | CCM | 33 | 30.033 | KG | 8011564068414 | 8011564068414 | 8011564068414 | 85371098
GW68471F | Q-BOX6 ACS PL-T 6 SOC. CBF 33 KW EM | Q-BOX6 ACS PL-T 6 GN. CBF 33 KW EM | 2260 | 1 | NR | 2220 | 1 | NR | 1.802% | OFFICIAL | 3BL25G34F6911LM100 | 30 | 3BL | INSTALLATION BLOC | 25G | Q-DIN & Q-BOX RANGES | 34F | 68 WIRED Q-DIN/Q-BOX | 1 | 1 | NR | 397986.5 | CCM | 31.5 | 30 | KG | 8011564896321 | 8011564896321 | 8011564896321 | 85371098
GW68597F | Q-BOX6 ACS PL-T 6 SOC. CBF 33 KW EM | Q-BOX6 ACS PL-T 6 GN. CBF 33 KW EM | 2260 | 1 | NR | 2220 | 1 | NR | 1.802% | OFFICIAL | 3BL25G34F6911LM100 | 30 | 3BL | INSTALLATION BLOC | 25G | Q-DIN & Q-BOX RANGES | 34F | 68 WIRED Q-DIN/Q-BOX | 1 | 1 | NR | 397986.5 | CCM | 31.5 | 28.35 | KG | 8011564896338 | 8011564896338 | 8011564896338 | 85371098
GW68493F | Q-BOX6 ACS TB-T 6 SOC. CBF 33 KW EM | Q-BOX6 ACS TB-T 6 GN. CBF 33 KW EM | 2830 | 1 | NR | 2780 | 1 | NR | 1.799% | OFFICIAL | 3BL25G34F6911LO100 | 30 | 3BL | INSTALLATION BLOC | 25G | Q-DIN & Q-BOX RANGES | 34F | 68 WIRED Q-DIN/Q-BOX | 1 | 1 | NR | 397986.5 | CCM | 30.5 | 29.406 | KG | 8011564896109 | 8011564896109 | 8011564896109 | 85371098
GW68231N | Q-DIN 14 ASD 1S.O.2P+T16A+2S.O.3P+N+T16A | Q-DIN 14 ASD 1GN.2P+T16A+2GN.3P+N+T16A | 623 | 1 | NR | 612 | 1 | NR | 1.797% | OFFICIAL | 3BL25G34F6851LC100 | 30 | 3BL | INSTALLATION BLOC | 25G | Q-DIN & Q-BOX RANGES | 34F | 68 WIRED Q-DIN/Q-BOX | 1 | 1 | NR | 54180 | CCM | 7.708 | 6.825 | KG | 8011564746374 | 8011564746374 | 8011564746374 | 85371098
GW68245N | Q-DIN 10 ACS IEC 3X2P 1X3P 16A MOBILE | Q-DIN 10 ACS IEC 3X2P 1X3P 16A MOBILNE | 623 | 1 | NR | 612 | 1 | NR | 1.797% | OFFICIAL | 3BL25G34F6951LS100 | 30 | 3BL | INSTALLATION BLOC | 25G | Q-DIN & Q-BOX RANGES | 34F | 68 WIRED Q-DIN/Q-BOX | 1 | 1 | NR | 25194 | CCM | 4.56 | 4 | KG | 8011564896437 | 8011564896437 | 8011564896437 | 85371098
GW68223N | Q-DIN 5 ACS IEC 3X2P 16A MOBILE+CASE PR | Q-DIN 5 ACS IEC 3X2P 16A MOBIL.+OBUD.MOB | 510 | 1 | NR | 501 | 1 | NR | 1.796% | OFFICIAL | 3BL25G34F6951LQ100 | 30 | 3BL | INSTALLATION BLOC | 25G | Q-DIN & Q-BOX RANGES | 34F | 68 WIRED Q-DIN/Q-BOX | 1 | 1 | NR | 20130 | CCM | 6.716 | 6.166 | KG | 8011564749764 | 8011564749764 | 8011564749764 | 85371098
GW68498F | Q-BOX6 ACS TB-T 5 SOC. CBF 42 KW EM | Q-BOX6 ACS TB-T 5 GN. CBF 42 KW EM | 3400 | 1 | NR | 3340 | 1 | NR | 1.796% | OFFICIAL | 3BL25G34F6911LO100 | 30 | 3BL | INSTALLATION BLOC | 25G | Q-DIN & Q-BOX RANGES | 34F | 68 WIRED Q-DIN/Q-BOX | 1 | 1 | NR | 397986.5 | CCM | 34.527 | 30.838 | KG | 8011564896055 | 8011564896055 | 8011564896055 | 85371098
GW68483 | Q-BOX4 ACS PL-T 5 SOC. SBF 33 KW EM | Q-BOX4 ACS PL-T 5 GN. SBF 33 KW EM | 2270 | 1 | NR | 2230 | 1 | NR | 1.794% | OFFICIAL | 3BL25G34F6911LI100 | 30 | 3BL | INSTALLATION BLOC | 25G | Q-DIN & Q-BOX RANGES | 34F | 68 WIRED Q-DIN/Q-BOX | 1 | 1 | NR | 295700.25 | CCM | 24.5 | 22.436 | KG | 8011564068254 | 8011564068254 | 8011564068254 | 85371098
GW66394 | C.BLOC ASD 3 S.O.: 2P+E,3P+E,3P+N+T IP44 | ZEST.GN ASD 3 GN: 2P+E,3P+E,3P+N+T IP44 | 511 | 1 | NR | 502 | 1 | NR | 1.793% | OFFICIAL | 3BL25G34F6851LG100 | 30 | 3BL | INSTALLATION BLOC | 25G | Q-DIN & Q-BOX RANGES | 34F | 68 WIRED Q-DIN/Q-BOX | 1 | 1 | NR | 33374 | CCM | 4.414 | 3.973 | KG | 8011564133402 | 8011564133402 | 8011564133402 | 85366990
GW68574F | Q-BOX6 ACS TB-T 5 SOC. CBF 42 KW EM | Q-BOX6 ACS TB-T 5 GN. CBF 42 KW EM | 2850 | 1 | NR | 2800 | 1 | NR | 1.786% | OFFICIAL | 3BL25G34F6911LO100 | 30 | 3BL | INSTALLATION BLOC | 25G | Q-DIN & Q-BOX RANGES | 34F | 68 WIRED Q-DIN/Q-BOX | 1 | 1 | NR | 397986.5 | CCM | 32.5 | 29.25 | KG | 8011564896048 | 8011564896048 | 8011564896048 | 85371098
GW68468 | Q-BOX4 ACS TB-S 12 SOC. IEC 12 KW EM | Q-BOX4 ACS TB-S 12 GN. IEC 12 KW EM | 2290 | 1 | NR | 2250 | 1 | NR | 1.778% | OFFICIAL | 3BL25G34F6911LK100 | 30 | 3BL | INSTALLATION BLOC | 25G | Q-DIN & Q-BOX RANGES | 34F | 68 WIRED Q-DIN/Q-BOX | 1 | 1 | NR | 295700.25 | CCM | 26.545 | 23.536 | KG | 8011564895256 | 8011564895256 | 8011564895256 | 85371098
GW68481F | Q-BOX4 ACS PL-T 4 SOC. CBF 17 KW EM | Q-BOX4 ACS PL-T 4 GN. CBF 17 KW EM | 1720 | 1 | NR | 1690 | 1 | NR | 1.775% | OFFICIAL | 3BL25G34F6911LI100 | 30 | 3BL | INSTALLATION BLOC | 25G | Q-DIN & Q-BOX RANGES | 34F | 68 WIRED Q-DIN/Q-BOX | 1 | 1 | NR | 295700.25 | CCM | 22.5 | 21.5 | KG | 8011564896185 | 8011564896185 | 8011564896185 | 85371098
GW68482F | Q-BOX4 ACS PL-T 4 SOC. CBF 17 KW EM | Q-BOX4 ACS PL-T 4 GN. CBF 17 KW EM | 1720 | 1 | NR | 1690 | 1 | NR | 1.775% | OFFICIAL | 3BL25G34F6911LI100 | 30 | 3BL | INSTALLATION BLOC | 25G | Q-DIN & Q-BOX RANGES | 34F | 68 WIRED Q-DIN/Q-BOX | 1 | 1 | NR | 295700.25 | CCM | 22.5 | 21.565 | KG | 8011564896192 | 8011564896192 | 8011564896192 | 85371098
GW68584 | Q-BOX4 ACS PL-S 4 SOC. SBF 6 KW EM | Q-BOX4 ACS PL-S 4 GN. SBF 6 KW EM | 1720 | 1 | NR | 1690 | 1 | NR | 1.775% | OFFICIAL | 3BL25G34F6911LI100 | 30 | 3BL | INSTALLATION BLOC | 25G | Q-DIN & Q-BOX RANGES | 34F | 68 WIRED Q-DIN/Q-BOX | 1 | 1 | NR | 295700.25 | CCM | 24.152 | 21.142 | KG | 8011564895713 | 8011564895713 | 8011564895713 | 85371098
GW66397 | C.BLOC ASD 3 S.O.: 2P+E,3P+E,3P+N+T IP55 | ZEST.GN ASD 3 GN: 2P+E,3P+E,3P+N+T IP55 | 460 | 1 | NR | 452 | 1 | NR | 1.77% | OFFICIAL | 3BL25G34F6851LG100 | 30 | 3BL | INSTALLATION BLOC | 25G | Q-DIN & Q-BOX RANGES | 34F | 68 WIRED Q-DIN/Q-BOX | 1 | 1 | NR | 33374 | CCM | 4.924 | 4.456 | KG | 8011564133433 | 8011564133433 | 8011564133433 | 85366990
GW68246N | Q-DIN 10 ACS IEC 3X2P 1X4P 16A MOBILE | Q-DIN 10 ACS IEC 3X2P 1X4P 16A MOBILNE | 633 | 1 | NR | 622 | 1 | NR | 1.768% | OFFICIAL | 3BL25G34F6951LS100 | 30 | 3BL | INSTALLATION BLOC | 25G | Q-DIN & Q-BOX RANGES | 34F | 68 WIRED Q-DIN/Q-BOX | 1 | 1 | NR | 25194 | CCM | 3.889 | 3.355 | KG | 8011564896444 | 8011564896444 | 8011564896444 | 85371098
GW68241N | Q-DIN 5 ACS IEC 2X2P 1XITA 16A MOBILE | Q-DIN 5 ACS IEC 2X2P 1XITA 16A MOBILNE | 346 | 1 | NR | 340 | 1 | NR | 1.765% | OFFICIAL | 3BL25G34F6951LQ100 | 30 | 3BL | INSTALLATION BLOC | 25G | Q-DIN & Q-BOX RANGES | 34F | 68 WIRED Q-DIN/Q-BOX | 1 | 1 | NR | 16830 | CCM | 4.375 | 3.962 | KG | 8011564896383 | 8011564896383 | 8011564896383 | 85371098
GW68495 | Q-BOX6 ACS TB-T 6 SOC. SBF 42 KW EM | Q-BOX6 ACS TB-T 6 GN. SBF 42 KW EM | 4040 | 1 | NR | 3970 | 1 | NR | 1.763% | OFFICIAL | 3BL25G34F6911LO100 | 30 | 3BL | INSTALLATION BLOC | 25G | Q-DIN & Q-BOX RANGES | 34F | 68 WIRED Q-DIN/Q-BOX | 1 | 1 | NR | 397986.5 | CCM | 35 | 31.013 | KG | 8011564068513 | 8011564068513 | 8011564068513 | 85371098
GW68206N | Q-DIN 14 ASD 4S.O.BL.HOR.SBF IP44 | Q-DIN 14 ASD 4GN.BL.POZ.SBF IP44 | 520 | 1 | NR | 511 | 1 | NR | 1.761% | OFFICIAL | 3BL25G34F6851LC100 | 30 | 3BL | INSTALLATION BLOC | 25G | Q-DIN & Q-BOX RANGES | 34F | 68 WIRED Q-DIN/Q-BOX | 1 | 1 | NR | 54180 | CCM | 5.895 | 5.306 | KG | 8011564749702 | 8011564749702 | 8011564749702 | 85371098
GW68228N | Q-DIN 10 ASD:3S.O.IEC309, 1CIV.S.O.IP44 | Q-DIN 10 ASD:3GN.IEC309, 1CIV.GN.IP44 | 348 | 1 | NR | 342 | 1 | NR | 1.754% | OFFICIAL | 3BL25G34F6851L8100 | 30 | 3BL | INSTALLATION BLOC | 25G | Q-DIN & Q-BOX RANGES | 34F | 68 WIRED Q-DIN/Q-BOX | 1 | 3 | NR | 17199 | CCM | 3.033 | 2.73 | KG | 8011564749818 | 8011564749818 | 8011564701625 | 85371098
GW68574 | Q-BOX4 ACS TB-T 5 SOC. SBF 33 KW EM | Q-BOX4 ACS TB-T 5 GN. SBF 33 KW EM | 2920 | 1 | NR | 2870 | 1 | NR | 1.742% | OFFICIAL | 3BL25G34F6911LK100 | 30 | 3BL | INSTALLATION BLOC | 25G | Q-DIN & Q-BOX RANGES | 34F | 68 WIRED Q-DIN/Q-BOX | 1 | 1 | NR | 397986.5 | CCM | 26.666 | 23.656 | KG | 8011564895607 | 8011564895607 | 8011564895607 | 85371098
GW66391 | COMBIBLOC ASD 1 SOCKET-OUTLET: 2P+E IP44 | ZESTAW GNIAZD ASD 1 GNIAZDO: 2P+E IP44 | 234 | 1 | NR | 230 | 1 | NR | 1.739% | OFFICIAL | 3BL25G34F6851LG100 | 30 | 3BL | INSTALLATION BLOC | 25G | Q-DIN & Q-BOX RANGES | 34F | 68 WIRED Q-DIN/Q-BOX | 1 | 2 | NR | 14657.5 | CCM | 1.543 | 1.389 | KG | 8011564133372 | 8011564133372 | 8011564518469 | 85366990
GW68224N | Q-DIN 5 ASD 2S.O.IEC309 1CIV.S.O. IP44 | Q-DIN 5 ASD 2GN.IEC309 1CIV.GN. IP44 | 351 | 1 | NR | 345 | 1 | NR | 1.739% | OFFICIAL | 3BL25G34F6851L6100 | 30 | 3BL | INSTALLATION BLOC | 25G | Q-DIN & Q-BOX RANGES | 34F | 68 WIRED Q-DIN/Q-BOX | 1 | 2 | NR | 13086.938 | CCM | 1.853 | 1.667 | KG | 8011564749771 | 8011564749771 | 8011564701588 | 85371098
GW68598F | Q-BOX6 ACS PL-T 6 SOC. CBF 33 KW EM | Q-BOX6 ACS PL-T 6 GN. CBF 33 KW EM | 2340 | 1 | NR | 2300 | 1 | NR | 1.739% | OFFICIAL | 3BL25G34F6911LM100 | 30 | 3BL | INSTALLATION BLOC | 25G | Q-DIN & Q-BOX RANGES | 34F | 68 WIRED Q-DIN/Q-BOX | 1 | 1 | NR | 397986.5 | CCM | 33.754 | 30.066 | KG | 8011564896345 | 8011564896345 | 8011564896345 | 85371098
GW68411N | Q-DIN14 ACS IEC 2X2P 2X3P 2XITA 16A CARR | Q-DIN14 ACS IEC 2X2P 2X3P 2XITA 16A WÓZ. | 2350 | 1 | NR | 2310 | 1 | NR | 1.732% | OFFICIAL | 3BL25G34F6951LU100 | 30 | 3BL | INSTALLATION BLOC | 25G | Q-DIN & Q-BOX RANGES | 34F | 68 WIRED Q-DIN/Q-BOX | 1 | 1 | NR | 246480 | CCM | 24.5 | 22.05 | KG | 8011564749849 | 8011564749849 | 8011564749849 | 85371098
GW68243N | Q-DIN 5 ACS IEC 1X2P 2X3P 16A MOBILE | Q-DIN 5 ACS IEC 1X2P 2X3P 16A MOBILNE | 764 | 1 | NR | 751 | 1 | NR | 1.731% | OFFICIAL | 3BL25G34F6951LQ100 | 30 | 3BL | INSTALLATION BLOC | 25G | Q-DIN & Q-BOX RANGES | 34F | 68 WIRED Q-DIN/Q-BOX | 1 | 1 | NR | 16830 | CCM | 2.865 | 2.452 | KG | 8011564896413 | 8011564896413 | 8011564896413 | 85371098
GW68229N | Q-DIN 14 ASD 5S.O.IEC309 1CIV.S.O.IP44 | Q-DIN 14 ASD 5GN.IEC309 1CIV.GN.IP44 | 529 | 1 | NR | 520 | 1 | NR | 1.731% | OFFICIAL | 3BL25G34F6851LC100 | 30 | 3BL | INSTALLATION BLOC | 25G | Q-DIN & Q-BOX RANGES | 34F | 68 WIRED Q-DIN/Q-BOX | 1 | 1 | NR | 54180 | CCM | 5.385 | 4.847 | KG | 8011564749825 | 8011564749825 | 8011564749825 | 85371098
GW68562F | Q-BOX4 ACS TB-T 4 SOC. CBF 17 KW EM | Q-BOX4 ACS TB-T 4 GN. CBF 17 KW EM | 1770 | 1 | NR | 1740 | 1 | NR | 1.724% | OFFICIAL | 3BL25G34F6911LK100 | 30 | 3BL | INSTALLATION BLOC | 25G | Q-DIN & Q-BOX RANGES | 34F | 68 WIRED Q-DIN/Q-BOX | 1 | 1 | NR | 295700.25 | CCM | 24.49 | 21.461 | KG | 8011564895881 | 8011564895881 | 8011564895881 | 85371098
GW68563F | Q-BOX4 ACS TB-T 4 SOC. CBF 17 KW EM | Q-BOX4 ACS TB-T 4 GN. CBF 17 KW EM | 1770 | 1 | NR | 1740 | 1 | NR | 1.724% | OFFICIAL | 3BL25G34F6911LK100 | 30 | 3BL | INSTALLATION BLOC | 25G | Q-DIN & Q-BOX RANGES | 34F | 68 WIRED Q-DIN/Q-BOX | 1 | 1 | NR | 295700.25 | CCM | 36.8 | 33.12 | KG | 8011564895898 | 8011564895898 | 8011564895898 | 85371098
GW68564F | Q-BOX4 ACS TB-T 4 SOC. CBF 17 KW EM | Q-BOX4 ACS TB-T 4 GN. CBF 17 KW EM | 1770 | 1 | NR | 1740 | 1 | NR | 1.724% | OFFICIAL | 3BL25G34F6911LK100 | 30 | 3BL | INSTALLATION BLOC | 25G | Q-DIN & Q-BOX RANGES | 34F | 68 WIRED Q-DIN/Q-BOX | 1 | 1 | NR | 295700.25 | CCM | 22.5 | 20.5 | KG | 8011564895904 | 8011564895904 | 8011564895904 | 85371098
GW68571F | Q-BOX4 ACS TB-T 5 SOC. CBF 33 KW EM | Q-BOX4 ACS TB-T 5 GN. CBF 33 KW EM | 2360 | 1 | NR | 2320 | 1 | NR | 1.724% | OFFICIAL | 3BL25G34F6911LK100 | 30 | 3BL | INSTALLATION BLOC | 25G | Q-DIN & Q-BOX RANGES | 34F | 68 WIRED Q-DIN/Q-BOX | 1 | 1 | NR | 295700.25 | CCM | 25.9 | 23.31 | KG | 8011564895997 | 8011564895997 | 8011564895997 | 85371098
GW68572F | Q-BOX4 ACS TB-T 5 SOC. CBF 33 KW EM | Q-BOX4 ACS TB-T 5 GN. CBF 33 KW EM | 2360 | 1 | NR | 2320 | 1 | NR | 1.724% | OFFICIAL | 3BL25G34F6911LK100 | 30 | 3BL | INSTALLATION BLOC | 25G | Q-DIN & Q-BOX RANGES | 34F | 68 WIRED Q-DIN/Q-BOX | 1 | 1 | NR | 295700.25 | CCM | 29.256 | 26.227 | KG | 8011564896000 | 8011564896000 | 8011564896000 | 85371098
GW68537 | CDK ACS WIRED 3P+N+E 33 KW EM | CDK ACS OKABLOW. 3P+N+E 33 KW EM | 770 | 1 | NR | 757 | 1 | NR | 1.717% | OFFICIAL | 3BL25G34F6891LP100 | 30 | 3BL | INSTALLATION BLOC | 25G | Q-DIN & Q-BOX RANGES | 34F | 68 WIRED Q-DIN/Q-BOX | 1 | 1 | NR | 16520 | CCM | 3.45 | 2.92 | KG | 8011564895447 | 8011564895447 | 8011564895447 | 85371098
GW68469 | Q-BOX4 ACS TB-T 12 SOC. IEC 33 KW EM | Q-BOX4 ACS TB-T 12 GN. IEC 33 KW EM | 2370 | 1 | NR | 2330 | 1 | NR | 1.717% | OFFICIAL | 3BL25G34F6911LK100 | 30 | 3BL | INSTALLATION BLOC | 25G | Q-DIN & Q-BOX RANGES | 34F | 68 WIRED Q-DIN/Q-BOX | 1 | 1 | NR | 295700.25 | CCM | 25.147 | 24.971 | KG | 8011564895263 | 8011564895263 | 8011564895263 | 85371098
GW68561 | Q-BOX4 ACS TB-S 4 SOC. SBF 6 KW EM | Q-BOX4 ACS TB-S 4 GN. SBF 6 KW EM | 1780 | 1 | NR | 1750 | 1 | NR | 1.714% | OFFICIAL | 3BL25G34F6911LK100 | 30 | 3BL | INSTALLATION BLOC | 25G | Q-DIN & Q-BOX RANGES | 34F | 68 WIRED Q-DIN/Q-BOX | 1 | 1 | NR | 295700.25 | CCM | 21 | 20.79 | KG | 8011564895270 | 8011564895270 | 8011564895270 | 85371098
GW68597 | Q-BOX6 ACS PL-T 6 SOC. SBF 33 KW EM | Q-BOX6 ACS PL-T 6 GN. SBF 33 KW EM | 2380 | 1 | NR | 2340 | 1 | NR | 1.709% | OFFICIAL | 3BL25G34F6911LM100 | 30 | 3BL | INSTALLATION BLOC | 25G | Q-DIN & Q-BOX RANGES | 34F | 68 WIRED Q-DIN/Q-BOX | 1 | 1 | NR | 397986.5 | CCM | 34.463 | 30.793 | KG | 8011564895836 | 8011564895836 | 8011564895836 | 85371098
GW66396 | C.BLOC ASD 3 S.O.: 2P+E,3P+E,3P+E IP44 | ZEST.GN ASD 3 GN: 2P+E,3P+E,3P+E IP44 | 417 | 1 | NR | 410 | 1 | NR | 1.707% | OFFICIAL | 3BL25G34F6851LG100 | 30 | 3BL | INSTALLATION BLOC | 25G | Q-DIN & Q-BOX RANGES | 34F | 68 WIRED Q-DIN/Q-BOX | 1 | 1 | NR | 33374 | CCM | 4.556 | 4.1 | KG | 8011564133419 | 8011564133419 | 8011564133419 | 85366990
GW68216N | Q-DIN 10 ACS IEC 4X2P 16A MOBILE | Q-DIN 10 ACS IEC 4X2P 16A MOBILNE | 596 | 1 | NR | 586 | 1 | NR | 1.706% | OFFICIAL | 3BL25G34F6951LS100 | 30 | 3BL | INSTALLATION BLOC | 25G | Q-DIN & Q-BOX RANGES | 34F | 68 WIRED Q-DIN/Q-BOX | 1 | 1 | NR | 25194 | CCM | 3.943 | 3.548 | KG | 8011564749740 | 8011564749740 | 8011564749740 | 85371098
GW68205N | Q-DIN 14 ASD 3S.O.IEC309 IP55 | Q-DIN 14 ASD 3GN.IEC309 IP55 | 358 | 1 | NR | 352 | 1 | NR | 1.705% | OFFICIAL | 3BL25G34F6851LA100 | 30 | 3BL | INSTALLATION BLOC | 25G | Q-DIN & Q-BOX RANGES | 34F | 68 WIRED Q-DIN/Q-BOX | 1 | 3 | NR | 24500 | CCM | 3.685 | 3.317 | KG | 8011564749696 | 8011564749696 | 8011564701533 | 85371098
GW68579F | Q-BOX6 ACS TB-T 6 SOC. CBF 33 KW EM | Q-BOX6 ACS TB-T 6 GN. CBF 33 KW EM | 2390 | 1 | NR | 2350 | 1 | NR | 1.702% | OFFICIAL | 3BL25G34F6911LO100 | 30 | 3BL | INSTALLATION BLOC | 25G | Q-DIN & Q-BOX RANGES | 34F | 68 WIRED Q-DIN/Q-BOX | 1 | 1 | NR | 397986.5 | CCM | 31 | 27.9 | KG | 8011564896116 | 8011564896116 | 8011564896116 | 85371098
GW68580F | Q-BOX6 ACS TB-T 6 SOC. CBF 33 KW EM | Q-BOX6 ACS TB-T 6 GN. CBF 33 KW EM | 2390 | 1 | NR | 2350 | 1 | NR | 1.702% | OFFICIAL | 3BL25G34F6911LO100 | 30 | 3BL | INSTALLATION BLOC | 25G | Q-DIN & Q-BOX RANGES | 34F | 68 WIRED Q-DIN/Q-BOX | 1 | 1 | NR | 397986.5 | CCM | 30.5 | 27.45 | KG | 8011564896123 | 8011564896123 | 8011564896123 | 85371098
GW68247N | Q-DIN 10 ACS IEC 4X3P 16A MOBILE | Q-DIN 10 ACS IEC 4X3P 16A MOBILNE | 659 | 1 | NR | 648 | 1 | NR | 1.698% | OFFICIAL | 3BL25G34F6951LS100 | 30 | 3BL | INSTALLATION BLOC | 25G | Q-DIN & Q-BOX RANGES | 34F | 68 WIRED Q-DIN/Q-BOX | 1 | 1 | NR | 25194 | CCM | 3.78 | 3.58 | KG | 8011564896468 | 8011564896468 | 8011564896468 | 85371098
GW68230N | Q-DIN 14 ASD 2S.O.2P+T16A+1S.O.3P+N+T16A | Q-DIN 14 ASD 2GN.2P+T16A+1GN.3P+N+T16A | 600 | 1 | NR | 590 | 1 | NR | 1.695% | OFFICIAL | 3BL25G34F6851LC100 | 30 | 3BL | INSTALLATION BLOC | 25G | Q-DIN & Q-BOX RANGES | 34F | 68 WIRED Q-DIN/Q-BOX | 1 | 1 | NR | 54180 | CCM | 7.322 | 6.439 | KG | 8011564746367 | 8011564746367 | 8011564746367 | 85371098
GW68531 | QP5 ACS WIRED 3P+N+E 130 KW EM | QP5 ACS OKABLOW. 3P+N+E 130 KW EM | 6020 | 1 | NR | 5920 | 1 | NR | 1.689% | OFFICIAL | 3BL25G34F6891LP100 | 30 | 3BL | INSTALLATION BLOC | 25G | Q-DIN & Q-BOX RANGES | 34F | 68 WIRED Q-DIN/Q-BOX | 1 | 1 | NR | 143536.25 | CCM | 24 | 21.6 | KG | 8011564299948 | 8011564299948 | 8011564299948 | 85371098
GW68472F | Q-BOX6 ACS PL-T 6 SOC. CBF 33 KW EM | Q-BOX6 ACS PL-T 6 GN. CBF 33 KW EM | 2420 | 1 | NR | 2380 | 1 | NR | 1.681% | OFFICIAL | 3BL25G34F6911LM100 | 30 | 3BL | INSTALLATION BLOC | 25G | Q-DIN & Q-BOX RANGES | 34F | 68 WIRED Q-DIN/Q-BOX | 1 | 1 | NR | 397986.5 | CCM | 31 | 27.9 | KG | 8011564896352 | 8011564896352 | 8011564896352 | 85371098
GW68598 | Q-BOX6 ACS PL-T 6 SOC. SBF 33 KW EM | Q-BOX6 ACS PL-T 6 GN. SBF 33 KW EM | 2420 | 1 | NR | 2380 | 1 | NR | 1.681% | OFFICIAL | 3BL25G34F6911LM100 | 30 | 3BL | INSTALLATION BLOC | 25G | Q-DIN & Q-BOX RANGES | 34F | 68 WIRED Q-DIN/Q-BOX | 1 | 1 | NR | 397986.5 | CCM | 30.5 | 27.45 | KG | 8011564895843 | 8011564895843 | 8011564895843 | 85371098
GW68496 | Q-BOX6 ACS TB-T 6 SOC. SBF 53 KW EM | Q-BOX6 ACS TB-T 6 GN. SBF 53 KW EM | 4240 | 1 | NR | 4170 | 1 | NR | 1.679% | OFFICIAL | 3BL25G34F6911LO100 | 30 | 3BL | INSTALLATION BLOC | 25G | Q-DIN & Q-BOX RANGES | 34F | 68 WIRED Q-DIN/Q-BOX | 1 | 1 | NR | 397986.5 | CCM | 36 | 31.577 | KG | 8011564068520 | 8011564068520 | 8011564068520 | 85371098
GW68481 | Q-BOX4 ACS PL-T 4 SOC. SBF 17 KW EM | Q-BOX4 ACS PL-T 4 GN. SBF 17 KW EM | 1820 | 1 | NR | 1790 | 1 | NR | 1.676% | OFFICIAL | 3BL25G34F6911LI100 | 30 | 3BL | INSTALLATION BLOC | 25G | Q-DIN & Q-BOX RANGES | 34F | 68 WIRED Q-DIN/Q-BOX | 1 | 1 | NR | 295700.25 | CCM | 22.65 | 20.385 | KG | 8011564040700 | 8011564040700 | 8011564040700 | 85371098
GW68482 | Q-BOX4 ACS PL-T 4 SOC. SBF 17 KW EM | Q-BOX4 ACS PL-T 4 GN. SBF 17 KW EM | 1820 | 1 | NR | 1790 | 1 | NR | 1.676% | OFFICIAL | 3BL25G34F6911LI100 | 30 | 3BL | INSTALLATION BLOC | 25G | Q-DIN & Q-BOX RANGES | 34F | 68 WIRED Q-DIN/Q-BOX | 1 | 1 | NR | 295700.25 | CCM | 22.588 | 20.329 | KG | 8011564040724 | 8011564040724 | 8011564040724 | 85371098
GW68511F | Q-BOX4 ACS TB-S 4 SOC. CBF 12 KW EM | Q-BOX4 ACS TB-S 4 GN. CBF 12 KW EM | 1820 | 1 | NR | 1790 | 1 | NR | 1.676% | OFFICIAL | 3BL25G34F6911LK100 | 30 | 3BL | INSTALLATION BLOC | 25G | Q-DIN & Q-BOX RANGES | 34F | 68 WIRED Q-DIN/Q-BOX | 1 | 1 | NR | 295700.25 | CCM | 24.571 | 21.541 | KG | 8011564895911 | 8011564895911 | 8011564895911 | 85371098
GW68565F | Q-BOX4 ACS TB-T 4 SOC. CBF 17 KW EM | Q-BOX4 ACS TB-T 4 GN. CBF 17 KW EM | 1820 | 1 | NR | 1790 | 1 | NR | 1.676% | OFFICIAL | 3BL25G34F6911LK100 | 30 | 3BL | INSTALLATION BLOC | 25G | Q-DIN & Q-BOX RANGES | 34F | 68 WIRED Q-DIN/Q-BOX | 1 | 1 | NR | 295700.25 | CCM | 24.651 | 21.622 | KG | 8011564895928 | 8011564895928 | 8011564895928 | 85371098
GW68566F | Q-BOX4 ACS TB-T 4 SOC. CBF 17 KW EM | Q-BOX4 ACS TB-T 4 GN. CBF 17 KW EM | 1820 | 1 | NR | 1790 | 1 | NR | 1.676% | OFFICIAL | 3BL25G34F6911LK100 | 30 | 3BL | INSTALLATION BLOC | 25G | Q-DIN & Q-BOX RANGES | 34F | 68 WIRED Q-DIN/Q-BOX | 1 | 1 | NR | 295700.25 | CCM | 26 | 21.474 | KG | 8011564895935 | 8011564895935 | 8011564895935 | 85371098
GW68585 | Q-BOX4 ACS PL-T 4 SOC. SBF 17 KW EM | Q-BOX4 ACS PL-T 4 GN. SBF 17 KW EM | 1820 | 1 | NR | 1790 | 1 | NR | 1.676% | OFFICIAL | 3BL25G34F6911LI100 | 30 | 3BL | INSTALLATION BLOC | 25G | Q-DIN & Q-BOX RANGES | 34F | 68 WIRED Q-DIN/Q-BOX | 1 | 1 | NR | 295700.25 | CCM | 25.357 | 22.327 | KG | 8011564895720 | 8011564895720 | 8011564895720 | 85371098
GW68513F | Q-BOX4 ACS TB-T 5 SOC. CBF 33 KW EM | Q-BOX4 ACS TB-T 5 GN. CBF 33 KW EM | 2430 | 1 | NR | 2390 | 1 | NR | 1.674% | OFFICIAL | 3BL25G34F6911LK100 | 30 | 3BL | INSTALLATION BLOC | 25G | Q-DIN & Q-BOX RANGES | 34F | 68 WIRED Q-DIN/Q-BOX | 1 | 1 | NR | 295700.25 | CCM | 29.308 | 26.278 | KG | 8011564896017 | 8011564896017 | 8011564896017 | 85371098
GW68573F | Q-BOX4 ACS TB-T 5 SOC. CBF 33 KW EM | Q-BOX4 ACS TB-T 5 GN. CBF 33 KW EM | 2430 | 1 | NR | 2390 | 1 | NR | 1.674% | OFFICIAL | 3BL25G34F6911LK100 | 30 | 3BL | INSTALLATION BLOC | 25G | Q-DIN & Q-BOX RANGES | 34F | 68 WIRED Q-DIN/Q-BOX | 1 | 1 | NR | 295700.25 | CCM | 29.304 | 26.275 | KG | 8011564896024 | 8011564896024 | 8011564896024 | 85371098
GW68242N | Q-DIN 5 ACS IEC 2X2P 1X3P 16A MOBILE | Q-DIN 5 ACS IEC 2X2P 1X3P 16A MOBILNE | 731 | 1 | NR | 719 | 1 | NR | 1.669% | OFFICIAL | 3BL25G34F6951LQ100 | 30 | 3BL | INSTALLATION BLOC | 25G | Q-DIN & Q-BOX RANGES | 34F | 68 WIRED Q-DIN/Q-BOX | 1 | 1 | NR | 16830 | CCM | 2.466 | 2.421 | KG | 8011564896406 | 8011564896406 | 8011564896406 | 85371098
GW66393 | COMBIBLOC ASD 2 S.O.: 2P+E,3P+N+E IP55 | ZESTAW GNIAZD ASD 2 GN: 2P+E,3P+N+E IP55 | 305 | 1 | NR | 300 | 1 | NR | 1.667% | OFFICIAL | 3BL25G34F6851LG100 | 30 | 3BL | INSTALLATION BLOC | 25G | Q-DIN & Q-BOX RANGES | 34F | 68 WIRED Q-DIN/Q-BOX | 1 | 2 | NR | 18812.5 | CCM | 3.05 | 2.745 | KG | 8011564133396 | 8011564133396 | 8011564518483 | 85366990
GW68208N | Q-DIN 20 ASD 4S.O.BL.VR.SBF 4FL.IP55 | Q-DIN 20 ASD 4GN.BL.PION.SBF 4OB.IP55 | 611 | 1 | NR | 601 | 1 | NR | 1.664% | OFFICIAL | 3BL25G34F6851LE100 | 30 | 3BL | INSTALLATION BLOC | 25G | Q-DIN & Q-BOX RANGES | 34F | 68 WIRED Q-DIN/Q-BOX | 1 | 1 | NR | 78680.25 | CCM | 7.845 | 7.061 | KG | 8011564749726 | 8011564749726 | 8011564749726 | 85371098
GW68536 | CDK ACS WIRED 3P+N+E 17 KW EM | CDK ACS OKABLOW. 3P+N+E 17 KW EM | 674 | 1 | NR | 663 | 1 | NR | 1.659% | OFFICIAL | 3BL25G34F6891LP100 | 30 | 3BL | INSTALLATION BLOC | 25G | Q-DIN & Q-BOX RANGES | 34F | 68 WIRED Q-DIN/Q-BOX | 1 | 1 | NR | 16520 | CCM | 3.452 | 2.923 | KG | 8011564895416 | 8011564895416 | 8011564895416 | 85371098
GW68567F | Q-BOX4 ACS TB-T 4 SOC. CBF 17 KW EM | Q-BOX4 ACS TB-T 4 GN. CBF 17 KW EM | 1840 | 1 | NR | 1810 | 1 | NR | 1.657% | OFFICIAL | 3BL25G34F6911LK100 | 30 | 3BL | INSTALLATION BLOC | 25G | Q-DIN & Q-BOX RANGES | 34F | 68 WIRED Q-DIN/Q-BOX | 1 | 1 | NR | 295700.25 | CCM | 24.708 | 21.678 | KG | 8011564895942 | 8011564895942 | 8011564895942 | 85371098
GW68568F | Q-BOX4 ACS TB-T 4 SOC. CBF 17 KW EM | Q-BOX4 ACS TB-T 4 GN. CBF 17 KW EM | 1840 | 1 | NR | 1810 | 1 | NR | 1.657% | OFFICIAL | 3BL25G34F6911LK100 | 30 | 3BL | INSTALLATION BLOC | 25G | Q-DIN & Q-BOX RANGES | 34F | 68 WIRED Q-DIN/Q-BOX | 1 | 1 | NR | 295700.25 | CCM | 22 | 20 | KG | 8011564895959 | 8011564895959 | 8011564895959 | 85371098
GW68569F | Q-BOX4 ACS TB-T 4 SOC. CBF 17 KW EM | Q-BOX4 ACS TB-T 4 GN. CBF 17 KW EM | 1840 | 1 | NR | 1810 | 1 | NR | 1.657% | OFFICIAL | 3BL25G34F6911LK100 | 30 | 3BL | INSTALLATION BLOC | 25G | Q-DIN & Q-BOX RANGES | 34F | 68 WIRED Q-DIN/Q-BOX | 1 | 1 | NR | 295700.25 | CCM | 24.713 | 21.683 | KG | 8011564895966 | 8011564895966 | 8011564895966 | 85371098
GW68570F | Q-BOX4 ACS TB-T 4 SOC. CBF 17 KW EM | Q-BOX4 ACS TB-T 4 GN. CBF 17 KW EM | 1840 | 1 | NR | 1810 | 1 | NR | 1.657% | OFFICIAL | 3BL25G34F6911LK100 | 30 | 3BL | INSTALLATION BLOC | 25G | Q-DIN & Q-BOX RANGES | 34F | 68 WIRED Q-DIN/Q-BOX | 1 | 1 | NR | 295700.25 | CCM | 24.76 | 21.73 | KG | 8011564895973 | 8011564895973 | 8011564895973 | 85371098
GW68586F | Q-BOX4 ACS PL-T 4 SOC. CBF 17 KW EM | Q-BOX4 ACS PL-T 4 GN. CBF 17 KW EM | 1840 | 1 | NR | 1810 | 1 | NR | 1.657% | OFFICIAL | 3BL25G34F6911LI100 | 30 | 3BL | INSTALLATION BLOC | 25G | Q-DIN & Q-BOX RANGES | 34F | 68 WIRED Q-DIN/Q-BOX | 1 | 1 | NR | 295700.25 | CCM | 22.5 | 20.25 | KG | 8011564896208 | 8011564896208 | 8011564896208 | 85371098
GW68587F | Q-BOX4 ACS PL-T 4 SOC. CBF 17 KW EM | Q-BOX4 ACS PL-T 4 GN. CBF 17 KW EM | 1840 | 1 | NR | 1810 | 1 | NR | 1.657% | OFFICIAL | 3BL25G34F6911LI100 | 30 | 3BL | INSTALLATION BLOC | 25G | Q-DIN & Q-BOX RANGES | 34F | 68 WIRED Q-DIN/Q-BOX | 1 | 1 | NR | 295700.25 | CCM | 22.5 | 20.25 | KG | 8011564896215 | 8011564896215 | 8011564896215 | 85371098
GW68588F | Q-BOX4 ACS PL-T 4 SOC. CBF 17 KW EM | Q-BOX4 ACS PL-T 4 GN. CBF 17 KW EM | 1840 | 1 | NR | 1810 | 1 | NR | 1.657% | OFFICIAL | 3BL25G34F6911LI100 | 30 | 3BL | INSTALLATION BLOC | 25G | Q-DIN & Q-BOX RANGES | 34F | 68 WIRED Q-DIN/Q-BOX | 1 | 1 | NR | 295700.25 | CCM | 24.813 | 21.783 | KG | 8011564896222 | 8011564896222 | 8011564896222 | 85371098
GW68244N | Q-DIN 5 ACS IEC 3X3P 16A MOBILE | Q-DIN 5 ACS IEC 3X3P 16A MOBILNE | 798 | 1 | NR | 785 | 1 | NR | 1.656% | OFFICIAL | 3BL25G34F6951LQ100 | 30 | 3BL | INSTALLATION BLOC | 25G | Q-DIN & Q-BOX RANGES | 34F | 68 WIRED Q-DIN/Q-BOX | 1 | 1 | NR | 16830 | CCM | 2.897 | 2.484 | KG | 8011564896420 | 8011564896420 | 8011564896420 | 85371098
GW68583 | Q-BOX6 ACS TB-T 6 SOC. SBF 42 KW EM | Q-BOX6 ACS TB-T 6 GN. SBF 42 KW EM | 3080 | 1 | NR | 3030 | 1 | NR | 1.65% | OFFICIAL | 3BL25G34F6911LO100 | 30 | 3BL | INSTALLATION BLOC | 25G | Q-DIN & Q-BOX RANGES | 34F | 68 WIRED Q-DIN/Q-BOX | 1 | 1 | NR | 397986.5 | CCM | 33.678 | 30.008 | KG | 8011564895706 | 8011564895706 | 8011564895706 | 85371098
GW66389 | PORTABLE COMBIBLOC ASC 3 S.O. IP55 | PRZENOŚNY ZESTAW GNIAZD ASC 3 GNI. IP55 | 803 | 1 | NR | 790 | 1 | NR | 1.646% | OFFICIAL | 3BL25G34F6851LG100 | 30 | 3BL | INSTALLATION BLOC | 25G | Q-DIN & Q-BOX RANGES | 34F | 68 WIRED Q-DIN/Q-BOX | 1 | 1 | NR | 217717.5 | CCM | 11.68 | 10.512 | KG | 8011564247468 | 8011564247468 | 8011564247468 | 85366990
GW68203N | Q-DIN 10 ACS IEC 2X2P 2XITA 16A MOBILE | Q-DIN 10 ACS IEC 2X2P 2XITA 16A MOBILN. | 495 | 1 | NR | 487 | 1 | NR | 1.643% | OFFICIAL | 3BL25G34F6951LS100 | 30 | 3BL | INSTALLATION BLOC | 25G | Q-DIN & Q-BOX RANGES | 34F | 68 WIRED Q-DIN/Q-BOX | 1 | 1 | NR | 25194 | CCM | 3.792 | 3.413 | KG | 8011564749672 | 8011564749672 | 8011564749672 | 85371098
GW68497 | Q-BOX6 ACS TB-T 6 SOC. SBF 53 KW EM | Q-BOX6 ACS TB-T 6 GN. SBF 53 KW EM | 4340 | 1 | NR | 4270 | 1 | NR | 1.639% | OFFICIAL | 3BL25G34F6911LO100 | 30 | 3BL | INSTALLATION BLOC | 25G | Q-DIN & Q-BOX RANGES | 34F | 68 WIRED Q-DIN/Q-BOX | 1 | 1 | NR | 397986.5 | CCM | 38 | 33.673 | KG | 8011564068537 | 8011564068537 | 8011564068537 | 85371098
GW68542 | Q-BOX4 ACS TB-T 8 SOC. SBF 42 KW EM | Q-BOX4 ACS TB-T 8 GN. SBF 42 KW EM | 3100 | 1 | NR | 3050 | 1 | NR | 1.639% | OFFICIAL | 3BL25G34F6911LK100 | 30 | 3BL | INSTALLATION BLOC | 25G | Q-DIN & Q-BOX RANGES | 34F | 68 WIRED Q-DIN/Q-BOX | 1 | 1 | NR | 295700.25 | CCM | 28 | 26 | KG | 8011564745216 | 8011564745216 | 8011564745216 | 85371098
GW66395 | C.BLOC ASD 3 S.O.: 2P+E,2P+E,3P+E IP55 | ZEST.GN ASD 3 GN: 2P+E,2P+E,3P+E IP55 | 497 | 1 | NR | 489 | 1 | NR | 1.636% | OFFICIAL | 3BL25G34F6851LG100 | 30 | 3BL | INSTALLATION BLOC | 25G | Q-DIN & Q-BOX RANGES | 34F | 68 WIRED Q-DIN/Q-BOX | 1 | 1 | NR | 33374 | CCM | 4.556 | 4.1 | KG | 8011564133426 | 8011564133426 | 8011564133426 | 85366990
GW68204N | Q-DIN 10 ACS IEC 2X2P 2X3P 16A MOBILE | Q-DIN 10 ACS IEC 2X2P 2X3P 16A MOBILN. | 747 | 1 | NR | 735 | 1 | NR | 1.633% | OFFICIAL | 3BL25G34F6951LS100 | 30 | 3BL | INSTALLATION BLOC | 25G | Q-DIN & Q-BOX RANGES | 34F | 68 WIRED Q-DIN/Q-BOX | 1 | 1 | NR | 25194 | CCM | 4.868 | 4.381 | KG | 8011564749689 | 8011564749689 | 8011564749689 | 85371098
GW68514F | Q-BOX4 ACS TB-T 5 SOC. CBF 33 KW EM | Q-BOX4 ACS TB-T 5 GN. CBF 33 KW EM | 2490 | 1 | NR | 2450 | 1 | NR | 1.633% | OFFICIAL | 3BL25G34F6911LK100 | 30 | 3BL | INSTALLATION BLOC | 25G | Q-DIN & Q-BOX RANGES | 34F | 68 WIRED Q-DIN/Q-BOX | 1 | 1 | NR | 295700.25 | CCM | 29.377 | 26.347 | KG | 8011564896031 | 8011564896031 | 8011564896031 | 85371098
GW68401N | Q-DIN 10 ACS IEC 3PR. 1XITA 16A MOBILE | Q-DIN 10 ACS IEC 3PR. 1XITA 16A MOBILNE | 1250 | 1 | NR | 1230 | 1 | NR | 1.626% | OFFICIAL | 3BL25G34F6951LS100 | 30 | 3BL | INSTALLATION BLOC | 25G | Q-DIN & Q-BOX RANGES | 34F | 68 WIRED Q-DIN/Q-BOX | 1 | 1 | NR | 118087.5 | CCM | 9.865 | 8.879 | KG | 8011564749832 | 8011564749832 | 8011564749832 | 85371098
GW68494F | Q-BOX6 ACS TB-T 6 SOC. CBF 42 KW EM | Q-BOX6 ACS TB-T 6 GN. CBF 42 KW EM | 3140 | 1 | NR | 3090 | 1 | NR | 1.618% | OFFICIAL | 3BL25G34F6911LO100 | 30 | 3BL | INSTALLATION BLOC | 25G | Q-DIN & Q-BOX RANGES | 34F | 68 WIRED Q-DIN/Q-BOX | 1 | 1 | NR | 397986.5 | CCM | 30.5 | 27.5 | KG | 8011564896147 | 8011564896147 | 8011564896147 | 85371098
GW68471 | Q-BOX6 ACS PL-T 6 SOC. SBF 33 KW EM | Q-BOX6 ACS PL-T 6 GN. SBF 33 KW EM | 2520 | 1 | NR | 2480 | 1 | NR | 1.613% | OFFICIAL | 3BL25G34F6911LM100 | 30 | 3BL | INSTALLATION BLOC | 25G | Q-DIN & Q-BOX RANGES | 34F | 68 WIRED Q-DIN/Q-BOX | 1 | 1 | NR | 397986.5 | CCM | 32 | 29.661 | KG | 8011564040670 | 8011564040670 | 8011564040670 | 85371098
GW68594F | Q-BOX6 ACS SP1F 6 SOC. CBF 6 KW EM | Q-BOX6 ACS SP1F 6 GN. CBF 6 KW EM | 1890 | 1 | NR | 1860 | 1 | NR | 1.613% | OFFICIAL | 3BL25G34F6911LM100 | 30 | 3BL | INSTALLATION BLOC | 25G | Q-DIN & Q-BOX RANGES | 34F | 68 WIRED Q-DIN/Q-BOX | 1 | 1 | NR | 397986.5 | CCM | 31.937 | 28.248 | KG | 8011564896284 | 8011564896284 | 8011564896284 | 85371098
GW68207N | Q-DIN 14 ASD 3S.O.BL.VR.SBF IP55 | Q-DIN 14 ASD 3GN.BL.PION.SBF IP55 | 505 | 1 | NR | 497 | 1 | NR | 1.61% | OFFICIAL | 3BL25G34F6851LC100 | 30 | 3BL | INSTALLATION BLOC | 25G | Q-DIN & Q-BOX RANGES | 34F | 68 WIRED Q-DIN/Q-BOX | 1 | 1 | NR | 54180 | CCM | 5.59 | 5.031 | KG | 8011564749719 | 8011564749719 | 8011564749719 | 85371098
GW66388 | PORTABLE COMBIBLOC ASC 3 S.O. IP55 | PRZENOŚNY ZESTAW GNIAZD ASC 3 GNI. IP55 | 759 | 1 | NR | 747 | 1 | NR | 1.606% | OFFICIAL | 3BL25G34F6851LG100 | 30 | 3BL | INSTALLATION BLOC | 25G | Q-DIN & Q-BOX RANGES | 34F | 68 WIRED Q-DIN/Q-BOX | 1 | 1 | NR | 217717.5 | CCM | 11.8 | 10.8 | KG | 8011564247451 | 8011564247451 | 8011564247451 | 85366990
GW68526 | QP3 ACS WIRED 3P+N+E 84 KW EM | QP3 ACS OKABLOW. 3P+N+E 84 KW EM | 4430 | 1 | NR | 4360 | 1 | NR | 1.606% | OFFICIAL | 3BL25G34F6891LP100 | 30 | 3BL | INSTALLATION BLOC | 25G | Q-DIN & Q-BOX RANGES | 34F | 68 WIRED Q-DIN/Q-BOX | 1 | 1 | NR | 78680.25 | CCM | 17.5 | 15.75 | KG | 8011564299931 | 8011564299931 | 8011564299931 | 85371098
GW68562 | Q-BOX4 ACS TB-T 4 SOC. SBF 17 KW EM | Q-BOX4 ACS TB-T 4 GN. SBF 17 KW EM | 1900 | 1 | NR | 1870 | 1 | NR | 1.604% | OFFICIAL | 3BL25G34F6911LK100 | 30 | 3BL | INSTALLATION BLOC | 25G | Q-DIN & Q-BOX RANGES | 34F | 68 WIRED Q-DIN/Q-BOX | 1 | 1 | NR | 295700.25 | CCM | 22 | 19.8 | KG | 8011564895287 | 8011564895287 | 8011564895287 | 85371098
GW68563 | Q-BOX4 ACS TB-T 4 SOC. SBF 17 KW EM | Q-BOX4 ACS TB-T 4 GN. SBF 17 KW EM | 1900 | 1 | NR | 1870 | 1 | NR | 1.604% | OFFICIAL | 3BL25G34F6911LK100 | 30 | 3BL | INSTALLATION BLOC | 25G | Q-DIN & Q-BOX RANGES | 34F | 68 WIRED Q-DIN/Q-BOX | 1 | 1 | NR | 295700.25 | CCM | 24.679 | 21.65 | KG | 8011564895294 | 8011564895294 | 8011564895294 | 85371098
GW68564 | Q-BOX4 ACS TB-T 4 SOC. SBF 17 KW EM | Q-BOX4 ACS TB-T 4 GN. SBF 17 KW EM | 1900 | 1 | NR | 1870 | 1 | NR | 1.604% | OFFICIAL | 3BL25G34F6911LK100 | 30 | 3BL | INSTALLATION BLOC | 25G | Q-DIN & Q-BOX RANGES | 34F | 68 WIRED Q-DIN/Q-BOX | 1 | 1 | NR | 295700.25 | CCM | 25.308 | 22.279 | KG | 8011564895300 | 8011564895300 | 8011564895300 | 85371098
GW68544 | Q-BOX6 ACS TB-T 12 SOC. SBF 53 KW EM | Q-BOX6 ACS TB-T 12 GN. SBF 53 KW EM | 4460 | 1 | NR | 4390 | 1 | NR | 1.595% | OFFICIAL | 3BL25G34F6911LO100 | 30 | 3BL | INSTALLATION BLOC | 25G | Q-DIN & Q-BOX RANGES | 34F | 68 WIRED Q-DIN/Q-BOX | 1 | 1 | NR | 397986.5 | CCM | 37.5 | 33.75 | KG | 8011564745230 | 8011564745230 | 8011564745230 | 85371098
GW68472 | Q-BOX6 ACS PL-T 6 SOC. SBF 33 KW EM | Q-BOX6 ACS PL-T 6 GN. SBF 33 KW EM | 2550 | 1 | NR | 2510 | 1 | NR | 1.594% | OFFICIAL | 3BL25G34F6911LM100 | 30 | 3BL | INSTALLATION BLOC | 25G | Q-DIN & Q-BOX RANGES | 34F | 68 WIRED Q-DIN/Q-BOX | 1 | 1 | NR | 397986.5 | CCM | 32.5 | 29.928 | KG | 8011564040687 | 8011564040687 | 8011564040687 | 85371098
GW68484F | Q-BOX4 ACS PL-T 5 SOC. CBF 33 KW EM | Q-BOX4 ACS PL-T 5 GN. CBF 33 KW EM | 2550 | 1 | NR | 2510 | 1 | NR | 1.594% | OFFICIAL | 3BL25G34F6911LI100 | 30 | 3BL | INSTALLATION BLOC | 25G | Q-DIN & Q-BOX RANGES | 34F | 68 WIRED Q-DIN/Q-BOX | 1 | 1 | NR | 295700.25 | CCM | 26.5 | 24.5 | KG | 8011564896277 | 8011564896277 | 8011564896277 | 85371098
GW68571 | Q-BOX4 ACS TB-T 5 SOC. SBF 33 KW EM | Q-BOX4 ACS TB-T 5 GN. SBF 33 KW EM | 2550 | 1 | NR | 2510 | 1 | NR | 1.594% | OFFICIAL | 3BL25G34F6911LK100 | 30 | 3BL | INSTALLATION BLOC | 25G | Q-DIN & Q-BOX RANGES | 34F | 68 WIRED Q-DIN/Q-BOX | 1 | 1 | NR | 295700.25 | CCM | 25.8 | 22.789 | KG | 8011564895577 | 8011564895577 | 8011564895577 | 85371098
GW68572 | Q-BOX4 ACS TB-T 5 SOC. SBF 33 KW EM | Q-BOX4 ACS TB-T 5 GN. SBF 33 KW EM | 2550 | 1 | NR | 2510 | 1 | NR | 1.594% | OFFICIAL | 3BL25G34F6911LK100 | 30 | 3BL | INSTALLATION BLOC | 25G | Q-DIN & Q-BOX RANGES | 34F | 68 WIRED Q-DIN/Q-BOX | 1 | 1 | NR | 295700.25 | CCM | 23.5 | 23.373 | KG | 8011564895584 | 8011564895584 | 8011564895584 | 85371098
GW68232N | Q-DIN 10 ASD 2 S.O. 2P+E 16A IP65 | Q-DIN 10 ASD 2 GN. 2P+E 16A IP65 | 319 | 1 | NR | 314 | 1 | NR | 1.592% | OFFICIAL | 3BL25G34F6851LC100 | 30 | 3BL | INSTALLATION BLOC | 25G | Q-DIN & Q-BOX RANGES | 34F | 68 WIRED Q-DIN/Q-BOX | 1 | 2 | NR | 25798.5 | CCM | 3.977 | 3.503 | KG | 8011564847712 | 8011564847712 | 8011564980501 | 85371098
GW68493 | Q-BOX6 ACS TB-T 6 SOC. SBF 33 KW EM | Q-BOX6 ACS TB-T 6 GN. SBF 33 KW EM | 3200 | 1 | NR | 3150 | 1 | NR | 1.587% | OFFICIAL | 3BL25G34F6911LO100 | 30 | 3BL | INSTALLATION BLOC | 25G | Q-DIN & Q-BOX RANGES | 34F | 68 WIRED Q-DIN/Q-BOX | 1 | 1 | NR | 397986.5 | CCM | 32.5 | 29.098 | KG | 8011564068490 | 8011564068490 | 8011564068490 | 85371098
GW68217N | Q-DIN 5 ACS IEC 3X2P 16A MOBILE | Q-DIN 5 ACS IEC 3X2P 16A MOBILNE | 449 | 1 | NR | 442 | 1 | NR | 1.584% | OFFICIAL | 3BL25G34F6951LQ100 | 30 | 3BL | INSTALLATION BLOC | 25G | Q-DIN & Q-BOX RANGES | 34F | 68 WIRED Q-DIN/Q-BOX | 1 | 1 | NR | 16830 | CCM | 3.212 | 2.891 | KG | 8011564749757 | 8011564749757 | 8011564749757 | 85371098
GW68249N | Q-DIN 14 ACS IEC 4X2P 2X3P 16A MOBILE | Q-DIN 14 ACS IEC 4X2P 2X3P 16A MOBILNE | 1290 | 1 | NR | 1270 | 1 | NR | 1.575% | OFFICIAL | 3BL25G34F6951LU100 | 30 | 3BL | INSTALLATION BLOC | 25G | Q-DIN & Q-BOX RANGES | 34F | 68 WIRED Q-DIN/Q-BOX | 1 | 1 | NR | 52704 | CCM | 6.872 | 5.955 | KG | 8011564896482 | 8011564896482 | 8011564896482 | 85371098
GW68250N | Q-DIN 14 ACS IEC 3X2P 3X3P 16A MOBILE | Q-DIN 14 ACS IEC 3X2P 3X3P 16A MOBILNE | 1290 | 1 | NR | 1270 | 1 | NR | 1.575% | OFFICIAL | 3BL25G34F6951LU100 | 30 | 3BL | INSTALLATION BLOC | 25G | Q-DIN & Q-BOX RANGES | 34F | 68 WIRED Q-DIN/Q-BOX | 1 | 1 | NR | 52704 | CCM | 6.614 | 5.697 | KG | 8011564896499 | 8011564896499 | 8011564896499 | 85371098
GW68586 | Q-BOX4 ACS PL-T 4 SOC. SBF 17 KW EM | Q-BOX4 ACS PL-T 4 GN. SBF 17 KW EM | 1940 | 1 | NR | 1910 | 1 | NR | 1.571% | OFFICIAL | 3BL25G34F6911LI100 | 30 | 3BL | INSTALLATION BLOC | 25G | Q-DIN & Q-BOX RANGES | 34F | 68 WIRED Q-DIN/Q-BOX | 1 | 1 | NR | 295700.25 | CCM | 25.224 | 22.194 | KG | 8011564895737 | 8011564895737 | 8011564895737 | 85371098
GW68587 | Q-BOX4 ACS PL-T 4 SOC. SBF 17 KW EM | Q-BOX4 ACS PL-T 4 GN. SBF 17 KW EM | 1940 | 1 | NR | 1910 | 1 | NR | 1.571% | OFFICIAL | 3BL25G34F6911LI100 | 30 | 3BL | INSTALLATION BLOC | 25G | Q-DIN & Q-BOX RANGES | 34F | 68 WIRED Q-DIN/Q-BOX | 1 | 1 | NR | 295700.25 | CCM | 25.348 | 22.318 | KG | 8011564895744 | 8011564895744 | 8011564895744 | 85371098
GW68588 | Q-BOX4 ACS PL-T 4 SOC. SBF 17 KW EM | Q-BOX4 ACS PL-T 4 GN. SBF 17 KW EM | 1940 | 1 | NR | 1910 | 1 | NR | 1.571% | OFFICIAL | 3BL25G34F6911LI100 | 30 | 3BL | INSTALLATION BLOC | 25G | Q-DIN & Q-BOX RANGES | 34F | 68 WIRED Q-DIN/Q-BOX | 1 | 1 | NR | 295700.25 | CCM | 25.19 | 22.179 | KG | 8011564895751 | 8011564895751 | 8011564895751 | 85371098
GW68582F | Q-BOX6 ACS TB-T 6 SOC. CBF 33 KW EM | Q-BOX6 ACS TB-T 6 GN. CBF 33 KW EM | 2590 | 1 | NR | 2550 | 1 | NR | 1.569% | OFFICIAL | 3BL25G34F6911LO100 | 30 | 3BL | INSTALLATION BLOC | 25G | Q-DIN & Q-BOX RANGES | 34F | 68 WIRED Q-DIN/Q-BOX | 1 | 1 | NR | 397986.5 | CCM | 31 | 27.9 | KG | 8011564896130 | 8011564896130 | 8011564896130 | 85371098
GW68491F | Q-BOX6 ACS TB-T 6 SOC. CBF 42 KW EM | Q-BOX6 ACS TB-T 6 GN. CBF 42 KW EM | 3240 | 1 | NR | 3190 | 1 | NR | 1.567% | OFFICIAL | 3BL25G34F6911LO100 | 30 | 3BL | INSTALLATION BLOC | 25G | Q-DIN & Q-BOX RANGES | 34F | 68 WIRED Q-DIN/Q-BOX | 1 | 1 | NR | 397986.5 | CCM | 31.5 | 28.5 | KG | 8011564896161 | 8011564896161 | 8011564896161 | 85371098
GW68575F | Q-BOX6 ACS TB-S 6 SOC. CBF 6 KW EM | Q-BOX6 ACS TB-S 6 GN. CBF 6 KW EM | 1950 | 1 | NR | 1920 | 1 | NR | 1.562% | OFFICIAL | 3BL25G34F6911LO100 | 30 | 3BL | INSTALLATION BLOC | 25G | Q-DIN & Q-BOX RANGES | 34F | 68 WIRED Q-DIN/Q-BOX | 1 | 1 | NR | 397986.5 | CCM | 31.867 | 28.178 | KG | 8011564896062 | 8011564896062 | 8011564896062 | 85371098
GW68573 | Q-BOX4 ACS TB-T 5 SOC. SBF 33 KW EM | Q-BOX4 ACS TB-T 5 GN. SBF 33 KW EM | 2610 | 1 | NR | 2570 | 1 | NR | 1.556% | OFFICIAL | 3BL25G34F6911LK100 | 30 | 3BL | INSTALLATION BLOC | 25G | Q-DIN & Q-BOX RANGES | 34F | 68 WIRED Q-DIN/Q-BOX | 1 | 1 | NR | 295700.25 | CCM | 25.814 | 22.803 | KG | 8011564895591 | 8011564895591 | 8011564895591 | 85371098
GW68543 | Q-BOX6 ACS TB-T 7 SOC. SBF 4ITA 53 KW EM | Q-BOX6 ACS TB-T 7 GN. SBF 4ITA 53 KW EM | 4580 | 1 | NR | 4510 | 1 | NR | 1.552% | OFFICIAL | 3BL25G34F6911LO100 | 30 | 3BL | INSTALLATION BLOC | 25G | Q-DIN & Q-BOX RANGES | 34F | 68 WIRED Q-DIN/Q-BOX | 1 | 1 | NR | 397986.5 | CCM | 37.5 | 32.4 | KG | 8011564745223 | 8011564745223 | 8011564745223 | 85371098
GW68236N | Q-DIN 20 ACS IB 2XTRASF. 2X2P 16A MOBILE | Q-DIN 20 ACS IB 2XTRASF. 2X2P 16A MOBIL. | 1310 | 1 | NR | 1290 | 1 | NR | 1.55% | OFFICIAL | 3BL25G34F6951LW100 | 30 | 3BL | INSTALLATION BLOC | 25G | Q-DIN & Q-BOX RANGES | 34F | 68 WIRED Q-DIN/Q-BOX | 1 | 1 | NR | 78680.25 | CCM | 12 | 11 | KG | 8011564896529 | 8011564896529 | 8011564896529 | 85371098
GW68511 | Q-BOX4 ACS TB-S 4 SOC. SBF 12 KW EM | Q-BOX4 ACS TB-S 4 GN. SBF 12 KW EM | 1970 | 1 | NR | 1940 | 1 | NR | 1.546% | OFFICIAL | 3BL25G34F6911LK100 | 30 | 3BL | INSTALLATION BLOC | 25G | Q-DIN & Q-BOX RANGES | 34F | 68 WIRED Q-DIN/Q-BOX | 1 | 1 | NR | 295700.25 | CCM | 23.5 | 21.611 | KG | 8011564068322 | 8011564068322 | 8011564068322 | 85371098
GW68565 | Q-BOX4 ACS TB-T 4 SOC. SBF 17 KW EM | Q-BOX4 ACS TB-T 4 GN. SBF 17 KW EM | 1980 | 1 | NR | 1950 | 1 | NR | 1.538% | OFFICIAL | 3BL25G34F6911LK100 | 30 | 3BL | INSTALLATION BLOC | 25G | Q-DIN & Q-BOX RANGES | 34F | 68 WIRED Q-DIN/Q-BOX | 1 | 1 | NR | 295700.25 | CCM | 23 | 20.7 | KG | 8011564895515 | 8011564895515 | 8011564895515 | 85371098
GW68566 | Q-BOX4 ACS TB-T 4 SOC. SBF 17 KW EM | Q-BOX4 ACS TB-T 4 GN. SBF 17 KW EM | 1980 | 1 | NR | 1950 | 1 | NR | 1.538% | OFFICIAL | 3BL25G34F6911LK100 | 30 | 3BL | INSTALLATION BLOC | 25G | Q-DIN & Q-BOX RANGES | 34F | 68 WIRED Q-DIN/Q-BOX | 1 | 1 | NR | 295700.25 | CCM | 25.257 | 22.227 | KG | 8011564895522 | 8011564895522 | 8011564895522 | 85371098
GW68569 | Q-BOX4 ACS TB-T 4 SOC. SBF 17 KW EM | Q-BOX4 ACS TB-T 4 GN. SBF 17 KW EM | 1980 | 1 | NR | 1950 | 1 | NR | 1.538% | OFFICIAL | 3BL25G34F6911LK100 | 30 | 3BL | INSTALLATION BLOC | 25G | Q-DIN & Q-BOX RANGES | 34F | 68 WIRED Q-DIN/Q-BOX | 1 | 1 | NR | 295700.25 | CCM | 25.299 | 22.27 | KG | 8011564895553 | 8011564895553 | 8011564895553 | 85371098
GW68567 | Q-BOX4 ACS TB-T 4 SOC. SBF 17 KW EM | Q-BOX4 ACS TB-T 4 GN. SBF 17 KW EM | 1990 | 1 | NR | 1960 | 1 | NR | 1.531% | OFFICIAL | 3BL25G34F6911LK100 | 30 | 3BL | INSTALLATION BLOC | 25G | Q-DIN & Q-BOX RANGES | 34F | 68 WIRED Q-DIN/Q-BOX | 1 | 1 | NR | 295700.25 | CCM | 25.175 | 22.146 | KG | 8011564895539 | 8011564895539 | 8011564895539 | 85371098
GW68568 | Q-BOX4 ACS TB-T 4 SOC. SBF 17 KW EM | Q-BOX4 ACS TB-T 4 GN. SBF 17 KW EM | 1990 | 1 | NR | 1960 | 1 | NR | 1.531% | OFFICIAL | 3BL25G34F6911LK100 | 30 | 3BL | INSTALLATION BLOC | 25G | Q-DIN & Q-BOX RANGES | 34F | 68 WIRED Q-DIN/Q-BOX | 1 | 1 | NR | 295700.25 | CCM | 24 | 21.8 | KG | 8011564895546 | 8011564895546 | 8011564895546 | 85371098
GW68570 | Q-BOX4 ACS TB-T 4 SOC. SBF 17 KW EM | Q-BOX4 ACS TB-T 4 GN. SBF 17 KW EM | 1990 | 1 | NR | 1960 | 1 | NR | 1.531% | OFFICIAL | 3BL25G34F6911LK100 | 30 | 3BL | INSTALLATION BLOC | 25G | Q-DIN & Q-BOX RANGES | 34F | 68 WIRED Q-DIN/Q-BOX | 1 | 1 | NR | 295700.25 | CCM | 23.5 | 22.132 | KG | 8011564895560 | 8011564895560 | 8011564895560 | 85371098
GW68521 | QP3 ACS WIRED 3P+N+E 66 KW EM | QP3 ACS OKABLOW. 3P+N+E 66 KW EM | 2670 | 1 | NR | 2630 | 1 | NR | 1.521% | OFFICIAL | 3BL25G34F6891LP100 | 30 | 3BL | INSTALLATION BLOC | 25G | Q-DIN & Q-BOX RANGES | 34F | 68 WIRED Q-DIN/Q-BOX | 1 | 1 | NR | 78680.25 | CCM | 15.5 | 14.5 | KG | 8011564299924 | 8011564299924 | 8011564299924 | 85371098
GW68599 | Q-BOX6 ACS PL-T 6 SOC. SBF 42 KW EM | Q-BOX6 ACS PL-T 6 GN. SBF 42 KW EM | 2670 | 1 | NR | 2630 | 1 | NR | 1.521% | OFFICIAL | 3BL25G34F6911LM100 | 30 | 3BL | INSTALLATION BLOC | 25G | Q-DIN & Q-BOX RANGES | 34F | 68 WIRED Q-DIN/Q-BOX | 1 | 1 | NR | 397986.5 | CCM | 32.5 | 29.25 | KG | 8011564895850 | 8011564895850 | 8011564895850 | 85371098
GW68600 | Q-BOX6 ACS PL-T 6 SOC. SBF 42 KW EM | Q-BOX6 ACS PL-T 6 GN. SBF 42 KW EM | 2670 | 1 | NR | 2630 | 1 | NR | 1.521% | OFFICIAL | 3BL25G34F6911LM100 | 30 | 3BL | INSTALLATION BLOC | 25G | Q-DIN & Q-BOX RANGES | 34F | 68 WIRED Q-DIN/Q-BOX | 1 | 1 | NR | 397986.5 | CCM | 32 | 28.8 | KG | 8011564895867 | 8011564895867 | 8011564895867 | 85371098
GW68513 | Q-BOX4 ACS TB-T 5 SOC. SBF 33 KW EM | Q-BOX4 ACS TB-T 5 GN. SBF 33 KW EM | 2690 | 1 | NR | 2650 | 1 | NR | 1.509% | OFFICIAL | 3BL25G34F6911LK100 | 30 | 3BL | INSTALLATION BLOC | 25G | Q-DIN & Q-BOX RANGES | 34F | 68 WIRED Q-DIN/Q-BOX | 1 | 1 | NR | 295700.25 | CCM | 25.8 | 22.134 | KG | 8011564068353 | 8011564068353 | 8011564068353 | 85371098
GW68514 | Q-BOX4 ACS TB-T 5 SOC. SBF 33 KW EM | Q-BOX4 ACS TB-T 5 GN. SBF 33 KW EM | 2690 | 1 | NR | 2650 | 1 | NR | 1.509% | OFFICIAL | 3BL25G34F6911LK100 | 30 | 3BL | INSTALLATION BLOC | 25G | Q-DIN & Q-BOX RANGES | 34F | 68 WIRED Q-DIN/Q-BOX | 1 | 1 | NR | 295700.25 | CCM | 25.2 | 22.245 | KG | 8011564068384 | 8011564068384 | 8011564068384 | 85371098
GW68541 | Q-BOX4 ACS TB-T 5 SOC. SBF 4ITA 33 KW EM | Q-BOX4 ACS TB-T 5 GN. SBF 4ITA 33 KW EM | 2690 | 1 | NR | 2650 | 1 | NR | 1.509% | OFFICIAL | 3BL25G34F6911LK100 | 30 | 3BL | INSTALLATION BLOC | 25G | Q-DIN & Q-BOX RANGES | 34F | 68 WIRED Q-DIN/Q-BOX | 1 | 1 | NR | 295700.25 | CCM | 26.8 | 24.12 | KG | 8011564745001 | 8011564745001 | 8011564745001 | 85371098
GW68576F | Q-BOX6 ACS TB-T 6 SOC. CBF 17 KW EM | Q-BOX6 ACS TB-T 6 GN. CBF 17 KW EM | 2030 | 1 | NR | 2000 | 1 | NR | 1.5% | OFFICIAL | 3BL25G34F6911LO100 | 30 | 3BL | INSTALLATION BLOC | 25G | Q-DIN & Q-BOX RANGES | 34F | 68 WIRED Q-DIN/Q-BOX | 1 | 1 | NR | 397986.5 | CCM | 29.5 | 26.55 | KG | 8011564896079 | 8011564896079 | 8011564896079 | 85371098
GW68577F | Q-BOX6 ACS TB-T 6 SOC. CBF 17 KW EM | Q-BOX6 ACS TB-T 6 GN. CBF 17 KW EM | 2030 | 1 | NR | 2000 | 1 | NR | 1.5% | OFFICIAL | 3BL25G34F6911LO100 | 30 | 3BL | INSTALLATION BLOC | 25G | Q-DIN & Q-BOX RANGES | 34F | 68 WIRED Q-DIN/Q-BOX | 1 | 1 | NR | 397986.5 | CCM | 30 | 27 | KG | 8011564896086 | 8011564896086 | 8011564896086 | 85371098
GW68578F | Q-BOX6 ACS TB-T 6 SOC. CBF 17 KW EM | Q-BOX6 ACS TB-T 6 GN. CBF 17 KW EM | 2030 | 1 | NR | 2000 | 1 | NR | 1.5% | OFFICIAL | 3BL25G34F6911LO100 | 30 | 3BL | INSTALLATION BLOC | 25G | Q-DIN & Q-BOX RANGES | 34F | 68 WIRED Q-DIN/Q-BOX | 1 | 1 | NR | 397986.5 | CCM | 30 | 27 | KG | 8011564896093 | 8011564896093 | 8011564896093 | 85371098
GW68595F | Q-BOX6 ACS PL-T 6 SOC. CBF 17 KW EM | Q-BOX6 ACS PL-T 6 GN. CBF 17 KW EM | 2050 | 1 | NR | 2020 | 1 | NR | 1.485% | OFFICIAL | 3BL25G34F6911LM100 | 30 | 3BL | INSTALLATION BLOC | 25G | Q-DIN & Q-BOX RANGES | 34F | 68 WIRED Q-DIN/Q-BOX | 1 | 1 | NR | 397986.5 | CCM | 33.299 | 29.61 | KG | 8011564896291 | 8011564896291 | 8011564896291 | 85371098
GW68202N | Q-DIN 10 ASD:3S.O.IEC309,1CIV.S.O.IP44 | Q-DIN 10 ASD:3GN.IEC309,1CIV.GN.IP44 | 343 | 1 | NR | 338 | 1 | NR | 1.479% | OFFICIAL | 3BL25G34F6851L8100 | 30 | 3BL | INSTALLATION BLOC | 25G | Q-DIN & Q-BOX RANGES | 34F | 68 WIRED Q-DIN/Q-BOX | 1 | 3 | NR | 17199 | CCM | 2.84 | 2.556 | KG | 8011564749665 | 8011564749665 | 8011564701502 | 85371098
GW68233N | Q-DIN 10 ASD 1S.O.2P+E 16A+1S.O.3P+E 16A | Q-DIN 10 ASD 1GN.2P+E 16A+1GN.3P+E 16A | 344 | 1 | NR | 339 | 1 | NR | 1.475% | OFFICIAL | 3BL25G34F6851LC100 | 30 | 3BL | INSTALLATION BLOC | 25G | Q-DIN & Q-BOX RANGES | 34F | 68 WIRED Q-DIN/Q-BOX | 1 | 2 | NR | 25798.5 | CCM | 4.194 | 3.72 | KG | 8011564847729 | 8011564847729 | 8011564980518 | 85371098
GW68492 | Q-BOX6 ACS TB-T 6 SOC. SBF 42 KW EM | Q-BOX6 ACS TB-T 6 GN. SBF 42 KW EM | 3440 | 1 | NR | 3390 | 1 | NR | 1.475% | OFFICIAL | 3BL25G34F6911LO100 | 30 | 3BL | INSTALLATION BLOC | 25G | Q-DIN & Q-BOX RANGES | 34F | 68 WIRED Q-DIN/Q-BOX | 1 | 1 | NR | 397986.5 | CCM | 33 | 29.667 | KG | 8011564068476 | 8011564068476 | 8011564068476 | 85371098
GW68473F | Q-BOX6 ACS PL-T 6 SOC. CBF 17 KW EM | Q-BOX6 ACS PL-T 6 GN. CBF 17 KW EM | 2070 | 1 | NR | 2040 | 1 | NR | 1.471% | OFFICIAL | 3BL25G34F6911LM100 | 30 | 3BL | INSTALLATION BLOC | 25G | Q-DIN & Q-BOX RANGES | 34F | 68 WIRED Q-DIN/Q-BOX | 1 | 1 | NR | 397986.5 | CCM | 33.359 | 29.67 | KG | 8011564896307 | 8011564896307 | 8011564896307 | 85371098
GW68596F | Q-BOX6 ACS PL-T 6 SOC. CBF 17 KW EM | Q-BOX6 ACS PL-T 6 GN. CBF 17 KW EM | 2070 | 1 | NR | 2040 | 1 | NR | 1.471% | OFFICIAL | 3BL25G34F6911LM100 | 30 | 3BL | INSTALLATION BLOC | 25G | Q-DIN & Q-BOX RANGES | 34F | 68 WIRED Q-DIN/Q-BOX | 1 | 1 | NR | 397986.5 | CCM | 33.42 | 29.731 | KG | 8011564896314 | 8011564896314 | 8011564896314 | 85371098
GW68235N | Q-DIN 10 ACS 2XTRASF 160 VA MOBILE | Q-DIN 10 ACS 2XTRASF 160 VA MOBILNE | 1390 | 1 | NR | 1370 | 1 | NR | 1.46% | OFFICIAL | 3BL25G34F6951LS100 | 30 | 3BL | INSTALLATION BLOC | 25G | Q-DIN & Q-BOX RANGES | 34F | 68 WIRED Q-DIN/Q-BOX | 1 | 2 | NR | 25798.5 | CCM | 10.398 | 9.91 | KG | 8011564896512 | 8011564896512 | 8011564922068 | 85371098
GW68424N | Q-DIN 20 ACS IB 3X16A 1X32A CARR | Q-DIN 20 ACS IB 3X16A 1X32A WÓZEK | 2780 | 1 | NR | 2740 | 1 | NR | 1.46% | OFFICIAL | 3BL25G34F6951LW100 | 30 | 3BL | INSTALLATION BLOC | 25G | Q-DIN & Q-BOX RANGES | 34F | 68 WIRED Q-DIN/Q-BOX | 1 | 1 | NR | 246480 | CCM | 34.5 | 31.05 | KG | 8011564749863 | 8011564749863 | 8011564749863 | 85371098
GW68421N | Q-DIN 20 ACS IEC 4X16A 2X32A 2XITA CARR | Q-DIN 20 ACS IEC 4X16A 2X32A 2XITA WÓZ. | 3520 | 1 | NR | 3470 | 1 | NR | 1.441% | OFFICIAL | 3BL25G34F6951LW100 | 30 | 3BL | INSTALLATION BLOC | 25G | Q-DIN & Q-BOX RANGES | 34F | 68 WIRED Q-DIN/Q-BOX | 1 | 1 | NR | 246480 | CCM | 33 | 29.7 | KG | 8011564749856 | 8011564749856 | 8011564749856 | 85371098
GW68494 | Q-BOX6 ACS TB-T 6 SOC. SBF 42 KW EM | Q-BOX6 ACS TB-T 6 GN. SBF 42 KW EM | 3520 | 1 | NR | 3470 | 1 | NR | 1.441% | OFFICIAL | 3BL25G34F6911LO100 | 30 | 3BL | INSTALLATION BLOC | 25G | Q-DIN & Q-BOX RANGES | 34F | 68 WIRED Q-DIN/Q-BOX | 1 | 1 | NR | 397986.5 | CCM | 32.5 | 29.554 | KG | 8011564068445 | 8011564068445 | 8011564068445 | 85371098
GW68225N | Q-DIN 5 ASD 1S.O.IEC309 1CIV.S.O.IP44 | Q-DIN 5 ASD 1GN.IEC309 1CIV.GN.IP44 | 212 | 1 | NR | 209 | 1 | NR | 1.435% | OFFICIAL | 3BL25G34F6851L6100 | 30 | 3BL | INSTALLATION BLOC | 25G | Q-DIN & Q-BOX RANGES | 34F | 68 WIRED Q-DIN/Q-BOX | 1 | 6 | NR | 12250 | CCM | 1.414 | 1.273 | KG | 8011564749788 | 8011564749788 | 8011564701595 | 85371098
GW68483F | Q-BOX4 ACS PL-T 5 SOC. CBF 33 KW EM | Q-BOX4 ACS PL-T 5 GN. CBF 33 KW EM | 2130 | 1 | NR | 2100 | 1 | NR | 1.429% | OFFICIAL | 3BL25G34F6911LI100 | 30 | 3BL | INSTALLATION BLOC | 25G | Q-DIN & Q-BOX RANGES | 34F | 68 WIRED Q-DIN/Q-BOX | 1 | 1 | NR | 295700.25 | CCM | 29.819 | 26.789 | KG | 8011564896253 | 8011564896253 | 8011564896253 | 85371098
GW68589F | Q-BOX4 ACS PL-T 5 SOC. CBF 33 KW EM | Q-BOX4 ACS PL-T 5 GN. CBF 33 KW EM | 2130 | 1 | NR | 2100 | 1 | NR | 1.429% | OFFICIAL | 3BL25G34F6911LI100 | 30 | 3BL | INSTALLATION BLOC | 25G | Q-DIN & Q-BOX RANGES | 34F | 68 WIRED Q-DIN/Q-BOX | 1 | 1 | NR | 295700.25 | CCM | 26 | 23.4 | KG | 8011564896239 | 8011564896239 | 8011564896239 | 85371098
GW68590F | Q-BOX4 ACS PL-T 5 SOC. CBF 33 KW EM | Q-BOX4 ACS PL-T 5 GN. CBF 33 KW EM | 2130 | 1 | NR | 2100 | 1 | NR | 1.429% | OFFICIAL | 3BL25G34F6911LI100 | 30 | 3BL | INSTALLATION BLOC | 25G | Q-DIN & Q-BOX RANGES | 34F | 68 WIRED Q-DIN/Q-BOX | 1 | 1 | NR | 295700.25 | CCM | 26 | 23.4 | KG | 8011564896246 | 8011564896246 | 8011564896246 | 85371098
GW68592F | Q-BOX4 ACS PL-T 5 SOC. CBF 33 KW EM | Q-BOX4 ACS PL-T 5 GN. CBF 33 KW EM | 2130 | 1 | NR | 2100 | 1 | NR | 1.429% | OFFICIAL | 3BL25G34F6911LI100 | 30 | 3BL | INSTALLATION BLOC | 25G | Q-DIN & Q-BOX RANGES | 34F | 68 WIRED Q-DIN/Q-BOX | 1 | 1 | NR | 295700.25 | CCM | 26.5 | 23.85 | KG | 8011564896260 | 8011564896260 | 8011564896260 | 85371098
GW68581 | Q-BOX6 ACS TB-T 6 SOC. SBF 33 KW EM | Q-BOX6 ACS TB-T 6 GN. SBF 33 KW EM | 2860 | 1 | NR | 2820 | 1 | NR | 1.418% | OFFICIAL | 3BL25G34F6911LO100 | 30 | 3BL | INSTALLATION BLOC | 25G | Q-DIN & Q-BOX RANGES | 34F | 68 WIRED Q-DIN/Q-BOX | 1 | 1 | NR | 397986.5 | CCM | 32.5 | 29.25 | KG | 8011564895676 | 8011564895676 | 8011564895676 | 85371098
GW68582 | Q-BOX6 ACS TB-T 6 SOC. SBF 33 KW EM | Q-BOX6 ACS TB-T 6 GN. SBF 33 KW EM | 2860 | 1 | NR | 2820 | 1 | NR | 1.418% | OFFICIAL | 3BL25G34F6911LO100 | 30 | 3BL | INSTALLATION BLOC | 25G | Q-DIN & Q-BOX RANGES | 34F | 68 WIRED Q-DIN/Q-BOX | 1 | 1 | NR | 397986.5 | CCM | 33.366 | 29.696 | KG | 8011564895683 | 8011564895683 | 8011564895683 | 85371098
GW68491 | Q-BOX6 ACS TB-T 6 SOC. SBF 42 KW EM | Q-BOX6 ACS TB-T 6 GN. SBF 42 KW EM | 3610 | 1 | NR | 3560 | 1 | NR | 1.404% | OFFICIAL | 3BL25G34F6911LO100 | 30 | 3BL | INSTALLATION BLOC | 25G | Q-DIN & Q-BOX RANGES | 34F | 68 WIRED Q-DIN/Q-BOX | 1 | 1 | NR | 397986.5 | CCM | 33.5 | 29.56 | KG | 8011564068421 | 8011564068421 | 8011564068421 | 85371098
GW68589 | Q-BOX4 ACS PL-T 5 SOC. SBF 33 KW EM | Q-BOX4 ACS PL-T 5 GN. SBF 33 KW EM | 2230 | 1 | NR | 2200 | 1 | NR | 1.364% | OFFICIAL | 3BL25G34F6911LI100 | 30 | 3BL | INSTALLATION BLOC | 25G | Q-DIN & Q-BOX RANGES | 34F | 68 WIRED Q-DIN/Q-BOX | 1 | 1 | NR | 295700.25 | CCM | 26.382 | 23.371 | KG | 8011564895768 | 8011564895768 | 8011564895768 | 85371098
GW68590 | Q-BOX4 ACS PL-T 5 SOC. SBF 33 KW EM | Q-BOX4 ACS PL-T 5 GN. SBF 33 KW EM | 2230 | 1 | NR | 2200 | 1 | NR | 1.364% | OFFICIAL | 3BL25G34F6911LI100 | 30 | 3BL | INSTALLATION BLOC | 25G | Q-DIN & Q-BOX RANGES | 34F | 68 WIRED Q-DIN/Q-BOX | 1 | 1 | NR | 295700.25 | CCM | 26.913 | 23.884 | KG | 8011564895775 | 8011564895775 | 8011564895775 | 85371098
GW68592 | Q-BOX4 ACS PL-T 5 SOC. SBF 33 KW EM | Q-BOX4 ACS PL-T 5 GN. SBF 33 KW EM | 2230 | 1 | NR | 2200 | 1 | NR | 1.364% | OFFICIAL | 3BL25G34F6911LI100 | 30 | 3BL | INSTALLATION BLOC | 25G | Q-DIN & Q-BOX RANGES | 34F | 68 WIRED Q-DIN/Q-BOX | 1 | 1 | NR | 295700.25 | CCM | 25 | 25 | KG | 8011564895782 | 8011564895782 | 8011564895782 | 85371098
GW68538 | CDK ACS WIRED 3P+N+E 53 KW EM | CDK ACS OKABLOW. 3P+N+E 53 KW EM | 1000 | 1 | NR | 987 | 1 | NR | 1.317% | OFFICIAL | 3BL25G34F6891LP100 | 30 | 3BL | INSTALLATION BLOC | 25G | Q-DIN & Q-BOX RANGES | 34F | 68 WIRED Q-DIN/Q-BOX | 1 | 1 | NR | 26877 | CCM | 5.26 | 4.577 | KG | 8011564895232 | 8011564895232 | 8011564895232 | 85371098
GW68212N | Q-DIN 5 ASD 1S.O.ENGLISH+CASE | Q-DIN 5 ASD 1GN.BRYTYJSKIE+OBUD. | 156 | 1 | NR | 154 | 1 | NR | 1.299% | OFFICIAL | 3BL25G34F6851L6100 | 30 | 3BL | INSTALLATION BLOC | 25G | Q-DIN & Q-BOX RANGES | 34F | 68 WIRED Q-DIN/Q-BOX | 1 | 8 | NR | 5169.25 | CCM | 1.03 | 0.927 | KG | 8011564749733 | 8011564749733 | 8011564701540 | 85371098
GW68561F | Q-BOX4 ACS TB-S 4 SOC. CBF 6 KW EM | Q-BOX4 ACS TB-S 4 GN. CBF 6 KW EM | 1660 | 1 | NR | 1640 | 1 | NR | 1.22% | OFFICIAL | 3BL25G34F6911LK100 | 30 | 3BL | INSTALLATION BLOC | 25G | Q-DIN & Q-BOX RANGES | 34F | 68 WIRED Q-DIN/Q-BOX | 1 | 1 | NR | 295700.25 | CCM | 22 | 22 | KG | 8011564895874 | 8011564895874 | 8011564895874 | 85371098
GW70423P | ISOLATOR HP INSUL. BOX 125A 3P CONTROL | IZOLATOR HP PUSZKA IZ.125A 3P STER. | 178 | 1 | NR | 174 | 1 | NR | 2.299% | OFFICIAL | 3BL29G37F6011B0100 | 30 | 3BL | INSTALLATION BLOC | 29G | BLOC OTHERS | 37F | RT ROTARY SWITCHES | 1 | 1 | NR | 24097.5 | CCM | 2.149 | 1.765 | KG | 8011564752085 | 8011564752085 | 8011564752085 | 85363030
GW70493P | ISOLATOR HP INSUL. BOX 125A 3P EMERGENCY | IZOLATOR HP PUSZKA IZOL.125A 3P AWAR. | 178 | 1 | NR | 174 | 1 | NR | 2.299% | OFFICIAL | 3BL29G37F6011B2100 | 30 | 3BL | INSTALLATION BLOC | 29G | BLOC OTHERS | 37F | RT ROTARY SWITCHES | 1 | 1 | NR | 24097.5 | CCM | 2.14 | 1.755 | KG | 8011564751774 | 8011564751774 | 8011564751774 | 85363030
GW70472 | 3P 16A SEALED ROT SWITCH RED HG ATEX | 3P 16A POKR.USZCZELN. CZARNE HG ATEX | 185 | 1 | NR | 181 | 1 | NR | 2.21% | OFFICIAL | 3BL29G37F6011B3100 | 30 | 3BL | INSTALLATION BLOC | 29G | BLOC OTHERS | 37F | RT ROTARY SWITCHES | 1 | 1 | NR | 8517.262 | CCM | 1.485 | 1.337 | KG | 8011564284654 | 8011564284654 | 8011564284654 | 85365080
GW70426P | ISOLATOR HP INSUL. BOX 160A 4P CONTROL | IZOLATOR HP PUSZKA IZ.160A 4P STER. | 241 | 1 | NR | 236 | 1 | NR | 2.119% | OFFICIAL | 3BL29G37F6011B0100 | 30 | 3BL | INSTALLATION BLOC | 29G | BLOC OTHERS | 37F | RT ROTARY SWITCHES | 1 | 1 | NR | 24097.5 | CCM | 2.259 | 1.874 | KG | 8011564752146 | 8011564752146 | 8011564752146 | 85363030
GW70496P | ISOLATOR HP INSUL. BOX 160A 4P EMERGENCY | IZOLATOR HP PUSZKA IZOL.160A 4P AWAR. | 241 | 1 | NR | 236 | 1 | NR | 2.119% | OFFICIAL | 3BL29G37F6011B2100 | 30 | 3BL | INSTALLATION BLOC | 29G | BLOC OTHERS | 37F | RT ROTARY SWITCHES | 1 | 1 | NR | 24097.5 | CCM | 2.249 | 1.865 | KG | 8011564751903 | 8011564751903 | 8011564751903 | 85363030
GW70473 | 4P 16A SEALED ROT SWITCH RED HG ATEX | 4P 16A POKR.USZCZELN. CZARNE HG ATEX | 193 | 1 | NR | 189 | 1 | NR | 2.116% | OFFICIAL | 3BL29G37F6011B3100 | 30 | 3BL | INSTALLATION BLOC | 29G | BLOC OTHERS | 37F | RT ROTARY SWITCHES | 1 | 1 | NR | 8517.262 | CCM | 1.515 | 1.364 | KG | 8011564284661 | 8011564284661 | 8011564284661 | 85365080
GW70403P | ISOLATOR HP INSUL. BOX 16A 4P CONTROL | IZOLATOR HP PUSZKA IZOL.16A 4P STER. | 39 | 1 | NR | 38.2 | 1 | NR | 2.094% | OFFICIAL | 3BL29G37F6011B0100 | 30 | 3BL | INSTALLATION BLOC | 29G | BLOC OTHERS | 37F | RT ROTARY SWITCHES | 1 | 16 | NR | 2625 | CCM | 575.714 | 484.514 | G | 8011564751125 | 8011564751125 | 8011564942769 | 85363010
GW70004 | ROTARY CTRL.SWITCH 2P 32A TRANS.SHAFT | POKRĘTŁO STERUJ. 2P 32A WAŁ TRANS. | 29.5 | 1 | NR | 28.9 | 1 | NR | 2.076% | OFFICIAL | 3BL29G37F6031B4100 | 30 | 3BL | INSTALLATION BLOC | 29G | BLOC OTHERS | 37F | RT ROTARY SWITCHES | 1 | 10 | NR | 2478.6 | CCM | 305.3 | 274.77 | G | 8011564011984 | 8011564011984 | 8011564321526 | 85365080
GW70452 | 3P16A SEALED ROT SWITCH BLACK HG ATEX | 3P16A POKR.USZCZELN. CZARNE HG ATEX | 148 | 1 | NR | 145 | 1 | NR | 2.069% | OFFICIAL | 3BL29G37F6011B1100 | 30 | 3BL | INSTALLATION BLOC | 29G | BLOC OTHERS | 37F | RT ROTARY SWITCHES | 1 | 1 | NR | 8517.262 | CCM | 1.29 | 1.161 | KG | 8011564284524 | 8011564284524 | 8011564284524 | 85365080
GW70407M | ISOLATOR HP METAL BOX 63A 3P CONTROL | IZOLATOR HP PUSZKA METAL 63A 3P STEROW. | 149 | 1 | NR | 146 | 1 | NR | 2.055% | OFFICIAL | 3BL29G37F6011B5100 | 30 | 3BL | INSTALLATION BLOC | 29G | BLOC OTHERS | 37F | RT ROTARY SWITCHES | 1 | 1 | NR | 16102.4 | CCM | 2.382 | 1.982 | KG | 8011564750586 | 8011564750586 | 8011564750586 | 85363030
GW70437M | ISOLATOR HP METAL BOX 63A 3P EMERGENCY | IZOLATOR HP PUSZKA METAL 63A 3P AWARYJ. | 149 | 1 | NR | 146 | 1 | NR | 2.055% | OFFICIAL | 3BL29G37F6011B7100 | 30 | 3BL | INSTALLATION BLOC | 29G | BLOC OTHERS | 37F | RT ROTARY SWITCHES | 1 | 1 | NR | 16102.4 | CCM | 2.373 | 1.973 | KG | 8011564750692 | 8011564750692 | 8011564750692 | 85363030
GW70202 | ROTARY CTRL.SWITCH 3P 16A EN50022 RAIL | POKRĘTŁO STERUJ. 3P 16A EN50022 SZYNA | 19.9 | 1 | NR | 19.5 | 1 | NR | 2.051% | OFFICIAL | 3BL29G37F6031B6100 | 30 | 3BL | INSTALLATION BLOC | 29G | BLOC OTHERS | 37F | RT ROTARY SWITCHES | 1 | 30 | NR | 279.367 | CCM | 137.967 | 128.71 | G | 8011564011786 | 8011564011786 | 8034035418419 | 85365080
GW70425NP | ISOLATOR HP INSUL. BOX 160A 3P+N CONTROL | IZOLATOR HP PUSZKA IZ.160A 3P+N STER. | 200 | 1 | NR | 196 | 1 | NR | 2.041% | OFFICIAL | 3BL29G37F6011B0100 | 30 | 3BL | INSTALLATION BLOC | 29G | BLOC OTHERS | 37F | RT ROTARY SWITCHES | 1 | 1 | NR | 24097.5 | CCM | 2.217 | 1.833 | KG | 8011564752139 | 8011564752139 | 8011564752139 | 85363030
GW70425P | ISOLATOR HP INSUL. BOX 160A 3P CONTROL | IZOLATOR HP PUSZKA IZ.160A 3P STER. | 200 | 1 | NR | 196 | 1 | NR | 2.041% | OFFICIAL | 3BL29G37F6011B0100 | 30 | 3BL | INSTALLATION BLOC | 29G | BLOC OTHERS | 37F | RT ROTARY SWITCHES | 1 | 1 | NR | 24097.5 | CCM | 2.149 | 1.765 | KG | 8011564752122 | 8011564752122 | 8011564752122 | 85363030
GW70495NP | ISOLATOR HP INSUL. BOX 160A 3P+N EMERG. | IZOLATOR HP PUSZKA IZ.160A 3P+N AWAR. | 200 | 1 | NR | 196 | 1 | NR | 2.041% | OFFICIAL | 3BL29G37F6011B2100 | 30 | 3BL | INSTALLATION BLOC | 29G | BLOC OTHERS | 37F | RT ROTARY SWITCHES | 1 | 1 | NR | 24097.5 | CCM | 2.208 | 1.823 | KG | 8011564751897 | 8011564751897 | 8011564751897 | 85363030
GW70495P | ISOLATOR HP INSUL. BOX 160A 3P EMERGENCY | IZOLATOR HP PUSZKA IZOL.160A 3P AWAR. | 200 | 1 | NR | 196 | 1 | NR | 2.041% | OFFICIAL | 3BL29G37F6011B2100 | 30 | 3BL | INSTALLATION BLOC | 29G | BLOC OTHERS | 37F | RT ROTARY SWITCHES | 1 | 1 | NR | 24097.5 | CCM | 2.14 | 1.755 | KG | 8011564751705 | 8011564751705 | 8011564751705 | 85363030
GW70421M | ISOLATOR HP METAL BOX 100A 3P CONTROL | IZOLATOR HP PUSZKA METAL 100A 3P STEROW. | 251 | 1 | NR | 246 | 1 | NR | 2.033% | OFFICIAL | 3BL29G37F6011B5100 | 30 | 3BL | INSTALLATION BLOC | 29G | BLOC OTHERS | 37F | RT ROTARY SWITCHES | 1 | 1 | NR | 16102.4 | CCM | 2.331 | 1.931 | KG | 8011564750661 | 8011564750661 | 8011564750661 | 85363030
GW70491M | ISOLATOR HP METAL BOX 100A 3P EMERGENCY | IZOLATOR HP PUSZKA METAL 100A 3P AWARYJ. | 251 | 1 | NR | 246 | 1 | NR | 2.033% | OFFICIAL | 3BL29G37F6011B7100 | 30 | 3BL | INSTALLATION BLOC | 29G | BLOC OTHERS | 37F | RT ROTARY SWITCHES | 1 | 1 | NR | 16102.4 | CCM | 2.322 | 1.921 | KG | 8011564750760 | 8011564750760 | 8011564750760 | 85363030
GW70417NM | ISOLATOR HP METAL BOX 25A 3P+N CONTROL | IZOLATOR HP PUSZKA METAL 25A 3P+N STER. | 75.5 | 1 | NR | 74 | 1 | NR | 2.027% | OFFICIAL | 3BL29G37F6011B5100 | 30 | 3BL | INSTALLATION BLOC | 29G | BLOC OTHERS | 37F | RT ROTARY SWITCHES | 1 | 1 | NR | 4232.25 | CCM | 1.126 | 1.051 | KG | 8011564750098 | 8011564750098 | 8011564750098 | 85363030
GW70487NM | ISOLATOR HP METAL BOX 25A 3P+N EMERG. | IZOLATOR HP PUSZKA METAL 25A 3P+N AWAR. | 75.5 | 1 | NR | 74 | 1 | NR | 2.027% | OFFICIAL | 3BL29G37F6011B7100 | 30 | 3BL | INSTALLATION BLOC | 29G | BLOC OTHERS | 37F | RT ROTARY SWITCHES | 1 | 1 | NR | 4232.25 | CCM | 1.117 | 1.042 | KG | 8011564750463 | 8011564750463 | 8011564750463 | 85363030
GW70207 | ROTARY CTRL.SWITCH 3P 63A EN50022 RAIL | POKRĘTŁO STERUJ. 3P 63A EN50022 SZYNA | 40.7 | 1 | NR | 39.9 | 1 | NR | 2.005% | OFFICIAL | 3BL29G37F6031B6100 | 30 | 3BL | INSTALLATION BLOC | 29G | BLOC OTHERS | 37F | RT ROTARY SWITCHES | 1 | 12 | NR | 1233.917 | CCM | 317.333 | 267.48 | G | 8011564011830 | 8011564011830 | 8011564321373 | 85365080
GW70486P | ISOLATOR HP INSUL. BOX 25A 2P EMERGENCY | IZOLATOR HP PUSZKA IZOL.25A 2P AWAR. | 35.7 | 1 | NR | 35 | 1 | NR | 2% | OFFICIAL | 3BL29G37F6011B2100 | 30 | 3BL | INSTALLATION BLOC | 29G | BLOC OTHERS | 37F | RT ROTARY SWITCHES | 1 | 16 | NR | 2625 | CCM | 559.138 | 467.938 | G | 8011564751392 | 8011564751392 | 8011564942950 | 85363030
GW70491NM | ISOLATOR HP METAL BOX 100A 3P+N EMERG. | IZOLATOR HP PUSZKA METAL 100A 3P+N AWAR. | 255 | 1 | NR | 250 | 1 | NR | 2% | OFFICIAL | 3BL29G37F6011B7100 | 30 | 3BL | INSTALLATION BLOC | 29G | BLOC OTHERS | 37F | RT ROTARY SWITCHES | 1 | 1 | NR | 16102.4 | CCM | 2.392 | 1.992 | KG | 8011564750777 | 8011564750777 | 8011564750777 | 85363030
GW70421NM | ISOLATOR HP METAL BOX 100A 3P+N CONTROL | IZOLATOR HP PUSZKA METAL 100A 3P+N STER. | 259 | 1 | NR | 254 | 1 | NR | 1.969% | OFFICIAL | 3BL29G37F6011B5100 | 30 | 3BL | INSTALLATION BLOC | 29G | BLOC OTHERS | 37F | RT ROTARY SWITCHES | 1 | 1 | NR | 16102.4 | CCM | 2.402 | 2.001 | KG | 8011564750678 | 8011564750678 | 8011564750678 | 85363030
GW70402P | ISOLATOR HP INSUL. BOX 16A 3P CONTROL | IZOLATOR HP PUSZKA IZOL.16A 3P STER. | 36.3 | 1 | NR | 35.6 | 1 | NR | 1.966% | OFFICIAL | 3BL29G37F6011B0100 | 30 | 3BL | INSTALLATION BLOC | 29G | BLOC OTHERS | 37F | RT ROTARY SWITCHES | 1 | 16 | NR | 2625 | CCM | 567.286 | 476.086 | G | 8011564751095 | 8011564751095 | 8011564942745 | 85363010
GW70003 | ROTARY CTRL.SWITCH 4P 16A TRANS.SHAFT | POKRĘTŁO STERUJ. 4P 16A WAŁ TRANS. | 31.2 | 1 | NR | 30.6 | 1 | NR | 1.961% | OFFICIAL | 3BL29G37F6031B4100 | 30 | 3BL | INSTALLATION BLOC | 29G | BLOC OTHERS | 37F | RT ROTARY SWITCHES | 1 | 10 | NR | 2478.6 | CCM | 288 | 247.54 | G | 8011564011977 | 8011564011977 | 8011564321519 | 85365080
GW70402NP | ISOLATOR HP INSUL. BOX 16A 3P+N CONTROL | IZOLATOR HP PUSZKA IZOL.16A 3P+N STER. | 36.5 | 1 | NR | 35.8 | 1 | NR | 1.955% | OFFICIAL | 3BL29G37F6011B0100 | 30 | 3BL | INSTALLATION BLOC | 29G | BLOC OTHERS | 37F | RT ROTARY SWITCHES | 1 | 16 | NR | 2625 | CCM | 610.186 | 518.986 | G | 8011564751101 | 8011564751101 | 8011564942752 | 85363010
GW70404P | ISOLATOR HP INSUL. BOX 32A 2P CONTROL | IZOLATOR HP PUSZKA IZOL.32A 2P STEROW. | 36.5 | 1 | NR | 35.8 | 1 | NR | 1.955% | OFFICIAL | 3BL29G37F6011B0100 | 30 | 3BL | INSTALLATION BLOC | 29G | BLOC OTHERS | 37F | RT ROTARY SWITCHES | 1 | 16 | NR | 2625 | CCM | 558.858 | 467.658 | G | 8011564751170 | 8011564751170 | 8011564942820 | 85363030
GW70434P | ISOLATOR HP INSUL. BOX 32A 2P EMERGENCY | IZOLATOR HP PUSZKA IZOL.32A 2P AWAR. | 36.5 | 1 | NR | 35.8 | 1 | NR | 1.955% | OFFICIAL | 3BL29G37F6011B2100 | 30 | 3BL | INSTALLATION BLOC | 29G | BLOC OTHERS | 37F | RT ROTARY SWITCHES | 1 | 16 | NR | 2625 | CCM | 522.161 | 430.953 | G | 8011564751460 | 8011564751460 | 8011564942998 | 85363030
GW70407NP | ISOLATOR HP INSUL. BOX 63A 3P+N CONTROL | IZOLATOR HP PUSZKA IZOL.63A 3P+N STER. | 67.8 | 1 | NR | 66.5 | 1 | NR | 1.955% | OFFICIAL | 3BL29G37F6011B0100 | 30 | 3BL | INSTALLATION BLOC | 29G | BLOC OTHERS | 37F | RT ROTARY SWITCHES | 1 | 6 | NR | 5817.188 | CCM | 1.009 | 0.804 | KG | 8011564751569 | 8011564751569 | 8011564943124 | 85363030
GW70437NP | ISOLATOR HP INSUL. BOX 63A 3P+N EMERG. | IZOLATOR HP PUSZKA IZOL.63A 3P+N AWAR. | 67.8 | 1 | NR | 66.5 | 1 | NR | 1.955% | OFFICIAL | 3BL29G37F6011B2100 | 30 | 3BL | INSTALLATION BLOC | 29G | BLOC OTHERS | 37F | RT ROTARY SWITCHES | 1 | 6 | NR | 5817.188 | CCM | 1.005 | 0.8 | KG | 8011564751637 | 8011564751637 | 8011564943186 | 85363030
GW70457 | 3P 63A SEALED ROT SWITCH BLACK HG ATEX | 3P 63A POKR.USZCZELN. CZARNE HG ATEX | 262 | 1 | NR | 257 | 1 | NR | 1.946% | OFFICIAL | 3BL29G37F6011B1100 | 30 | 3BL | INSTALLATION BLOC | 29G | BLOC OTHERS | 37F | RT ROTARY SWITCHES | 1 | 1 | NR | 8517.262 | CCM | 1.184 | 0.945 | KG | 8011564284579 | 8011564284579 | 8011564284579 | 85365080
GW70477 | 3P 63A SEALED ROT SWITCH RED HG ATEX | 3P 63A POKR.USZCZELN. CZARNE HG ATEX | 262 | 1 | NR | 257 | 1 | NR | 1.946% | OFFICIAL | 3BL29G37F6011B3100 | 30 | 3BL | INSTALLATION BLOC | 29G | BLOC OTHERS | 37F | RT ROTARY SWITCHES | 1 | 1 | NR | 8517.262 | CCM | 1.44 | 1.296 | KG | 8011564284708 | 8011564284708 | 8011564284708 | 85365080
GW70432NP | ISOLATOR HP INSUL. BOX 16A 3P+N EMERG. | IZOLATOR HP PUSZKA IZOL.16A 3P+N AWAR. | 36.7 | 1 | NR | 36 | 1 | NR | 1.944% | OFFICIAL | 3BL29G37F6011B2100 | 30 | 3BL | INSTALLATION BLOC | 29G | BLOC OTHERS | 37F | RT ROTARY SWITCHES | 1 | 16 | NR | 2625 | CCM | 610.466 | 519.266 | G | 8011564751293 | 8011564751293 | 8011564942936 | 85363010
GW70402NM | ISOLATOR HP METAL BOX 16A 3P+N CONTROL | IZOLATOR HP PUSZKA METAL 16A 3P+N STER. | 73.5 | 1 | NR | 72.1 | 1 | NR | 1.942% | OFFICIAL | 3BL29G37F6011B5100 | 30 | 3BL | INSTALLATION BLOC | 29G | BLOC OTHERS | 37F | RT ROTARY SWITCHES | 1 | 1 | NR | 4232.25 | CCM | 1.119 | 1.044 | KG | 8011564750050 | 8011564750050 | 8011564750050 | 85363010
GW70432NM | ISOLATOR HP METAL BOX 16A 3P+N EMERG. | IZOLATOR HP PUSZKA METAL 16A 3P+N AWAR. | 73.5 | 1 | NR | 72.1 | 1 | NR | 1.942% | OFFICIAL | 3BL29G37F6011B7100 | 30 | 3BL | INSTALLATION BLOC | 29G | BLOC OTHERS | 37F | RT ROTARY SWITCHES | 1 | 1 | NR | 4232.25 | CCM | 1.11 | 1.035 | KG | 8011564750371 | 8011564750371 | 8011564750371 | 85363010
GW70419P | ISOLATOR HP INSUL. BOX 80A 3P CONTROL | IZOLATOR HP PUSZKA IZOL.80A 3P STER. | 84.1 | 1 | NR | 82.5 | 1 | NR | 1.939% | OFFICIAL | 3BL29G37F6011B0100 | 30 | 3BL | INSTALLATION BLOC | 29G | BLOC OTHERS | 37F | RT ROTARY SWITCHES | 1 | 6 | NR | 5817.188 | CCM | 989.667 | 784.879 | G | 8011564751583 | 8011564751583 | 8011564943148 | 85363030
GW70489P | ISOLATOR HP INSUL. BOX 80A 3P EMERGENCY | IZOLATOR HP PUSZKA IZOL.80A 3P AWAR. | 84.1 | 1 | NR | 82.5 | 1 | NR | 1.939% | OFFICIAL | 3BL29G37F6011B2100 | 30 | 3BL | INSTALLATION BLOC | 29G | BLOC OTHERS | 37F | RT ROTARY SWITCHES | 1 | 6 | NR | 5817.188 | CCM | 985.747 | 780.959 | G | 8011564751651 | 8011564751651 | 8011564943247 | 85363030
GW70408M | ISOLATOR HP METAL BOX 63A 4P CONTROL | IZOLATOR HP PUSZKA METAL 63A 4P STEROW. | 158 | 1 | NR | 155 | 1 | NR | 1.935% | OFFICIAL | 3BL29G37F6011B5100 | 30 | 3BL | INSTALLATION BLOC | 29G | BLOC OTHERS | 37F | RT ROTARY SWITCHES | 1 | 1 | NR | 16102.4 | CCM | 2.412 | 2.011 | KG | 8011564750609 | 8011564750609 | 8011564750609 | 85363030
GW70438M | ISOLATOR HP METAL BOX 63A 4P EMERGENCY | IZOLATOR HP PUSZKA METAL 63A 4P AWARYJ. | 158 | 1 | NR | 155 | 1 | NR | 1.935% | OFFICIAL | 3BL29G37F6011B7100 | 30 | 3BL | INSTALLATION BLOC | 29G | BLOC OTHERS | 37F | RT ROTARY SWITCHES | 1 | 1 | NR | 16102.4 | CCM | 2.403 | 2.002 | KG | 8011564750722 | 8011564750722 | 8011564750722 | 85363030
GW70453 | 4P16A SEALED ROT SWITCH BLACK HG ATEX | 4P16A POKR.USZCZELN. CZARNE HG ATEX | 158 | 1 | NR | 155 | 1 | NR | 1.935% | OFFICIAL | 3BL29G37F6011B1100 | 30 | 3BL | INSTALLATION BLOC | 29G | BLOC OTHERS | 37F | RT ROTARY SWITCHES | 1 | 1 | NR | 8517.262 | CCM | 1.592 | 1.341 | KG | 8011564284531 | 8011564284531 | 8011564284531 | 85365080
GW70455 | 3P 32A SEALED ROT SWITCH BLACK HG ATEX | 3P 32A POKR.USZCZELN. CZARNE HG ATEX | 158 | 1 | NR | 155 | 1 | NR | 1.935% | OFFICIAL | 3BL29G37F6011B1100 | 30 | 3BL | INSTALLATION BLOC | 29G | BLOC OTHERS | 37F | RT ROTARY SWITCHES | 1 | 1 | NR | 8517.262 | CCM | 1.32 | 1.188 | KG | 8011564284555 | 8011564284555 | 8011564284555 | 85365080
GW70475 | 3P 32A SEALED ROT SWITCH RED HG ATEX | 3P 32A POKR.USZCZELN. CZARNE HG ATEX | 158 | 1 | NR | 155 | 1 | NR | 1.935% | OFFICIAL | 3BL29G37F6011B3100 | 30 | 3BL | INSTALLATION BLOC | 29G | BLOC OTHERS | 37F | RT ROTARY SWITCHES | 1 | 1 | NR | 8517.262 | CCM | 1.535 | 1.382 | KG | 8011564284685 | 8011564284685 | 8011564284685 | 85365080
GW70425M | ISOLATOR HP METAL BOX 160A 3P CONTROL | IZOLATOR HP PUSZKA METAL 160A 3P STEROW. | 634 | 1 | NR | 622 | 1 | NR | 1.929% | OFFICIAL | 3BL29G37F6011B5100 | 30 | 3BL | INSTALLATION BLOC | 29G | BLOC OTHERS | 37F | RT ROTARY SWITCHES | 1 | 1 | NR | 25996.875 | CCM | 2.419 | 1.931 | KG | 8011564750838 | 8011564750838 | 8011564750838 | 85363030
GW70495M | ISOLATOR HP METAL BOX 160A 3P EMERGENCY | IZOLATOR HP PUSZKA METAL 160A 3P AWARYJ. | 634 | 1 | NR | 622 | 1 | NR | 1.929% | OFFICIAL | 3BL29G37F6011B7100 | 30 | 3BL | INSTALLATION BLOC | 29G | BLOC OTHERS | 37F | RT ROTARY SWITCHES | 1 | 1 | NR | 25996.875 | CCM | 2.409 | 1.921 | KG | 8011564750890 | 8011564750890 | 8011564750890 | 85363030
GW70404M | ISOLATOR HP METAL BOX 32A 2P CONTROL | IZOLATOR HP PUSZKA METAL 32A 2P STEROW. | 74.7 | 1 | NR | 73.3 | 1 | NR | 1.91% | OFFICIAL | 3BL29G37F6011B5100 | 30 | 3BL | INSTALLATION BLOC | 29G | BLOC OTHERS | 37F | RT ROTARY SWITCHES | 1 | 1 | NR | 4232.25 | CCM | 1.14 | 0.999 | KG | 8011564750234 | 8011564750234 | 8011564750234 | 85363030
GW70434M | ISOLATOR HP METAL BOX 32A 2P EMERGENCY | IZOLATOR HP PUSZKA METAL 32A 2P AWARYJ. | 74.7 | 1 | NR | 73.3 | 1 | NR | 1.91% | OFFICIAL | 3BL29G37F6011B7100 | 30 | 3BL | INSTALLATION BLOC | 29G | BLOC OTHERS | 37F | RT ROTARY SWITCHES | 1 | 1 | NR | 4232.25 | CCM | 1.066 | 0.99 | KG | 8011564750487 | 8011564750487 | 8011564750487 | 85363030
GW70007 | ROTARY CTRL.SWITCH 3P 63A TRANS.SHAFT | POKRĘTŁO STERUJ. 3P 63A WAŁ TRANS. | 58.7 | 1 | NR | 57.6 | 1 | NR | 1.91% | OFFICIAL | 3BL29G37F6031B4100 | 30 | 3BL | INSTALLATION BLOC | 29G | BLOC OTHERS | 37F | RT ROTARY SWITCHES | 1 | 5 | NR | 2149.875 | CCM | 520 | 431.39 | G | 8011564012011 | 8011564012011 | 8011564321557 | 85365080
GW70420M | ISOLATOR HP METAL BOX 80A 4P CONTROL | IZOLATOR HP PUSZKA METAL 80A 4P STEROW. | 267 | 1 | NR | 262 | 1 | NR | 1.908% | OFFICIAL | 3BL29G37F6011B5100 | 30 | 3BL | INSTALLATION BLOC | 29G | BLOC OTHERS | 37F | RT ROTARY SWITCHES | 1 | 1 | NR | 16102.4 | CCM | 2.412 | 2.011 | KG | 8011564750654 | 8011564750654 | 8011564750654 | 85363030
GW70490M | ISOLATOR HP METAL BOX 80A 4P EMERGENCY | IZOLATOR HP PUSZKA METAL 80A 4P AWARYJ. | 267 | 1 | NR | 262 | 1 | NR | 1.908% | OFFICIAL | 3BL29G37F6011B7100 | 30 | 3BL | INSTALLATION BLOC | 29G | BLOC OTHERS | 37F | RT ROTARY SWITCHES | 1 | 1 | NR | 16102.4 | CCM | 2.403 | 2.002 | KG | 8011564750753 | 8011564750753 | 8011564750753 | 85363030
GW70203 | ROTARY CTRL.SWITCH 4P 16A EN50022 RAIL | POKRĘTŁO STERUJ. 4P 16A EN50022 SZYNA | 21.4 | 1 | NR | 21 | 1 | NR | 1.905% | OFFICIAL | 3BL29G37F6031B6100 | 30 | 3BL | INSTALLATION BLOC | 29G | BLOC OTHERS | 37F | RT ROTARY SWITCHES | 1 | 24 | NR | 673.313 | CCM | 143.533 | 117.586 | G | 8011564011793 | 8011564011793 | 8034035418426 | 85365080
GW70204 | ROTARY CTRL.SWITCH 2P 32A EN50022 RAIL | POKRĘTŁO STERUJ. 2P 32A EN50022 SZYNA | 21.4 | 1 | NR | 21 | 1 | NR | 1.905% | OFFICIAL | 3BL29G37F6031B6100 | 30 | 3BL | INSTALLATION BLOC | 29G | BLOC OTHERS | 37F | RT ROTARY SWITCHES | 1 | 24 | NR | 673.313 | CCM | 159.083 | 143.175 | G | 8011564011809 | 8011564011809 | 8011564321342 | 85365080
GW70403M | ISOLATOR HP METAL BOX 16A 4P CONTROL | IZOLATOR HP PUSZKA METAL 16A 4P STEROW. | 74.9 | 1 | NR | 73.5 | 1 | NR | 1.905% | OFFICIAL | 3BL29G37F6011B5100 | 30 | 3BL | INSTALLATION BLOC | 29G | BLOC OTHERS | 37F | RT ROTARY SWITCHES | 1 | 1 | NR | 4232.25 | CCM | 1.085 | 1.01 | KG | 8011564750067 | 8011564750067 | 8011564750067 | 85363010
GW70417M | ISOLATOR HP METAL BOX 25A 3P CONTROL | IZOLATOR HP PUSZKA METAL 25A 3P STEROW. | 74.9 | 1 | NR | 73.5 | 1 | NR | 1.905% | OFFICIAL | 3BL29G37F6011B5100 | 30 | 3BL | INSTALLATION BLOC | 29G | BLOC OTHERS | 37F | RT ROTARY SWITCHES | 1 | 1 | NR | 4232.25 | CCM | 1.083 | 1.008 | KG | 8011564750081 | 8011564750081 | 8011564750081 | 85363030
GW70433M | ISOLATOR HP METAL BOX 16A 4P EMERGENCY | IZOLATOR HP PUSZKA METAL 16A 4P AWARYJ. | 74.9 | 1 | NR | 73.5 | 1 | NR | 1.905% | OFFICIAL | 3BL29G37F6011B7100 | 30 | 3BL | INSTALLATION BLOC | 29G | BLOC OTHERS | 37F | RT ROTARY SWITCHES | 1 | 1 | NR | 4232.25 | CCM | 1.076 | 1.001 | KG | 8011564750388 | 8011564750388 | 8011564750388 | 85363010
GW70487M | ISOLATOR HP METAL BOX 25A 3P EMERGENCY | IZOLATOR HP PUSZKA METAL 25A 3P AWARYJ. | 74.9 | 1 | NR | 73.5 | 1 | NR | 1.905% | OFFICIAL | 3BL29G37F6011B7100 | 30 | 3BL | INSTALLATION BLOC | 29G | BLOC OTHERS | 37F | RT ROTARY SWITCHES | 1 | 1 | NR | 4232.25 | CCM | 1.074 | 0.999 | KG | 8011564750401 | 8011564750401 | 8011564750401 | 85363030
GW70424P | ISOLATOR HP INSUL. BOX 125A 4P CONTROL | IZOLATOR HP PUSZKA IZ.125A 4P STER. | 214 | 1 | NR | 210 | 1 | NR | 1.905% | OFFICIAL | 3BL29G37F6011B0100 | 30 | 3BL | INSTALLATION BLOC | 29G | BLOC OTHERS | 37F | RT ROTARY SWITCHES | 1 | 1 | NR | 24097.5 | CCM | 2.259 | 1.874 | KG | 8011564752108 | 8011564752108 | 8011564752108 | 85363030
GW70494P | ISOLATOR HP INSUL. BOX 125A 4P EMERGENCY | IZOLATOR HP PUSZKA IZOL.125A 4P AWAR. | 214 | 1 | NR | 210 | 1 | NR | 1.905% | OFFICIAL | 3BL29G37F6011B2100 | 30 | 3BL | INSTALLATION BLOC | 29G | BLOC OTHERS | 37F | RT ROTARY SWITCHES | 1 | 1 | NR | 24097.5 | CCM | 2.2 | 1.98 | KG | 8011564751699 | 8011564751699 | 8011564751699 | 85363030
GW70459 | 3P 100A SEALED ROT SWITCH BLACK HG ATEX | 3P 100A POKR.USZCZELN. CZARNE HG ATEX | 430 | 1 | NR | 422 | 1 | NR | 1.896% | OFFICIAL | 3BL29G37F6011B1100 | 30 | 3BL | INSTALLATION BLOC | 29G | BLOC OTHERS | 37F | RT ROTARY SWITCHES | 1 | 1 | NR | 16102.4 | CCM | 1.475 | 1.328 | KG | 8011564284593 | 8011564284593 | 8011564284593 | 85365080
GW70479 | 3P 100A SEALED ROT SWITCH RED HG ATEX | 3P 100A POKR.USZCZELN. CZARNE HG ATEX | 430 | 1 | NR | 422 | 1 | NR | 1.896% | OFFICIAL | 3BL29G37F6011B3100 | 30 | 3BL | INSTALLATION BLOC | 29G | BLOC OTHERS | 37F | RT ROTARY SWITCHES | 1 | 1 | NR | 16102.4 | CCM | 1.146 | 0.907 | KG | 8011564284722 | 8011564284722 | 8011564284722 | 85365080
GW70426M | ISOLATOR HP METAL BOX 160A 4P CONTROL | IZOLATOR HP PUSZKA METAL 160A 4P STEROW. | 699 | 1 | NR | 686 | 1 | NR | 1.895% | OFFICIAL | 3BL29G37F6011B5100 | 30 | 3BL | INSTALLATION BLOC | 29G | BLOC OTHERS | 37F | RT ROTARY SWITCHES | 1 | 1 | NR | 25996.875 | CCM | 2.528 | 2.04 | KG | 8011564750852 | 8011564750852 | 8011564750852 | 85363030
GW70496M | ISOLATOR HP METAL BOX 160A 4P EMERGENCY | IZOLATOR HP PUSZKA METAL 160A 4P AWARYJ. | 699 | 1 | NR | 686 | 1 | NR | 1.895% | OFFICIAL | 3BL29G37F6011B7100 | 30 | 3BL | INSTALLATION BLOC | 29G | BLOC OTHERS | 37F | RT ROTARY SWITCHES | 1 | 1 | NR | 25996.875 | CCM | 2.519 | 2.031 | KG | 8011564751040 | 8011564751040 | 8011564751040 | 85363030
GW70408P | ISOLATOR HP INSUL. BOX 63A 4P CONTROL | IZOLATOR HP PUSZKA IZOL.63A 4P STER. | 75.4 | 1 | NR | 74 | 1 | NR | 1.892% | OFFICIAL | 3BL29G37F6011B0100 | 30 | 3BL | INSTALLATION BLOC | 29G | BLOC OTHERS | 37F | RT ROTARY SWITCHES | 1 | 6 | NR | 5817.188 | CCM | 1.019 | 0.815 | KG | 8011564751576 | 8011564751576 | 8011564943131 | 85363030
GW70438P | ISOLATOR HP INSUL. BOX 63A 4P EMERGENCY | IZOLATOR HP PUSZKA IZOL.63A 4P AWAR. | 75.4 | 1 | NR | 74 | 1 | NR | 1.892% | OFFICIAL | 3BL29G37F6011B2100 | 30 | 3BL | INSTALLATION BLOC | 29G | BLOC OTHERS | 37F | RT ROTARY SWITCHES | 1 | 6 | NR | 5817.188 | CCM | 1.015 | 0.811 | KG | 8011564751644 | 8011564751644 | 8011564943193 | 85363030
GW70206 | ROTARY CTRL.SWITCH 4P 32A EN50022 RAIL | POKRĘTŁO STERUJ. 4P 32A EN50022 SZYNA | 27 | 1 | NR | 26.5 | 1 | NR | 1.887% | OFFICIAL | 3BL29G37F6031B6100 | 30 | 3BL | INSTALLATION BLOC | 29G | BLOC OTHERS | 37F | RT ROTARY SWITCHES | 1 | 24 | NR | 673.313 | CCM | 184.333 | 165.9 | G | 8011564011823 | 8011564011823 | 8011564321366 | 85365080
GW70405NM | ISOLATOR HP METAL BOX 32A 3P+N CONTROL | IZOLATOR HP PUSZKA METAL 32A 3P+N STER. | 75.9 | 1 | NR | 74.5 | 1 | NR | 1.879% | OFFICIAL | 3BL29G37F6011B5100 | 30 | 3BL | INSTALLATION BLOC | 29G | BLOC OTHERS | 37F | RT ROTARY SWITCHES | 1 | 1 | NR | 4232.25 | CCM | 1.126 | 1.051 | KG | 8011564750272 | 8011564750272 | 8011564750272 | 85363030
GW70433P | ISOLATOR HP INSUL. BOX 16A 4P EMERGENCY | IZOLATOR HP PUSZKA IZOL.16A 4P AWAR. | 48.8 | 1 | NR | 47.9 | 1 | NR | 1.879% | OFFICIAL | 3BL29G37F6011B2100 | 30 | 3BL | INSTALLATION BLOC | 29G | BLOC OTHERS | 37F | RT ROTARY SWITCHES | 1 | 16 | NR | 2625 | CCM | 575.994 | 484.794 | G | 8011564751309 | 8011564751309 | 8011564942943 | 85363010
GW70420P | ISOLATOR HP INSUL. BOX 80A 4P CONTROL | IZOLATOR HP PUSZKA IZOL.80A 4P STER. | 97.8 | 1 | NR | 96 | 1 | NR | 1.875% | OFFICIAL | 3BL29G37F6011B0100 | 30 | 3BL | INSTALLATION BLOC | 29G | BLOC OTHERS | 37F | RT ROTARY SWITCHES | 1 | 6 | NR | 5817.188 | CCM | 1.019 | 0.815 | KG | 8011564751606 | 8011564751606 | 8011564943162 | 85363030
GW70490P | ISOLATOR HP INSUL. BOX 80A 4P EMERGENCY | IZOLATOR HP PUSZKA IZOL.80A 4P AWAR. | 97.8 | 1 | NR | 96 | 1 | NR | 1.875% | OFFICIAL | 3BL29G37F6011B2100 | 30 | 3BL | INSTALLATION BLOC | 29G | BLOC OTHERS | 37F | RT ROTARY SWITCHES | 1 | 6 | NR | 5817.188 | CCM | 1.015 | 0.81 | KG | 8011564751675 | 8011564751675 | 8011564943261 | 85363030
GW70414M | ISOLATOR HP METAL BOX 40A 3P CONTROL | IZOLATOR HP PUSZKA METAL 40A 3P STEROW. | 92.4 | 1 | NR | 90.7 | 1 | NR | 1.874% | OFFICIAL | 3BL29G37F6011B5100 | 30 | 3BL | INSTALLATION BLOC | 29G | BLOC OTHERS | 37F | RT ROTARY SWITCHES | 1 | 1 | NR | 4232.25 | CCM | 1.084 | 1.009 | KG | 8011564750302 | 8011564750302 | 8011564750302 | 85363030
GW70414NM | ISOLATOR HP METAL BOX 40A 3P+N CONTROL | IZOLATOR HP PUSZKA METAL 40A 3P+N STER. | 92.4 | 1 | NR | 90.7 | 1 | NR | 1.874% | OFFICIAL | 3BL29G37F6011B5100 | 30 | 3BL | INSTALLATION BLOC | 29G | BLOC OTHERS | 37F | RT ROTARY SWITCHES | 1 | 1 | NR | 4232.25 | CCM | 1.127 | 1.052 | KG | 8011564750333 | 8011564750333 | 8011564750333 | 85363030
GW70442M | ISOLATOR HP METAL BOX 40A 3P EMERGENCY | IZOLATOR HP PUSZKA METAL 40A 3P AWARYJ. | 92.4 | 1 | NR | 90.7 | 1 | NR | 1.874% | OFFICIAL | 3BL29G37F6011B7100 | 30 | 3BL | INSTALLATION BLOC | 29G | BLOC OTHERS | 37F | RT ROTARY SWITCHES | 1 | 1 | NR | 4232.25 | CCM | 1.141 | 1 | KG | 8011564752160 | 8011564752160 | 8011564752160 | 85363030
GW70442NM | ISOLATOR HP METAL BOX 40A 3P+N EMERG. | IZOLATOR HP PUSZKA METAL 40A 3P+N AWAR. | 92.4 | 1 | NR | 90.7 | 1 | NR | 1.874% | OFFICIAL | 3BL29G37F6011B7100 | 30 | 3BL | INSTALLATION BLOC | 29G | BLOC OTHERS | 37F | RT ROTARY SWITCHES | 1 | 1 | NR | 4232.25 | CCM | 1.118 | 1.043 | KG | 8011564752177 | 8011564752177 | 8011564752177 | 85363030
GW70008 | ROTARY CTRL.SWITCH 4P 63A TRANS.SHAFT | POKRĘTŁO STERUJ. 4P 63A WAŁ TRANS. | 81.6 | 1 | NR | 80.1 | 1 | NR | 1.873% | OFFICIAL | 3BL29G37F6031B4100 | 30 | 3BL | INSTALLATION BLOC | 29G | BLOC OTHERS | 37F | RT ROTARY SWITCHES | 1 | 5 | NR | 2149.875 | CCM | 554.4 | 459.68 | G | 8011564012028 | 8011564012028 | 8011564321564 | 85365080
GW70406P | ISOLATOR HP INSUL. BOX 32A 4P CONTROL | IZOLATOR HP PUSZKA IZOL.32A 4P STER. | 43.6 | 1 | NR | 42.8 | 1 | NR | 1.869% | OFFICIAL | 3BL29G37F6011B0100 | 30 | 3BL | INSTALLATION BLOC | 29G | BLOC OTHERS | 37F | RT ROTARY SWITCHES | 1 | 16 | NR | 2625 | CCM | 575.714 | 484.514 | G | 8011564751200 | 8011564751200 | 8011564942851 | 85363030
GW70414P | ISOLATOR HP INSUL. BOX 40A 3P CONTROL | IZOLATOR HP PUSZKA IZOL.40A 3P STER. | 43.6 | 1 | NR | 42.8 | 1 | NR | 1.869% | OFFICIAL | 3BL29G37F6011B0100 | 30 | 3BL | INSTALLATION BLOC | 29G | BLOC OTHERS | 37F | RT ROTARY SWITCHES | 1 | 16 | NR | 2625 | CCM | 518.75 | 466.875 | G | 8011564751248 | 8011564751248 | 8011564942875 | 85363030
GW70421NP | ISOLATOR HP INSUL. BOX 100A 3P+N CONTROL | IZOLATOR HP PUSZKA IZ.100A 3P+N STER. | 109 | 1 | NR | 107 | 1 | NR | 1.869% | OFFICIAL | 3BL29G37F6011B0100 | 30 | 3BL | INSTALLATION BLOC | 29G | BLOC OTHERS | 37F | RT ROTARY SWITCHES | 1 | 1 | NR | 24097.5 | CCM | 2.217 | 1.833 | KG | 8011564752009 | 8011564752009 | 8011564752009 | 85363030
GW70421P | ISOLATOR HP INSUL. BOX 100A 3P CONTROL | IZOLATOR HP PUSZKA IZ.100A 3P STER. | 109 | 1 | NR | 107 | 1 | NR | 1.869% | OFFICIAL | 3BL29G37F6011B0100 | 30 | 3BL | INSTALLATION BLOC | 29G | BLOC OTHERS | 37F | RT ROTARY SWITCHES | 1 | 1 | NR | 24097.5 | CCM | 2.149 | 1.765 | KG | 8011564751996 | 8011564751996 | 8011564751996 | 85363030
GW70442P | ISOLATOR HP INSUL. BOX 40A 3P EMERGENCY | IZOLATOR HP PUSZKA IZOL.40A 3P AWAR. | 43.6 | 1 | NR | 42.8 | 1 | NR | 1.869% | OFFICIAL | 3BL29G37F6011B2100 | 30 | 3BL | INSTALLATION BLOC | 29G | BLOC OTHERS | 37F | RT ROTARY SWITCHES | 1 | 16 | NR | 2625 | CCM | 568.354 | 477.154 | G | 8011564751521 | 8011564751521 | 8011564943063 | 85363030
GW70491NP | ISOLATOR HP INSUL. BOX 100A 3P+N EMERG. | IZOLATOR HP PUSZKA IZ.100A 3P+N AWAR. | 109 | 1 | NR | 107 | 1 | NR | 1.869% | OFFICIAL | 3BL29G37F6011B2100 | 30 | 3BL | INSTALLATION BLOC | 29G | BLOC OTHERS | 37F | RT ROTARY SWITCHES | 1 | 1 | NR | 24097.5 | CCM | 2.208 | 1.823 | KG | 8011564751750 | 8011564751750 | 8011564751750 | 85363030
GW70491P | ISOLATOR HP INSUL. BOX 100A 3P EMERGENCY | IZOLATOR HP PUSZKA IZOL.100A 3P AWAR. | 109 | 1 | NR | 107 | 1 | NR | 1.869% | OFFICIAL | 3BL29G37F6011B2100 | 30 | 3BL | INSTALLATION BLOC | 29G | BLOC OTHERS | 37F | RT ROTARY SWITCHES | 1 | 1 | NR | 24097.5 | CCM | 2.14 | 1.755 | KG | 8011564751712 | 8011564751712 | 8011564751712 | 85363030
GW70401M | ISOLATOR HP METAL BOX 16A 2P CONTROL | IZOLATOR HP PUSZKA METAL 16A 2P STEROW. | 71 | 1 | NR | 69.7 | 1 | NR | 1.865% | OFFICIAL | 3BL29G37F6011B5100 | 30 | 3BL | INSTALLATION BLOC | 29G | BLOC OTHERS | 37F | RT ROTARY SWITCHES | 1 | 1 | NR | 4232.25 | CCM | 1.068 | 0.993 | KG | 8011564750036 | 8011564750036 | 8011564750036 | 85363010
GW70431M | ISOLATOR HP METAL BOX 16A 2P EMERGENCY | IZOLATOR HP PUSZKA METAL 16A 2P AWARYJ. | 71 | 1 | NR | 69.7 | 1 | NR | 1.865% | OFFICIAL | 3BL29G37F6011B7100 | 30 | 3BL | INSTALLATION BLOC | 29G | BLOC OTHERS | 37F | RT ROTARY SWITCHES | 1 | 1 | NR | 4232.25 | CCM | 1.059 | 0.984 | KG | 8011564750357 | 8011564750357 | 8011564750357 | 85363010
GW70405M | ISOLATOR HP METAL BOX 32A 3P CONTROL | IZOLATOR HP PUSZKA METAL 32A 3P STEROW. | 76.5 | 1 | NR | 75.1 | 1 | NR | 1.864% | OFFICIAL | 3BL29G37F6011B5100 | 30 | 3BL | INSTALLATION BLOC | 29G | BLOC OTHERS | 37F | RT ROTARY SWITCHES | 1 | 1 | NR | 4232.25 | CCM | 1.083 | 1.008 | KG | 8011564750241 | 8011564750241 | 8011564750241 | 85363030
GW70435M | ISOLATOR HP METAL BOX 32A 3P EMERGENCY | IZOLATOR HP PUSZKA METAL 32A 3P AWARYJ. | 76.5 | 1 | NR | 75.1 | 1 | NR | 1.864% | OFFICIAL | 3BL29G37F6011B7100 | 30 | 3BL | INSTALLATION BLOC | 29G | BLOC OTHERS | 37F | RT ROTARY SWITCHES | 1 | 1 | NR | 4232.25 | CCM | 1.074 | 0.999 | KG | 8011564750494 | 8011564750494 | 8011564750494 | 85363030
GW70414NP | ISOLATOR HP INSUL. BOX 40A 3P+N CONTROL | IZOLATOR HP PUSZKA IZOL.40A 3P+N STER. | 43.8 | 1 | NR | 43 | 1 | NR | 1.86% | OFFICIAL | 3BL29G37F6011B0100 | 30 | 3BL | INSTALLATION BLOC | 29G | BLOC OTHERS | 37F | RT ROTARY SWITCHES | 1 | 16 | NR | 2625 | CCM | 531.25 | 519.774 | G | 8011564751255 | 8011564751255 | 8011564942882 | 85363030
GW70442NP | ISOLATOR HP INSUL. BOX 40A 3P+N EMERG. | IZOLATOR HP PUSZKA IZOL.40A 3P+N AWAR. | 43.8 | 1 | NR | 43 | 1 | NR | 1.86% | OFFICIAL | 3BL29G37F6011B2100 | 30 | 3BL | INSTALLATION BLOC | 29G | BLOC OTHERS | 37F | RT ROTARY SWITCHES | 1 | 16 | NR | 2625 | CCM | 611.254 | 520.054 | G | 8011564751538 | 8011564751538 | 8011564943070 | 85363030
GW70006 | ROTARY CTRL.SWITCH 4P 32A TRANS.SHAFT | POKRĘTŁO STERUJ. 4P 32A WAŁ TRANS. | 38.4 | 1 | NR | 37.7 | 1 | NR | 1.857% | OFFICIAL | 3BL29G37F6031B4100 | 30 | 3BL | INSTALLATION BLOC | 29G | BLOC OTHERS | 37F | RT ROTARY SWITCHES | 1 | 10 | NR | 2478.6 | CCM | 321.1 | 288.99 | G | 8011564012004 | 8011564012004 | 8011564321540 | 85365080
GW70417P | ISOLATOR HP INSUL. BOX 25A 3P CONTROL | IZOLATOR HP PUSZKA IZOL.25A 3P STER. | 38.4 | 1 | NR | 37.7 | 1 | NR | 1.857% | OFFICIAL | 3BL29G37F6011B0100 | 30 | 3BL | INSTALLATION BLOC | 29G | BLOC OTHERS | 37F | RT ROTARY SWITCHES | 1 | 16 | NR | 2625 | CCM | 567.286 | 476.086 | G | 8011564751149 | 8011564751149 | 8011564942783 | 85363030
GW70418M | ISOLATOR HP METAL BOX 25A 4P CONTROL | IZOLATOR HP PUSZKA METAL 25A 4P STEROW. | 76.8 | 1 | NR | 75.4 | 1 | NR | 1.857% | OFFICIAL | 3BL29G37F6011B5100 | 30 | 3BL | INSTALLATION BLOC | 29G | BLOC OTHERS | 37F | RT ROTARY SWITCHES | 1 | 1 | NR | 4232.25 | CCM | 1.091 | 1.016 | KG | 8011564750104 | 8011564750104 | 8011564750104 | 85363030
GW70487P | ISOLATOR HP INSUL. BOX 25A 3P EMERGENCY | IZOLATOR HP PUSZKA IZOL.25A 3P AWAR. | 38.4 | 1 | NR | 37.7 | 1 | NR | 1.857% | OFFICIAL | 3BL29G37F6011B2100 | 30 | 3BL | INSTALLATION BLOC | 29G | BLOC OTHERS | 37F | RT ROTARY SWITCHES | 1 | 16 | NR | 2625 | CCM | 567.566 | 476.366 | G | 8011564751408 | 8011564751408 | 8011564942967 | 85363030
GW70488M | ISOLATOR HP METAL BOX 25A 4P EMERGENCY | IZOLATOR HP PUSZKA METAL 25A 4P AWARYJ. | 76.8 | 1 | NR | 75.4 | 1 | NR | 1.857% | OFFICIAL | 3BL29G37F6011B7100 | 30 | 3BL | INSTALLATION BLOC | 29G | BLOC OTHERS | 37F | RT ROTARY SWITCHES | 1 | 1 | NR | 4232.25 | CCM | 1.082 | 1.007 | KG | 8011564750470 | 8011564750470 | 8011564750470 | 85363030
GW70435NM | ISOLATOR HP METAL BOX 32A 3P+N EMERG. | IZOLATOR HP PUSZKA METAL 32A 3P+N AWAR. | 76.9 | 1 | NR | 75.5 | 1 | NR | 1.854% | OFFICIAL | 3BL29G37F6011B7100 | 30 | 3BL | INSTALLATION BLOC | 29G | BLOC OTHERS | 37F | RT ROTARY SWITCHES | 1 | 1 | NR | 4232.25 | CCM | 1.117 | 1.042 | KG | 8011564750500 | 8011564750500 | 8011564750500 | 85363030
GW70431P | ISOLATOR HP INSUL. BOX 16A 2P EMERGENCY | IZOLATOR HP PUSZKA IZOL.16A 2P AWAR. | 33 | 1 | NR | 32.4 | 1 | NR | 1.852% | OFFICIAL | 3BL29G37F6011B2100 | 30 | 3BL | INSTALLATION BLOC | 29G | BLOC OTHERS | 37F | RT ROTARY SWITCHES | 1 | 16 | NR | 2625 | CCM | 522.601 | 431.193 | G | 8011564751279 | 8011564751279 | 8011564942912 | 85363010
GW70208 | ROTARY CTRL.SWITCH 4P 63A EN50022 RAIL | POKRĘTŁO STERUJ. 4P 63A EN50022 SZYNA | 49.5 | 1 | NR | 48.6 | 1 | NR | 1.852% | OFFICIAL | 3BL29G37F6031B6100 | 30 | 3BL | INSTALLATION BLOC | 29G | BLOC OTHERS | 37F | RT ROTARY SWITCHES | 1 | 12 | NR | 1233.917 | CCM | 347.333 | 295.77 | G | 8011564011847 | 8011564011847 | 8011564321380 | 85365080
GW70417NP | ISOLATOR HP INSUL. BOX 25A 3P+N CONTROL | IZOLATOR HP PUSZKA IZOL.25A 3P+N STER. | 38.6 | 1 | NR | 37.9 | 1 | NR | 1.847% | OFFICIAL | 3BL29G37F6011B0100 | 30 | 3BL | INSTALLATION BLOC | 29G | BLOC OTHERS | 37F | RT ROTARY SWITCHES | 1 | 16 | NR | 2625 | CCM | 610.186 | 518.986 | G | 8011564751156 | 8011564751156 | 8011564942790 | 85363030
GW70487NP | ISOLATOR HP INSUL. BOX 25A 3P+N EMERG. | IZOLATOR HP PUSZKA IZOL.25A 3P+N AWAR. | 38.6 | 1 | NR | 37.9 | 1 | NR | 1.847% | OFFICIAL | 3BL29G37F6011B2100 | 30 | 3BL | INSTALLATION BLOC | 29G | BLOC OTHERS | 37F | RT ROTARY SWITCHES | 1 | 16 | NR | 2625 | CCM | 610.466 | 519.266 | G | 8011564751446 | 8011564751446 | 8011564942974 | 85363030
GW70424M | ISOLATOR HP METAL BOX 125A 4P CONTROL | IZOLATOR HP PUSZKA METAL 125A 4P STEROW. | 498 | 1 | NR | 489 | 1 | NR | 1.84% | OFFICIAL | 3BL29G37F6011B5100 | 30 | 3BL | INSTALLATION BLOC | 29G | BLOC OTHERS | 37F | RT ROTARY SWITCHES | 1 | 1 | NR | 25996.875 | CCM | 2.528 | 2.04 | KG | 8011564750821 | 8011564750821 | 8011564750821 | 85363030
GW70494M | ISOLATOR HP METAL BOX 125A 4P EMERGENCY | IZOLATOR HP PUSZKA METAL 125A 4P AWARYJ. | 498 | 1 | NR | 489 | 1 | NR | 1.84% | OFFICIAL | 3BL29G37F6011B7100 | 30 | 3BL | INSTALLATION BLOC | 29G | BLOC OTHERS | 37F | RT ROTARY SWITCHES | 1 | 1 | NR | 25996.875 | CCM | 2.519 | 2.031 | KG | 8011564750883 | 8011564750883 | 8011564750883 | 85363030
GW70422M | ISOLATOR HP METAL BOX 100A 4P CONTROL | IZOLATOR HP PUSZKA METAL 100A 4P STEROW. | 277 | 1 | NR | 272 | 1 | NR | 1.838% | OFFICIAL | 3BL29G37F6011B5100 | 30 | 3BL | INSTALLATION BLOC | 29G | BLOC OTHERS | 37F | RT ROTARY SWITCHES | 1 | 1 | NR | 16102.4 | CCM | 2.441 | 2.04 | KG | 8011564750685 | 8011564750685 | 8011564750685 | 85363030
GW70492M | ISOLATOR HP METAL BOX 100A 4P EMERGENCY | IZOLATOR HP PUSZKA METAL 100A 4P AWARYJ. | 277 | 1 | NR | 272 | 1 | NR | 1.838% | OFFICIAL | 3BL29G37F6011B7100 | 30 | 3BL | INSTALLATION BLOC | 29G | BLOC OTHERS | 37F | RT ROTARY SWITCHES | 1 | 1 | NR | 16102.4 | CCM | 2.431 | 2.031 | KG | 8011564750784 | 8011564750784 | 8011564750784 | 85363030
GW70415M | ISOLATOR HP METAL BOX 40A 4P CONTROL | IZOLATOR HP PUSZKA METAL 40A 4P STEROW. | 94.2 | 1 | NR | 92.5 | 1 | NR | 1.838% | OFFICIAL | 3BL29G37F6011B5100 | 30 | 3BL | INSTALLATION BLOC | 29G | BLOC OTHERS | 37F | RT ROTARY SWITCHES | 1 | 1 | NR | 4232.25 | CCM | 1.092 | 1.017 | KG | 8011564750340 | 8011564750340 | 8011564750340 | 85363030
GW70443M | ISOLATOR HP METAL BOX 40A 4P EMERGENCY | IZOLATOR HP PUSZKA METAL 40A 4P AWARYJ. | 94.2 | 1 | NR | 92.5 | 1 | NR | 1.838% | OFFICIAL | 3BL29G37F6011B7100 | 30 | 3BL | INSTALLATION BLOC | 29G | BLOC OTHERS | 37F | RT ROTARY SWITCHES | 1 | 1 | NR | 4232.25 | CCM | 1.083 | 1.008 | KG | 8011564752184 | 8011564752184 | 8011564752184 | 85363030
GW70401P | ISOLATOR HP INSUL. BOX 16A 2P CONTROL | IZOLATOR HP PUSZKA IZOL.16A 2P STEROW. | 33.4 | 1 | NR | 32.8 | 1 | NR | 1.829% | OFFICIAL | 3BL29G37F6011B0100 | 30 | 3BL | INSTALLATION BLOC | 29G | BLOC OTHERS | 37F | RT ROTARY SWITCHES | 1 | 16 | NR | 2625 | CCM | 512.5 | 461.25 | G | 8011564751088 | 8011564751088 | 8011564942738 | 85363010
GW70413M | ISOLATOR HP METAL BOX 40A 2P CONTROL | IZOLATOR HP PUSZKA METAL 40A 2P STEROW. | 89.2 | 1 | NR | 87.6 | 1 | NR | 1.826% | OFFICIAL | 3BL29G37F6011B5100 | 30 | 3BL | INSTALLATION BLOC | 29G | BLOC OTHERS | 37F | RT ROTARY SWITCHES | 1 | 1 | NR | 4232.25 | CCM | 1.141 | 1 | KG | 8011564750296 | 8011564750296 | 8011564750296 | 85363030
GW70441M | ISOLATOR HP METAL BOX 40A 2P EMERGENCY | IZOLATOR HP PUSZKA METAL 40A 2P AWARYJ. | 89.2 | 1 | NR | 87.6 | 1 | NR | 1.826% | OFFICIAL | 3BL29G37F6011B7100 | 30 | 3BL | INSTALLATION BLOC | 29G | BLOC OTHERS | 37F | RT ROTARY SWITCHES | 1 | 1 | NR | 4232.25 | CCM | 1.066 | 0.991 | KG | 8011564752153 | 8011564752153 | 8011564752153 | 85363030
GW70436P | ISOLATOR HP INSUL. BOX 32A 4P EMERGENCY | IZOLATOR HP PUSZKA IZOL.32A 4P AWAR. | 55.8 | 1 | NR | 54.8 | 1 | NR | 1.825% | OFFICIAL | 3BL29G37F6011B2100 | 30 | 3BL | INSTALLATION BLOC | 29G | BLOC OTHERS | 37F | RT ROTARY SWITCHES | 1 | 16 | NR | 2625 | CCM | 537.5 | 483.75 | G | 8011564751491 | 8011564751491 | 8011564943049 | 85363030
GW70407P | ISOLATOR HP INSUL. BOX 63A 3P CONTROL | IZOLATOR HP PUSZKA IZOL.63A 3P STER. | 67.2 | 1 | NR | 66 | 1 | NR | 1.818% | OFFICIAL | 3BL29G37F6011B0100 | 30 | 3BL | INSTALLATION BLOC | 29G | BLOC OTHERS | 37F | RT ROTARY SWITCHES | 1 | 6 | NR | 5817.188 | CCM | 989.667 | 784.879 | G | 8011564751552 | 8011564751552 | 8011564943094 | 85363030
GW70437P | ISOLATOR HP INSUL. BOX 63A 3P EMERGENCY | IZOLATOR HP PUSZKA IZOL.63A 3P AWAR. | 67.2 | 1 | NR | 66 | 1 | NR | 1.818% | OFFICIAL | 3BL29G37F6011B2100 | 30 | 3BL | INSTALLATION BLOC | 29G | BLOC OTHERS | 37F | RT ROTARY SWITCHES | 1 | 6 | NR | 5817.188 | CCM | 985.747 | 780.959 | G | 8011564751620 | 8011564751620 | 8011564943179 | 85363030
GW70402M | ISOLATOR HP METAL BOX 16A 3P CONTROL | IZOLATOR HP PUSZKA METAL 16A 3P STEROW. | 72.8 | 1 | NR | 71.5 | 1 | NR | 1.818% | OFFICIAL | 3BL29G37F6011B5100 | 30 | 3BL | INSTALLATION BLOC | 29G | BLOC OTHERS | 37F | RT ROTARY SWITCHES | 1 | 1 | NR | 4232.25 | CCM | 1.076 | 1.001 | KG | 8011564750043 | 8011564750043 | 8011564750043 | 85363010
GW70416M | ISOLATOR HP METAL BOX 25A 2P CONTROL | IZOLATOR HP PUSZKA METAL 25A 2P STEROW. | 72.8 | 1 | NR | 71.5 | 1 | NR | 1.818% | OFFICIAL | 3BL29G37F6011B5100 | 30 | 3BL | INSTALLATION BLOC | 29G | BLOC OTHERS | 37F | RT ROTARY SWITCHES | 1 | 1 | NR | 4232.25 | CCM | 1.14 | 0.999 | KG | 8011564750074 | 8011564750074 | 8011564750074 | 85363030
GW70432M | ISOLATOR HP METAL BOX 16A 3P EMERGENCY | IZOLATOR HP PUSZKA METAL 16A 3P AWARYJ. | 72.8 | 1 | NR | 71.5 | 1 | NR | 1.818% | OFFICIAL | 3BL29G37F6011B7100 | 30 | 3BL | INSTALLATION BLOC | 29G | BLOC OTHERS | 37F | RT ROTARY SWITCHES | 1 | 1 | NR | 4232.25 | CCM | 1.067 | 0.992 | KG | 8011564750364 | 8011564750364 | 8011564750364 | 85363010
GW70486M | ISOLATOR HP METAL BOX 25A 2P EMERGENCY | IZOLATOR HP PUSZKA METAL 25A 2P AWARYJ. | 72.8 | 1 | NR | 71.5 | 1 | NR | 1.818% | OFFICIAL | 3BL29G37F6011B7100 | 30 | 3BL | INSTALLATION BLOC | 29G | BLOC OTHERS | 37F | RT ROTARY SWITCHES | 1 | 1 | NR | 4232.25 | CCM | 1.066 | 0.99 | KG | 8011564750395 | 8011564750395 | 8011564750395 | 85363030
GW70406M | ISOLATOR HP METAL BOX 32A 4P CONTROL | IZOLATOR HP PUSZKA METAL 32A 4P STEROW. | 78.7 | 1 | NR | 77.3 | 1 | NR | 1.811% | OFFICIAL | 3BL29G37F6011B5100 | 30 | 3BL | INSTALLATION BLOC | 29G | BLOC OTHERS | 37F | RT ROTARY SWITCHES | 1 | 1 | NR | 4232.25 | CCM | 1.091 | 1.016 | KG | 8011564750289 | 8011564750289 | 8011564750289 | 85363030
GW70436M | ISOLATOR HP METAL BOX 32A 4P EMERGENCY | IZOLATOR HP PUSZKA METAL 32A 4P AWARYJ. | 78.7 | 1 | NR | 77.3 | 1 | NR | 1.811% | OFFICIAL | 3BL29G37F6011B7100 | 30 | 3BL | INSTALLATION BLOC | 29G | BLOC OTHERS | 37F | RT ROTARY SWITCHES | 1 | 1 | NR | 4232.25 | CCM | 1.082 | 1.007 | KG | 8011564750579 | 8011564750579 | 8011564750579 | 85363030
GW70460 | 4P 100A SEALED ROT SWITCH BLACK HG ATEX | 4P 100A POKR.USZCZELN. CZARNE HG ATEX | 450 | 1 | NR | 442 | 1 | NR | 1.81% | OFFICIAL | 3BL29G37F6011B1100 | 30 | 3BL | INSTALLATION BLOC | 29G | BLOC OTHERS | 37F | RT ROTARY SWITCHES | 1 | 1 | NR | 16102.4 | CCM | 1.505 | 1.355 | KG | 8011564284609 | 8011564284609 | 8011564284609 | 85365080
GW70480 | 4P 100A SEALED ROT SWITCH RED HG ATEX | 4P 100A POKR.USZCZELN. CZARNE HG ATEX | 450 | 1 | NR | 442 | 1 | NR | 1.81% | OFFICIAL | 3BL29G37F6011B3100 | 30 | 3BL | INSTALLATION BLOC | 29G | BLOC OTHERS | 37F | RT ROTARY SWITCHES | 1 | 1 | NR | 16102.4 | CCM | 1.515 | 1.364 | KG | 8011564284739 | 8011564284739 | 8011564284739 | 85365080
GW70419NP | ISOLATOR HP INSUL. BOX 80A 3P+N CONTROL | IZOLATOR HP PUSZKA IZOL.80A 3P+N STER. | 84.4 | 1 | NR | 82.9 | 1 | NR | 1.809% | OFFICIAL | 3BL29G37F6011B0100 | 30 | 3BL | INSTALLATION BLOC | 29G | BLOC OTHERS | 37F | RT ROTARY SWITCHES | 1 | 6 | NR | 5817.188 | CCM | 1.009 | 0.804 | KG | 8011564751590 | 8011564751590 | 8011564943155 | 85363030
GW70489NP | ISOLATOR HP INSUL. BOX 80A 3P+N EMERG. | IZOLATOR HP PUSZKA IZOL.80A 3P+N AWAR. | 84.4 | 1 | NR | 82.9 | 1 | NR | 1.809% | OFFICIAL | 3BL29G37F6011B2100 | 30 | 3BL | INSTALLATION BLOC | 29G | BLOC OTHERS | 37F | RT ROTARY SWITCHES | 1 | 6 | NR | 5817.188 | CCM | 1.005 | 0.8 | KG | 8011564751668 | 8011564751668 | 8011564943254 | 85363030
GW70405P | ISOLATOR HP INSUL. BOX 32A 3P CONTROL | IZOLATOR HP PUSZKA IZOL.32A 3P STER. | 39.4 | 1 | NR | 38.7 | 1 | NR | 1.809% | OFFICIAL | 3BL29G37F6011B0100 | 30 | 3BL | INSTALLATION BLOC | 29G | BLOC OTHERS | 37F | RT ROTARY SWITCHES | 1 | 16 | NR | 2625 | CCM | 567.286 | 476.086 | G | 8011564751187 | 8011564751187 | 8011564942837 | 85363030
GW70423M | ISOLATOR HP METAL BOX 125A 3P CONTROL | IZOLATOR HP PUSZKA METAL 125A 3P STEROW. | 451 | 1 | NR | 443 | 1 | NR | 1.806% | OFFICIAL | 3BL29G37F6011B5100 | 30 | 3BL | INSTALLATION BLOC | 29G | BLOC OTHERS | 37F | RT ROTARY SWITCHES | 1 | 1 | NR | 25996.875 | CCM | 2.419 | 1.931 | KG | 8011564750791 | 8011564750791 | 8011564750791 | 85363030
GW70493M | ISOLATOR HP METAL BOX 125A 3P EMERGENCY | IZOLATOR HP PUSZKA METAL 125A 3P AWARYJ. | 451 | 1 | NR | 443 | 1 | NR | 1.806% | OFFICIAL | 3BL29G37F6011B7100 | 30 | 3BL | INSTALLATION BLOC | 29G | BLOC OTHERS | 37F | RT ROTARY SWITCHES | 1 | 1 | NR | 25996.875 | CCM | 2.409 | 1.921 | KG | 8011564750869 | 8011564750869 | 8011564750869 | 85363030
GW70405NP | ISOLATOR HP INSUL. BOX 32A 3P+N CONTROL | IZOLATOR HP PUSZKA IZOL.32A 3P+N STER. | 39.6 | 1 | NR | 38.9 | 1 | NR | 1.799% | OFFICIAL | 3BL29G37F6011B0100 | 30 | 3BL | INSTALLATION BLOC | 29G | BLOC OTHERS | 37F | RT ROTARY SWITCHES | 1 | 16 | NR | 2625 | CCM | 531.25 | 478.125 | G | 8011564751194 | 8011564751194 | 8011564942844 | 85363030
GW70413P | ISOLATOR HP INSUL. BOX 40A 2P CONTROL | IZOLATOR HP PUSZKA IZOL.40A 2P STEROW. | 39.6 | 1 | NR | 38.9 | 1 | NR | 1.799% | OFFICIAL | 3BL29G37F6011B0100 | 30 | 3BL | INSTALLATION BLOC | 29G | BLOC OTHERS | 37F | RT ROTARY SWITCHES | 1 | 16 | NR | 2625 | CCM | 559.646 | 468.446 | G | 8011564751231 | 8011564751231 | 8011564942868 | 85363030
GW70435NP | ISOLATOR HP INSUL. BOX 32A 3P+N EMERG. | IZOLATOR HP PUSZKA IZOL.32A 3P+N AWAR. | 39.6 | 1 | NR | 38.9 | 1 | NR | 1.799% | OFFICIAL | 3BL29G37F6011B2100 | 30 | 3BL | INSTALLATION BLOC | 29G | BLOC OTHERS | 37F | RT ROTARY SWITCHES | 1 | 16 | NR | 2625 | CCM | 610.466 | 519.266 | G | 8011564751484 | 8011564751484 | 8011564943032 | 85363030
GW70441P | ISOLATOR HP INSUL. BOX 40A 2P EMERGENCY | IZOLATOR HP PUSZKA IZOL.40A 2P AWAR. | 39.6 | 1 | NR | 38.9 | 1 | NR | 1.799% | OFFICIAL | 3BL29G37F6011B2100 | 30 | 3BL | INSTALLATION BLOC | 29G | BLOC OTHERS | 37F | RT ROTARY SWITCHES | 1 | 16 | NR | 2625 | CCM | 559.926 | 468.726 | G | 8011564751507 | 8011564751507 | 8011564943056 | 85363030
GW70028 | AUX. CONTACT 2NC ISOLATOR 16-80A | DODATK. STYK 2NC IZOLATOR 16-80A | 11.4 | 1 | NR | 11.2 | 1 | NR | 1.786% | OFFICIAL | 3BL29G37F6031B8100 | 30 | 3BL | INSTALLATION BLOC | 29G | BLOC OTHERS | 37F | RT ROTARY SWITCHES | 1 | 12 | NR | 161.828 | CCM | 40.93 | 36.43 | G | 8011564751064 | 8011564751064 | 8011564942691 | 85389099
GW70423NM | ISOLATOR HP METAL BOX 125A 3P+N CONTROL | IZOLATOR HP PUSZKA METAL 125A 3P+N STER. | 456 | 1 | NR | 448 | 1 | NR | 1.786% | OFFICIAL | 3BL29G37F6011B5100 | 30 | 3BL | INSTALLATION BLOC | 29G | BLOC OTHERS | 37F | RT ROTARY SWITCHES | 1 | 1 | NR | 25996.875 | CCM | 2.489 | 2.001 | KG | 8011564750807 | 8011564750807 | 8011564750807 | 85363030
GW70493NM | ISOLATOR HP METAL BOX 125A 3P+N EMERG. | IZOLATOR HP PUSZKA METAL 125A 3P+N AWAR. | 456 | 1 | NR | 448 | 1 | NR | 1.786% | OFFICIAL | 3BL29G37F6011B7100 | 30 | 3BL | INSTALLATION BLOC | 29G | BLOC OTHERS | 37F | RT ROTARY SWITCHES | 1 | 1 | NR | 25996.875 | CCM | 2.479 | 1.992 | KG | 8011564750876 | 8011564750876 | 8011564750876 | 85363030
GW70002 | ROTARY CTRL.SWITCH 3P 16A TRANS.SHAFT | POKRĘTŁO STERUJ. 3P 16A WAŁ TRANS. | 28.8 | 1 | NR | 28.3 | 1 | NR | 1.767% | OFFICIAL | 3BL29G37F6031B4100 | 30 | 3BL | INSTALLATION BLOC | 29G | BLOC OTHERS | 37F | RT ROTARY SWITCHES | 1 | 10 | NR | 2478.6 | CCM | 283.8 | 255.42 | G | 8011564011960 | 8011564011960 | 8011564321502 | 85365080
GW70454 | 2P 32A SEALED ROT SWITCH BLACK HG ATEX | 2P 32A POKR.USZCZELN. CZARNE HG ATEX | 174 | 1 | NR | 171 | 1 | NR | 1.754% | OFFICIAL | 3BL29G37F6011B1100 | 30 | 3BL | INSTALLATION BLOC | 29G | BLOC OTHERS | 37F | RT ROTARY SWITCHES | 1 | 1 | NR | 8517.262 | CCM | 1.32 | 1.188 | KG | 8011564284548 | 8011564284548 | 8011564284548 | 85365080
GW70474 | 2P 32A SEALED ROT SWITCH RED HG ATEX | 2P 32A POKR.USZCZELN. CZARNE HG ATEX | 174 | 1 | NR | 171 | 1 | NR | 1.754% | OFFICIAL | 3BL29G37F6011B3100 | 30 | 3BL | INSTALLATION BLOC | 29G | BLOC OTHERS | 37F | RT ROTARY SWITCHES | 1 | 1 | NR | 8517.262 | CCM | 1.151 | 0.912 | KG | 8011564284678 | 8011564284678 | 8011564284678 | 85365080
GW70425NM | ISOLATOR HP METAL BOX 160A 3P+N CONTROL | IZOLATOR HP PUSZKA METAL 160A 3P+N STER. | 639 | 1 | NR | 628 | 1 | NR | 1.752% | OFFICIAL | 3BL29G37F6011B5100 | 30 | 3BL | INSTALLATION BLOC | 29G | BLOC OTHERS | 37F | RT ROTARY SWITCHES | 1 | 1 | NR | 25996.875 | CCM | 2.489 | 2.001 | KG | 8011564750845 | 8011564750845 | 8011564750845 | 85363030
GW70495NM | ISOLATOR HP METAL BOX 160A 3P+N EMERG. | IZOLATOR HP PUSZKA METAL 160A 3P+N AWAR. | 639 | 1 | NR | 628 | 1 | NR | 1.752% | OFFICIAL | 3BL29G37F6011B7100 | 30 | 3BL | INSTALLATION BLOC | 29G | BLOC OTHERS | 37F | RT ROTARY SWITCHES | 1 | 1 | NR | 25996.875 | CCM | 2.48 | 1.992 | KG | 8011564750906 | 8011564750906 | 8011564750906 | 85363030
GW70005 | ROTARY CTRL.SWITCH 3P 32A TRANS.SHAFT | POKRĘTŁO STERUJ. 3P 32A WAŁ TRANS. | 40.8 | 1 | NR | 40.1 | 1 | NR | 1.746% | OFFICIAL | 3BL29G37F6031B4100 | 30 | 3BL | INSTALLATION BLOC | 29G | BLOC OTHERS | 37F | RT ROTARY SWITCHES | 1 | 10 | NR | 2478.6 | CCM | 314.9 | 283.41 | G | 8011564011991 | 8011564011991 | 8011564321533 | 85365080
GW70205 | ROTARY CTRL.SWITCH 3P 32A EN50022 RAIL | POKRĘTŁO STERUJ. 3P 32A EN50022 SZYNA | 23.4 | 1 | NR | 23 | 1 | NR | 1.739% | OFFICIAL | 3BL29G37F6031B6100 | 30 | 3BL | INSTALLATION BLOC | 29G | BLOC OTHERS | 37F | RT ROTARY SWITCHES | 1 | 24 | NR | 673.313 | CCM | 173.208 | 155.888 | G | 8011564011816 | 8011564011816 | 8011564321359 | 85365080
GW70201 | ROTARY CTRL.SWITCH 2P 16A EN50022 RAIL | POKRĘTŁO STERUJ. 2P 16A EN50022 SZYNA | 17.6 | 1 | NR | 17.3 | 1 | NR | 1.734% | OFFICIAL | 3BL29G37F6031B6100 | 30 | 3BL | INSTALLATION BLOC | 29G | BLOC OTHERS | 37F | RT ROTARY SWITCHES | 1 | 30 | NR | 279.367 | CCM | 132.467 | 115.49 | G | 8011564011779 | 8011564011779 | 8034035418402 | 85365080
GW70458 | 4P 63A SEALED ROT SWITCH BLACK HG ATEX | 4P 63A POKR.USZCZELN. CZARNE HG ATEX | 294 | 1 | NR | 289 | 1 | NR | 1.73% | OFFICIAL | 3BL29G37F6011B1100 | 30 | 3BL | INSTALLATION BLOC | 29G | BLOC OTHERS | 37F | RT ROTARY SWITCHES | 1 | 1 | NR | 8517.262 | CCM | 1.162 | 0.923 | KG | 8011564284586 | 8011564284586 | 8011564284586 | 85365080
GW70478 | 4P 63A SEALED ROT SWITCH RED HG ATEX | 4P 63A POKR.USZCZELN. CZARNE HG ATEX | 294 | 1 | NR | 289 | 1 | NR | 1.73% | OFFICIAL | 3BL29G37F6011B3100 | 30 | 3BL | INSTALLATION BLOC | 29G | BLOC OTHERS | 37F | RT ROTARY SWITCHES | 1 | 1 | NR | 8517.262 | CCM | 1.166 | 0.927 | KG | 8011564284715 | 8011564284715 | 8011564284715 | 85365080
GW70418P | ISOLATOR HP INSUL. BOX 25A 4P CONTROL | IZOLATOR HP PUSZKA IZOL.25A 4P STER. | 41.2 | 1 | NR | 40.5 | 1 | NR | 1.728% | OFFICIAL | 3BL29G37F6011B0100 | 30 | 3BL | INSTALLATION BLOC | 29G | BLOC OTHERS | 37F | RT ROTARY SWITCHES | 1 | 16 | NR | 2625 | CCM | 575.714 | 484.514 | G | 8011564751163 | 8011564751163 | 8011564942813 | 85363030
GW70488P | ISOLATOR HP INSUL. BOX 25A 4P EMERGENCY | IZOLATOR HP PUSZKA IZOL.25A 4P AWAR. | 41.2 | 1 | NR | 40.5 | 1 | NR | 1.728% | OFFICIAL | 3BL29G37F6011B2100 | 30 | 3BL | INSTALLATION BLOC | 29G | BLOC OTHERS | 37F | RT ROTARY SWITCHES | 1 | 16 | NR | 2625 | CCM | 575.994 | 484.794 | G | 8011564751453 | 8011564751453 | 8011564942981 | 85363030
GW70416P | ISOLATOR HP INSUL. BOX 25A 2P CONTROL | IZOLATOR HP PUSZKA IZOL.25A 2P STEROW. | 35.5 | 1 | NR | 34.9 | 1 | NR | 1.719% | OFFICIAL | 3BL29G37F6011B0100 | 30 | 3BL | INSTALLATION BLOC | 29G | BLOC OTHERS | 37F | RT ROTARY SWITCHES | 1 | 16 | NR | 2625 | CCM | 558.858 | 467.658 | G | 8011564751132 | 8011564751132 | 8011564942776 | 85363030
GW70026 | AUX. CONTACT 1NO+1NC ISOLATOR 16-80A | DODATK. STYK 1NO+1NC IZOLATOR 16-80A | 8.9 | 1 | NR | 8.75 | 1 | NR | 1.714% | OFFICIAL | 3BL29G37F6031B8100 | 30 | 3BL | INSTALLATION BLOC | 29G | BLOC OTHERS | 37F | RT ROTARY SWITCHES | 1 | 12 | NR | 161.828 | CCM | 41.33 | 36.83 | G | 8011564751071 | 8011564751071 | 8011564942707 | 85389099
GW70027 | AUX. CONTACT 2NO ISOLATOR 16-80A | DODATK. STYK 2NO IZOLATOR 16-80A | 8.9 | 1 | NR | 8.75 | 1 | NR | 1.714% | OFFICIAL | 3BL29G37F6031B8100 | 30 | 3BL | INSTALLATION BLOC | 29G | BLOC OTHERS | 37F | RT ROTARY SWITCHES | 1 | 12 | NR | 161.828 | CCM | 51.33 | 36.83 | G | 8011564751057 | 8011564751057 | 8011564942684 | 85389099
GW70432P | ISOLATOR HP INSUL. BOX 16A 3P EMERGENCY | IZOLATOR HP PUSZKA IZOL.16A 3P AWAR. | 29.7 | 1 | NR | 29.2 | 1 | NR | 1.712% | OFFICIAL | 3BL29G37F6011B2100 | 30 | 3BL | INSTALLATION BLOC | 29G | BLOC OTHERS | 37F | RT ROTARY SWITCHES | 1 | 16 | NR | 2625 | CCM | 526.829 | 474.029 | G | 8011564751286 | 8011564751286 | 8011564942929 | 85363010
GW70423NP | ISOLATOR HP INSUL. BOX 125A 3P+N CONTROL | IZOLATOR HP PUSZKA IZ.125A 3P+N STER. | 179 | 1 | NR | 176 | 1 | NR | 1.705% | OFFICIAL | 3BL29G37F6011B0100 | 30 | 3BL | INSTALLATION BLOC | 29G | BLOC OTHERS | 37F | RT ROTARY SWITCHES | 1 | 1 | NR | 24097.5 | CCM | 2.217 | 1.833 | KG | 8011564752092 | 8011564752092 | 8011564752092 | 85363030
GW70456 | 4P 32A SEALED ROT SWITCH BLACK HG ATEX | 4P 32A POKR.USZCZELN. CZARNE HG ATEX | 179 | 1 | NR | 176 | 1 | NR | 1.705% | OFFICIAL | 3BL29G37F6011B1100 | 30 | 3BL | INSTALLATION BLOC | 29G | BLOC OTHERS | 37F | RT ROTARY SWITCHES | 1 | 1 | NR | 8517.262 | CCM | 1.143 | 0.904 | KG | 8011564284562 | 8011564284562 | 8011564284562 | 85365080
GW70493NP | ISOLATOR HP INSUL. BOX 125A 3P+N EMERG. | IZOLATOR HP PUSZKA IZ.125A 3P+N AWAR. | 179 | 1 | NR | 176 | 1 | NR | 1.705% | OFFICIAL | 3BL29G37F6011B2100 | 30 | 3BL | INSTALLATION BLOC | 29G | BLOC OTHERS | 37F | RT ROTARY SWITCHES | 1 | 1 | NR | 24097.5 | CCM | 2.208 | 1.823 | KG | 8011564751682 | 8011564751682 | 8011564751682 | 85363030
GW70415P | ISOLATOR HP INSUL. BOX 40A 4P CONTROL | IZOLATOR HP PUSZKA IZOL.40A 4P STER. | 47.8 | 1 | NR | 47 | 1 | NR | 1.702% | OFFICIAL | 3BL29G37F6011B0100 | 30 | 3BL | INSTALLATION BLOC | 29G | BLOC OTHERS | 37F | RT ROTARY SWITCHES | 1 | 16 | NR | 2625 | CCM | 576.502 | 485.302 | G | 8011564751262 | 8011564751262 | 8011564942899 | 85363030
GW70443P | ISOLATOR HP INSUL. BOX 40A 4P EMERGENCY | IZOLATOR HP PUSZKA IZOL.40A 4P AWAR. | 47.8 | 1 | NR | 47 | 1 | NR | 1.702% | OFFICIAL | 3BL29G37F6011B2100 | 30 | 3BL | INSTALLATION BLOC | 29G | BLOC OTHERS | 37F | RT ROTARY SWITCHES | 1 | 16 | NR | 2625 | CCM | 576.782 | 485.582 | G | 8011564751545 | 8011564751545 | 8011564943087 | 85363030
GW70419M | ISOLATOR HP METAL BOX 80A 3P CONTROL | IZOLATOR HP PUSZKA METAL 80A 3P STEROW. | 240 | 1 | NR | 236 | 1 | NR | 1.695% | OFFICIAL | 3BL29G37F6011B5100 | 30 | 3BL | INSTALLATION BLOC | 29G | BLOC OTHERS | 37F | RT ROTARY SWITCHES | 1 | 1 | NR | 16102.4 | CCM | 2.8 | 1.982 | KG | 8011564750630 | 8011564750630 | 8011564750630 | 85363030
GW70419NM | ISOLATOR HP METAL BOX 80A 3P+N CONTROL | IZOLATOR HP PUSZKA METAL 80A 3P+N STER. | 240 | 1 | NR | 236 | 1 | NR | 1.695% | OFFICIAL | 3BL29G37F6011B5100 | 30 | 3BL | INSTALLATION BLOC | 29G | BLOC OTHERS | 37F | RT ROTARY SWITCHES | 1 | 1 | NR | 16102.4 | CCM | 2.436 | 2.035 | KG | 8011564750647 | 8011564750647 | 8011564750647 | 85363030
GW70489M | ISOLATOR HP METAL BOX 80A 3P EMERGENCY | IZOLATOR HP PUSZKA METAL 80A 3P AWARYJ. | 240 | 1 | NR | 236 | 1 | NR | 1.695% | OFFICIAL | 3BL29G37F6011B7100 | 30 | 3BL | INSTALLATION BLOC | 29G | BLOC OTHERS | 37F | RT ROTARY SWITCHES | 1 | 1 | NR | 16102.4 | CCM | 2.373 | 1.973 | KG | 8011564750739 | 8011564750739 | 8011564750739 | 85363030
GW70489NM | ISOLATOR HP METAL BOX 80A 3P+N EMERG. | IZOLATOR HP PUSZKA METAL 80A 3P+N AWAR. | 240 | 1 | NR | 236 | 1 | NR | 1.695% | OFFICIAL | 3BL29G37F6011B7100 | 30 | 3BL | INSTALLATION BLOC | 29G | BLOC OTHERS | 37F | RT ROTARY SWITCHES | 1 | 1 | NR | 16102.4 | CCM | 2.427 | 2.026 | KG | 8011564750746 | 8011564750746 | 8011564750746 | 85363030
GW70435P | ISOLATOR HP INSUL. BOX 32A 3P EMERGENCY | IZOLATOR HP PUSZKA IZOL.32A 3P AWAR. | 36.1 | 1 | NR | 35.5 | 1 | NR | 1.69% | OFFICIAL | 3BL29G37F6011B2100 | 30 | 3BL | INSTALLATION BLOC | 29G | BLOC OTHERS | 37F | RT ROTARY SWITCHES | 1 | 16 | NR | 2625 | CCM | 567.566 | 476.366 | G | 8011564751477 | 8011564751477 | 8011564943025 | 85363030
GW70029 | AUX. CONTACT 1NO+1NC ISOLATOR 100-160A | DODATK. STYK 1NO+1NC IZOLATOR 100-160A | 24.1 | 1 | NR | 23.7 | 1 | NR | 1.688% | OFFICIAL | 3BL29G37F6031B4100 | 30 | 3BL | INSTALLATION BLOC | 29G | BLOC OTHERS | 37F | RT ROTARY SWITCHES | 1 | 12 | NR | 316.344 | CCM | 57.406 | 35.211 | G | 8011564739116 | 8011564739116 | 8011564932944 | 85389099
GW70009 | SET OF 4 EXTENSION BRACKETS | ZESTAW 4 UCHWYTÓW PRZEDŁUŻ. | 6.15 | 1 | NR | 6.05 | 1 | NR | 1.653% | OFFICIAL | 3BL29G37F6031B4100 | 30 | 3BL | INSTALLATION BLOC | 29G | BLOC OTHERS | 37F | RT ROTARY SWITCHES | 1 | 10 | NR | 423.225 | CCM | 246.5 | 221.85 | G | 8011564012035 | 8011564012035 | 8011564321571 | 85389099
GW70422P | ISOLATOR HP INSUL. BOX 100A 4P CONTROL | IZOLATOR HP PUSZKA IZ.100A 4P STER. | 124 | 1 | NR | 122 | 1 | NR | 1.639% | OFFICIAL | 3BL29G37F6011B0100 | 30 | 3BL | INSTALLATION BLOC | 29G | BLOC OTHERS | 37F | RT ROTARY SWITCHES | 1 | 1 | NR | 24097.5 | CCM | 2.2 | 1.98 | KG | 8011564752078 | 8011564752078 | 8011564752078 | 85363030
GW70492P | ISOLATOR HP INSUL. BOX 100A 4P EMERGENCY | IZOLATOR HP PUSZKA IZOL.100A 4P AWAR. | 124 | 1 | NR | 122 | 1 | NR | 1.639% | OFFICIAL | 3BL29G37F6011B2100 | 30 | 3BL | INSTALLATION BLOC | 29G | BLOC OTHERS | 37F | RT ROTARY SWITCHES | 1 | 1 | NR | 24097.5 | CCM | 2.249 | 1.865 | KG | 8011564751767 | 8011564751767 | 8011564751767 | 85363030
GW70001 | ROTARY CTRL.SWITCH 2P 16A TRANS.SHAFT | POKRĘTŁO STERUJ. 2P 16A WAŁ TRANS. | 25.8 | 1 | NR | 25.4 | 1 | NR | 1.575% | OFFICIAL | 3BL29G37F6031B4100 | 30 | 3BL | INSTALLATION BLOC | 29G | BLOC OTHERS | 37F | RT ROTARY SWITCHES | 1 | 10 | NR | 2478.6 | CCM | 276.6 | 248.94 | G | 8011564011953 | 8011564011953 | 8011564321496 | 85365080
GW70451 | 2P16A SEALED ROT SWITCH BLACK HG ATEX | 2P16A POKR.USZCZELN. CZARNE HG ATEX | 132 | 1 | NR | 130 | 1 | NR | 1.538% | OFFICIAL | 3BL29G37F6011B1100 | 30 | 3BL | INSTALLATION BLOC | 29G | BLOC OTHERS | 37F | RT ROTARY SWITCHES | 1 | 1 | NR | 8517.262 | CCM | 1.32 | 1.188 | KG | 8011564284517 | 8011564284517 | 8011564284517 | 85365080
GW70471 | 2P 16A SEALED ROT SWITCH RED HG ATEX | 2P 16A POKR.USZCZELN. CZARNE HG ATEX | 132 | 1 | NR | 130 | 1 | NR | 1.538% | OFFICIAL | 3BL29G37F6011B3100 | 30 | 3BL | INSTALLATION BLOC | 29G | BLOC OTHERS | 37F | RT ROTARY SWITCHES | 1 | 1 | NR | 8517.262 | CCM | 1.51 | 1.359 | KG | 8011564284647 | 8011564284647 | 8011564284647 | 85365080
GW70407NM | ISOLATOR HP METAL BOX 63A 3P+N CONTROL | IZOLATOR HP PUSZKA METAL 63A 3P+N STER. | 149 | 1 | NR | 147 | 1 | NR | 1.361% | OFFICIAL | 3BL29G37F6011B5100 | 30 | 3BL | INSTALLATION BLOC | 29G | BLOC OTHERS | 37F | RT ROTARY SWITCHES | 1 | 1 | NR | 16102.4 | CCM | 2.436 | 2.035 | KG | 8011564750593 | 8011564750593 | 8011564750593 | 85363030
GW70437NM | ISOLATOR HP METAL BOX 63A 3P+N EMERG. | IZOLATOR HP PUSZKA METAL 63A 3P+N AWAR. | 149 | 1 | NR | 147 | 1 | NR | 1.361% | OFFICIAL | 3BL29G37F6011B7100 | 30 | 3BL | INSTALLATION BLOC | 29G | BLOC OTHERS | 37F | RT ROTARY SWITCHES | 1 | 1 | NR | 16102.4 | CCM | 2.427 | 2.026 | KG | 8011564750708 | 8011564750708 | 8011564750708 | 85363030
GW70476 | 4P 32A SEALED ROT SWITCH RED HG ATEX | 4P 32A POKR.USZCZELN. CZARNE HG ATEX | 212 | 1 | NR | 220 | 1 | NR | -3.636% | OFFICIAL | 3BL29G37F6011B3100 | 30 | 3BL | INSTALLATION BLOC | 29G | BLOC OTHERS | 37F | RT ROTARY SWITCHES | 1 | 1 | NR | 8517.262 | CCM | 1.52 | 1.368 | KG | 8011564284692 | 8011564284692 | 8011564284692 | 85365080
GW74202 | N/C CONTACT ELEMENTS | ELEMENTY STYCZNIKA N/C | 6.25 | 1 | NR | 6.1 | 1 | NR | 2.459% | OFFICIAL | 3BL29G52F6191BU100 | 30 | 3BL | INSTALLATION BLOC | 29G | BLOC OTHERS | 52F | PUSH-BUTTONS | 10 | 60 | NR | 70.538 | CCM | 13.333 | 10 | G | 8011564065628 | 8011564389076 | 8011564389083 | 85389099
GW27102 | 2 GANG ENCLOSURE BUTTONS D.22 | OBUDOWA 2 MOD. PRZYCISKI ŚR.22 | 6.7 | 1 | NR | 6.55 | 1 | NR | 2.29% | OFFICIAL | 3BL29G52F6111BA100 | 30 | 3BL | INSTALLATION BLOC | 29G | BLOC OTHERS | 52F | PUSH-BUTTONS | 2 | 30 | NR | 955.748 | CCM | 140.6 | 124.667 | G | 8011564055513 | 8011564545755 | 8011564373372 | 85381000
GW74511 | LAMP SUPPLY UNIT BA9S | ZESTAW ZASILANIA LAMPY BA9S | 7.2 | 1 | NR | 7.05 | 1 | NR | 2.128% | OFFICIAL | 3BL29G52F6191BU100 | 30 | 3BL | INSTALLATION BLOC | 29G | BLOC OTHERS | 52F | PUSH-BUTTONS | 1 | 30 | NR | 21.333 | CCM | 11.666 | 11.666 | G | 8011564823006 | 8011564823006 | 8011564965164 | 85044090
GW27104 | 6 GANG ENCLOSURE BUTTONS D.22 | OBUDOWA 6 MOD. PRZYCISKI ŚR.22 | 10.1 | 1 | NR | 9.9 | 1 | NR | 2.02% | OFFICIAL | 3BL29G52F6111BA100 | 30 | 3BL | INSTALLATION BLOC | 29G | BLOC OTHERS | 52F | PUSH-BUTTONS | 1 | 10 | NR | 2137.5 | CCM | 256.3 | 230.67 | G | 8011564055537 | 8011564055537 | 8011564373396 | 85381000
GW74361 | MUSHROOM-HEAD BUTTON D.40MM HOLDING | PRZYCISK GRZYBEK ŚR.40MM BLOKADA | 20.2 | 1 | NR | 19.8 | 1 | NR | 2.02% | OFFICIAL | 3BL29G52F6131BK100 | 30 | 3BL | INSTALLATION BLOC | 29G | BLOC OTHERS | 52F | PUSH-BUTTONS | 10 | 60 | NR | 208.667 | CCM | 56.333 | 48 | G | 8011564822887 | 8011564964945 | 8011564964952 | 85365080
GW74523 | YELLOW SIGNALLLING LABEL | ETYKIETA OPISUJĄCA ŻÓŁTA | 2.55 | 1 | NR | 2.5 | 1 | NR | 2% | OFFICIAL | 3BL29G52F6191BU100 | 30 | 3BL | INSTALLATION BLOC | 29G | BLOC OTHERS | 52F | PUSH-BUTTONS | 10 | 100 | NR | 2.156 | CCM | 4.05 | 4.05 | G | 8011564823020 | 8011564965195 | 8011564965201 | 48211010
GW66708 | GREY UNWIRED COVER 75X85MM | SZARA POKRYWA NIEOKABL.75X85MM | 2.7 | 1 | NR | 2.65 | 1 | NR | 1.887% | OFFICIAL | 3BL29G52F6191HW100 | 30 | 3BL | INSTALLATION BLOC | 29G | BLOC OTHERS | 52F | PUSH-BUTTONS | 1 | 20 | NR | 380.625 | CCM | 50.6 | 40.224 | G | 8011564065970 | 8011564065970 | 8011564389373 | 85389099
GW74521 | BLANK SCREW CAP D.22MM | ZAŚLEPKA ŚRUBY ŚR.22MM | 2.7 | 1 | NR | 2.65 | 1 | NR | 1.887% | OFFICIAL | 3BL29G52F6191BU100 | 30 | 3BL | INSTALLATION BLOC | 29G | BLOC OTHERS | 52F | PUSH-BUTTONS | 10 | 100 | NR | 2.156 | CCM | 4.3 | 4.3 | G | 8011564823013 | 8011564965171 | 8011564965188 | 85389099
GW74525 | LAMP EXTRACTION TOOL | NARZĘDZIE WYJMOWANIA LAMPY | 2.7 | 1 | NR | 2.65 | 1 | NR | 1.887% | OFFICIAL | 3BL29G52F6191BU100 | 30 | 3BL | INSTALLATION BLOC | 29G | BLOC OTHERS | 52F | PUSH-BUTTONS | 10 | 100 | NR | 2.156 | CCM | 6.8 | 6.8 | G | 8011564823044 | 8011564965232 | 8011564965249 | 85389099
GW74301 | GREEN MOMENTARY PUSH-BUTTON WITH GUARD | ZIELONY PRZYCISK MONOSTABILNY Z OSŁONĄ | 8.2 | 1 | NR | 8.05 | 1 | NR | 1.863% | OFFICIAL | 3BL29G52F6131BE100 | 30 | 3BL | INSTALLATION BLOC | 29G | BLOC OTHERS | 52F | PUSH-BUTTONS | 10 | 60 | NR | 208.667 | CCM | 38.5 | 38.5 | G | 8011564822719 | 8011564964600 | 8011564964617 | 85365080
GW74302 | BLACK MOMENTARY PUSH-BUTTON WITH GUARD | CZARNY PRZYCISK MONOSTABILNY Z OSŁONĄ | 8.2 | 1 | NR | 8.05 | 1 | NR | 1.863% | OFFICIAL | 3BL29G52F6131BE100 | 30 | 3BL | INSTALLATION BLOC | 29G | BLOC OTHERS | 52F | PUSH-BUTTONS | 10 | 60 | NR | 208.667 | CCM | 39.166 | 39.166 | G | 8011564822726 | 8011564964624 | 8011564964631 | 85365080
GW74303 | WHITE MOMENTARY PUSH-BUTTON WITH GUARD | BIAŁY PRZYCISK MONOSTABILNY Z OSŁONĄ | 8.2 | 1 | NR | 8.05 | 1 | NR | 1.863% | OFFICIAL | 3BL29G52F6131BE100 | 30 | 3BL | INSTALLATION BLOC | 29G | BLOC OTHERS | 52F | PUSH-BUTTONS | 10 | 60 | NR | 208.667 | CCM | 39.166 | 39.166 | G | 8011564822733 | 8011564964648 | 8011564964655 | 85365080
GW74304 | RED MOMENTARY PUSH-BUTTON WITH GUARD | CZERWONY PRZYCISK MONOSTABILNY Z OSŁONĄ | 8.2 | 1 | NR | 8.05 | 1 | NR | 1.863% | OFFICIAL | 3BL29G52F6131BE100 | 30 | 3BL | INSTALLATION BLOC | 29G | BLOC OTHERS | 52F | PUSH-BUTTONS | 10 | 60 | NR | 208.667 | CCM | 38.416 | 38.416 | G | 8011564822740 | 8011564964662 | 8011564964679 | 85365080
GW74305 | BLUE MOMENTARY PUSH-BUTTON WITH GUARD | NIEBIESKI PRZYCISK MONOSTABILNY Z OSŁONĄ | 8.2 | 1 | NR | 8.05 | 1 | NR | 1.863% | OFFICIAL | 3BL29G52F6131BE100 | 30 | 3BL | INSTALLATION BLOC | 29G | BLOC OTHERS | 52F | PUSH-BUTTONS | 10 | 60 | NR | 208.667 | CCM | 39 | 39 | G | 8011564822757 | 8011564964686 | 8011564964693 | 85365080
GW74306 | YELLOW MOMENTARY PUSH-BUTTON WITH GUARD | ŻÓŁTY PRZYCISK MONOSTABILNY Z OSŁONĄ | 8.2 | 1 | NR | 8.05 | 1 | NR | 1.863% | OFFICIAL | 3BL29G52F6131BE100 | 30 | 3BL | INSTALLATION BLOC | 29G | BLOC OTHERS | 52F | PUSH-BUTTONS | 10 | 60 | NR | 208.667 | CCM | 39 | 39 | G | 8011564822764 | 8011564964709 | 8011564964716 | 85365080
GW74421 | ROND LEVER SELECTOR RETURN POSIT.0-1 | POKRĘTŁO WYBORU POWRÓT DO POZ.0-1 | 16.6 | 1 | NR | 16.3 | 1 | NR | 1.84% | OFFICIAL | 3BL29G52F6151BQ100 | 30 | 3BL | INSTALLATION BLOC | 29G | BLOC OTHERS | 52F | PUSH-BUTTONS | 10 | 60 | NR | 208.667 | CCM | 43.25 | 43.25 | G | 8011564822962 | 8011564965102 | 8011564965119 | 85365080
GW74422 | ROND LEVER SELECTOR RETURN POSIT.1-0-2 | POKRĘTŁO WYBORU POWRÓT DO POZ.1-0-2 | 16.6 | 1 | NR | 16.3 | 1 | NR | 1.84% | OFFICIAL | 3BL29G52F6151BQ100 | 30 | 3BL | INSTALLATION BLOC | 29G | BLOC OTHERS | 52F | PUSH-BUTTONS | 10 | 60 | NR | 208.667 | CCM | 42.75 | 42.75 | G | 8011564822979 | 8011564965126 | 8011564965133 | 85365080
GW74362 | MUSHROOM-HEAD BUTTON D.40MM HOLDING+KEY | PRZYCISK GRZYBEK ŚR.40MM BLOKADA+KLUCZ | 33.4 | 1 | NR | 32.8 | 1 | NR | 1.829% | OFFICIAL | 3BL29G52F6131BK100 | 30 | 3BL | INSTALLATION BLOC | 29G | BLOC OTHERS | 52F | PUSH-BUTTONS | 10 | 60 | NR | 208 | CCM | 75 | 75 | G | 8011564825345 | 8011564966765 | 8011564966772 | 85365080
GW74524 | RING NUT DISASSEMBBLY TOOL | ZESTAW DEMONTAŻU NAKRĘTKA PIERŚCIEŃ. | 16.7 | 1 | NR | 16.4 | 1 | NR | 1.829% | OFFICIAL | 3BL29G52F6191BU100 | 30 | 3BL | INSTALLATION BLOC | 29G | BLOC OTHERS | 52F | PUSH-BUTTONS | 10 | 100 | NR | 260.82 | CCM | 161 | 144.9 | G | 8011564823037 | 8011564965218 | 8011564965225 | 85389099
GW27203 | ENCLOSURE 2G START-STOP BUTTON | OBUDOWA 2M PRZYCISK START-STOP | 40.1 | 1 | NR | 39.4 | 1 | NR | 1.777% | OFFICIAL | 3BL29G52F6111BC100 | 30 | 3BL | INSTALLATION BLOC | 29G | BLOC OTHERS | 52F | PUSH-BUTTONS | 1 | 10 | NR | 2687.7 | CCM | 293.2 | 263.88 | G | 8011564055582 | 8011564055582 | 8011564373457 | 85381000
GW74411 | ROUND KEY SELECTOR 0-1 | PRZEŁĄCZNIK WYBORU Z KLUCZEM 0-1 | 23 | 1 | NR | 22.6 | 1 | NR | 1.77% | OFFICIAL | 3BL29G52F6151BO100 | 30 | 3BL | INSTALLATION BLOC | 29G | BLOC OTHERS | 52F | PUSH-BUTTONS | 10 | 60 | NR | 208.667 | CCM | 64.5 | 64.5 | G | 8011564825239 | 8011564966789 | 8011564966796 | 85365080
GW74412 | ROUND KEY SELECTOR 1-0-2 | PRZEŁĄCZNIK WYBORU Z KLUCZEM 1-0-2 | 23 | 1 | NR | 22.6 | 1 | NR | 1.77% | OFFICIAL | 3BL29G52F6151BO100 | 30 | 3BL | INSTALLATION BLOC | 29G | BLOC OTHERS | 52F | PUSH-BUTTONS | 10 | 60 | NR | 208.667 | CCM | 66.083 | 66.083 | G | 8011564825246 | 8011564966901 | 8011564966918 | 85365080
GW74365 | MUSHROOM-HEAD BUTTON D.40MM HOLD+R. | PRZYCISK GRZYBEK ŚR.40MM BLOKADA+R | 23.1 | 1 | NR | 22.7 | 1 | NR | 1.762% | OFFICIAL | 3BL29G52F6131BK100 | 30 | 3BL | INSTALLATION BLOC | 29G | BLOC OTHERS | 52F | PUSH-BUTTONS | 10 | 60 | NR | 208.667 | CCM | 55.75 | 55.75 | G | 8011564822917 | 8011564965003 | 8011564965010 | 85365080
GW74501 | N/O CONTACT ELEMENTS 10A 250V | ELEMENTY STYCZNIKA N/O 10A 250V | 5.85 | 1 | NR | 5.75 | 1 | NR | 1.739% | OFFICIAL | 3BL29G52F6191BU100 | 30 | 3BL | INSTALLATION BLOC | 29G | BLOC OTHERS | 52F | PUSH-BUTTONS | 1 | 30 | NR | 18.667 | CCM | 12.166 | 12.166 | G | 8011564822986 | 8011564822986 | 8011564965140 | 85389099
GW74502 | N/C CONTACT ELEMENTS 10A 250V | ELEMENTY STYCZNIKA N/C 10A 250V | 5.85 | 1 | NR | 5.75 | 1 | NR | 1.739% | OFFICIAL | 3BL29G52F6191BU100 | 30 | 3BL | INSTALLATION BLOC | 29G | BLOC OTHERS | 52F | PUSH-BUTTONS | 1 | 30 | NR | 18.667 | CCM | 12.333 | 12.333 | G | 8011564822993 | 8011564822993 | 8011564965157 | 85389099
GW27202 | ENCLOSURE 1G RED EMERGENCY BUTTON | OBUDOWA 1M CZERWONY PRZYCISK AWARYJNY | 41.4 | 1 | NR | 40.7 | 1 | NR | 1.72% | OFFICIAL | 3BL29G52F6111BC100 | 30 | 3BL | INSTALLATION BLOC | 29G | BLOC OTHERS | 52F | PUSH-BUTTONS | 1 | 30 | NR | 1112.467 | CCM | 183.633 | 165.27 | G | 8011564055575 | 8011564055575 | 8011564373440 | 85381000
GW66745 | YELLOW UNWIRED COVER 75X85MM | ŻÓŁTA POKRYWA NIEOKABL.75X85MM | 3 | 1 | NR | 2.95 | 1 | NR | 1.695% | OFFICIAL | 3BL29G52F6191HW100 | 30 | 3BL | INSTALLATION BLOC | 29G | BLOC OTHERS | 52F | PUSH-BUTTONS | 1 | 20 | NR | 380.625 | CCM | 50.8 | 39.624 | G | 8011564065987 | 8011564065987 | 8011564389380 | 85389099
GW74451 | GREEN INDICATOR WITH LAMP | ZIELONY WSKAŹNIK Z LAMPKĄ | 9 | 1 | NR | 8.85 | 1 | NR | 1.695% | OFFICIAL | 3BL29G52F6171BS100 | 30 | 3BL | INSTALLATION BLOC | 29G | BLOC OTHERS | 52F | PUSH-BUTTONS | 10 | 60 | NR | 208.667 | CCM | 44.333 | 44.333 | G | 8011564823112 | 8011564964518 | 8011564964525 | 85308000
GW74452 | RED INDICATOR WITH LAMP | CZERWONY WSKAŹNIK Z LAMPKĄ | 9 | 1 | NR | 8.85 | 1 | NR | 1.695% | OFFICIAL | 3BL29G52F6171BS100 | 30 | 3BL | INSTALLATION BLOC | 29G | BLOC OTHERS | 52F | PUSH-BUTTONS | 10 | 60 | NR | 208.667 | CCM | 44.166 | 44.166 | G | 8011564823129 | 8011564964532 | 8011564964549 | 85308000
GW74453 | YELLOW INDICATOR WITH LAMP | ŻÓŁTY WSKAŹNIK Z LAMPKĄ | 9 | 1 | NR | 8.85 | 1 | NR | 1.695% | OFFICIAL | 3BL29G52F6171BS100 | 30 | 3BL | INSTALLATION BLOC | 29G | BLOC OTHERS | 52F | PUSH-BUTTONS | 10 | 60 | NR | 208.667 | CCM | 44 | 44 | G | 8011564823136 | 8011564964556 | 8011564964563 | 85308000
GW74454 | LIGHT BLU INDICATOR WITH LAMP | JASNONIEBIESKI WSKAŹNIK Z LAMPKĄ | 9 | 1 | NR | 8.85 | 1 | NR | 1.695% | OFFICIAL | 3BL29G52F6171BS100 | 30 | 3BL | INSTALLATION BLOC | 29G | BLOC OTHERS | 52F | PUSH-BUTTONS | 10 | 60 | NR | 208.667 | CCM | 43.833 | 43.833 | G | 8011564823143 | 8011564964570 | 8011564964587 | 85308000
GW74455 | WHITE INDICATOR WITH LAMP | BIAŁY WSKAŹNIK Z LAMPKĄ | 9 | 1 | NR | 8.85 | 1 | NR | 1.695% | OFFICIAL | 3BL29G52F6171BS100 | 30 | 3BL | INSTALLATION BLOC | 29G | BLOC OTHERS | 52F | PUSH-BUTTONS | 10 | 60 | NR | 208.667 | CCM | 44.666 | 44.666 | G | 8011564823150 | 8011564964594 | 8011564965300 | 85308000
GW74201 | N/O CONTACT ELEMENTS | ELEMENTY STYCZNIKA N/O | 6.05 | 1 | NR | 5.95 | 1 | NR | 1.681% | OFFICIAL | 3BL29G52F6191BU100 | 30 | 3BL | INSTALLATION BLOC | 29G | BLOC OTHERS | 52F | PUSH-BUTTONS | 10 | 60 | NR | 70.538 | CCM | 13.367 | 10.4 | G | 8011564065611 | 8011564389052 | 8011564389069 | 85389099
GW27204 | ENCLOSURE 3G START-STOP-IND.BUTTON | OBUDOWA 3M PRZYCISK WSK.START-STOP | 62.6 | 1 | NR | 61.6 | 1 | NR | 1.623% | OFFICIAL | 3BL29G52F6111BC100 | 30 | 3BL | INSTALLATION BLOC | 29G | BLOC OTHERS | 52F | PUSH-BUTTONS | 1 | 10 | NR | 2137.5 | CCM | 337.3 | 303.57 | G | 8011564055599 | 8011564055599 | 8011564373464 | 85381000
GW74311 | RED MOMENTARY PUSH-BUTTON NO GUARD | CZERWONY PRZYCISK MONOSTABIL. BEZ OSŁONY | 9.75 | 1 | NR | 9.6 | 1 | NR | 1.562% | OFFICIAL | 3BL29G52F6131BG100 | 30 | 3BL | INSTALLATION BLOC | 29G | BLOC OTHERS | 52F | PUSH-BUTTONS | 10 | 60 | NR | 208.667 | CCM | 40.25 | 40.25 | G | 8011564822801 | 8011564964785 | 8011564964792 | 85365080
GW74312 | BLACK MOMENTARY PUSH-BUTTON NO GUARD | CZARNY PRZYCISK MONOSTABIL. BEZ OSŁONY | 9.75 | 1 | NR | 9.6 | 1 | NR | 1.562% | OFFICIAL | 3BL29G52F6131BG100 | 30 | 3BL | INSTALLATION BLOC | 29G | BLOC OTHERS | 52F | PUSH-BUTTONS | 10 | 60 | NR | 208.667 | CCM | 40.666 | 40.666 | G | 8011564822788 | 8011564964747 | 8011564964754 | 85365080
GW74313 | GREEN MOMENTARY PUSH-BUTTON NO GUARD | ZIELONY PRZYCISK MONOSTABIL. BEZ OSŁONY | 9.75 | 1 | NR | 9.6 | 1 | NR | 1.562% | OFFICIAL | 3BL29G52F6131BG100 | 30 | 3BL | INSTALLATION BLOC | 29G | BLOC OTHERS | 52F | PUSH-BUTTONS | 10 | 60 | NR | 208.667 | CCM | 40.5 | 40.5 | G | 8011564822771 | 8011564964723 | 8011564964730 | 85365080
GW74314 | WHITE MOMENTARY PUSH-BUTTON NO GUARD | BIAŁY PRZYCISK MONOSTABIL. BEZ OSŁONY | 9.75 | 1 | NR | 9.6 | 1 | NR | 1.562% | OFFICIAL | 3BL29G52F6131BG100 | 30 | 3BL | INSTALLATION BLOC | 29G | BLOC OTHERS | 52F | PUSH-BUTTONS | 10 | 60 | NR | 208.667 | CCM | 40.5 | 40.5 | G | 8011564822795 | 8011564964761 | 8011564964778 | 85365080
GW74315 | BLUE MOMENTARY PUSH-BUTTON NO GUARD | NIEBIESKI PRZYCISK MONOSTABI. BEZ OSŁONY | 9.75 | 1 | NR | 9.6 | 1 | NR | 1.562% | OFFICIAL | 3BL29G52F6131BG100 | 30 | 3BL | INSTALLATION BLOC | 29G | BLOC OTHERS | 52F | PUSH-BUTTONS | 10 | 60 | NR | 208.667 | CCM | 40.416 | 40.416 | G | 8011564822818 | 8011564964808 | 8011564964815 | 85365080
GW74316 | YELLOW MOMENTARY PUSH-BUTTON NO GUARD | ŻÓŁTY PRZYCISK MONOSTABILNY BEZ OSŁONY | 9.75 | 1 | NR | 9.6 | 1 | NR | 1.562% | OFFICIAL | 3BL29G52F6131BG100 | 30 | 3BL | INSTALLATION BLOC | 29G | BLOC OTHERS | 52F | PUSH-BUTTONS | 10 | 60 | NR | 208.667 | CCM | 40.5 | 40.5 | G | 8011564822825 | 8011564964822 | 8011564964839 | 85365080
GW74341 | GREEN MOMENTARY PUSH-BUTTON BACK.GUARD | ZIELONY PRZYCISK MONOSTABIL. OSŁONA TYL. | 9.85 | 1 | NR | 9.7 | 1 | NR | 1.546% | OFFICIAL | 3BL29G52F6131BI100 | 30 | 3BL | INSTALLATION BLOC | 29G | BLOC OTHERS | 52F | PUSH-BUTTONS | 10 | 60 | NR | 208.667 | CCM | 42.25 | 42.25 | G | 8011564822832 | 8011564964846 | 8011564964853 | 85365080
GW74342 | WHITE MOMENTARY PUSH-BUTTON BACK.GUARD | BIAŁY PRZYCISK MONOSTABIL. OSŁONA TYL. | 9.85 | 1 | NR | 9.7 | 1 | NR | 1.546% | OFFICIAL | 3BL29G52F6131BI100 | 30 | 3BL | INSTALLATION BLOC | 29G | BLOC OTHERS | 52F | PUSH-BUTTONS | 10 | 60 | NR | 208.667 | CCM | 42.416 | 42.416 | G | 8011564822849 | 8011564964877 | 8011564964860 | 85365080
GW74343 | RED MOMENTARY PUSH-BUTTON BACK.GUARD | CZERWONY PRZYCISK MONOSTABIL.OSŁONA TYL. | 9.85 | 1 | NR | 9.7 | 1 | NR | 1.546% | OFFICIAL | 3BL29G52F6131BI100 | 30 | 3BL | INSTALLATION BLOC | 29G | BLOC OTHERS | 52F | PUSH-BUTTONS | 10 | 60 | NR | 208.667 | CCM | 42.5 | 42.5 | G | 8011564822856 | 8011564964884 | 8011564964891 | 85365080
GW74344 | BLUE MOMENTARY PUSH-BUTTON BACK.GUARD | NIEBISKI PRZYCISK MONOSTABIL.OSŁONA TYL. | 9.85 | 1 | NR | 9.7 | 1 | NR | 1.546% | OFFICIAL | 3BL29G52F6131BI100 | 30 | 3BL | INSTALLATION BLOC | 29G | BLOC OTHERS | 52F | PUSH-BUTTONS | 10 | 60 | NR | 208.667 | CCM | 42.416 | 42.416 | G | 8011564822863 | 8011564964907 | 8011564964914 | 85365080
GW74345 | YELLOW MOMENTARY PUSH-BUTTON BACK.GUARD | ŻÓŁTY PRZYCISK MONOSTABIL.OSŁONA TYL. | 9.85 | 1 | NR | 9.7 | 1 | NR | 1.546% | OFFICIAL | 3BL29G52F6131BI100 | 30 | 3BL | INSTALLATION BLOC | 29G | BLOC OTHERS | 52F | PUSH-BUTTONS | 10 | 60 | NR | 208.667 | CCM | 42.75 | 42.75 | G | 8011564822870 | 8011564964921 | 8011564964938 | 85365080
GW74515 | LED LAMP 12V - SUPPLY UNIT BA9S | LAMPA LED 12V - ZESTAW ZASILANIA BA9S | 10.1 | 1 | NR | 9.95 | 1 | NR | 1.508% | OFFICIAL | 3BL29G52F6191BU100 | 30 | 3BL | INSTALLATION BLOC | 29G | BLOC OTHERS | 52F | PUSH-BUTTONS | 10 | 100 | NR | 8.8 | CCM | 2.7 | 2.7 | G | 8011564824416 | 8011564966307 | 8011564966314 | 85395200
GW74516 | LED LAMP 24V - SUPPLY UNIT BA9S | LAMPA LED 24V - ZESTAW ZASILANIA BA9S | 10.1 | 1 | NR | 9.95 | 1 | NR | 1.508% | OFFICIAL | 3BL29G52F6191BU100 | 30 | 3BL | INSTALLATION BLOC | 29G | BLOC OTHERS | 52F | PUSH-BUTTONS | 10 | 100 | NR | 8.8 | CCM | 2.75 | 2.75 | G | 8011564824423 | 8011564966321 | 8011564966338 | 85395200
GW74517 | LED LAMP 110V - SUPPLY UNIT BA9S | LAMPA LED 110V - ZESTAW ZASILANIA BA9S | 10.1 | 1 | NR | 9.95 | 1 | NR | 1.508% | OFFICIAL | 3BL29G52F6191BU100 | 30 | 3BL | INSTALLATION BLOC | 29G | BLOC OTHERS | 52F | PUSH-BUTTONS | 10 | 100 | NR | 8.8 | CCM | 2.8 | 2.8 | G | 8011564824430 | 8011564966345 | 8011564966352 | 85395200
GW74518 | LED LAMP 230/240V - SUPPLY UNIT BA9S | LAMPA LED 230/240V - ZEST.ZASILANIA BA9S | 10.1 | 1 | NR | 9.95 | 1 | NR | 1.508% | OFFICIAL | 3BL29G52F6191BU100 | 30 | 3BL | INSTALLATION BLOC | 29G | BLOC OTHERS | 52F | PUSH-BUTTONS | 10 | 100 | NR | 8.8 | CCM | 2.8 | 2.8 | G | 8011564824447 | 8011564966369 | 8011564966376 | 85395200
GW74363 | MUSHROOM-HEAD BUTTON D.40MM | PRZYCISK GRZYBEK ŚR.40MM | 13.5 | 1 | NR | 13.3 | 1 | NR | 1.504% | OFFICIAL | 3BL29G52F6131BK100 | 30 | 3BL | INSTALLATION BLOC | 29G | BLOC OTHERS | 52F | PUSH-BUTTONS | 10 | 60 | NR | 208.667 | CCM | 42.75 | 42.75 | G | 8011564822894 | 8011564964969 | 8011564964976 | 85365080
GW74366 | MUSHROOM-HEAD BUTTON D.40MM MOM. ILL. | PRZYCISK GRZYBEK ŚR.40MM CHWIL. PODŚW. | 14.1 | 1 | NR | 13.9 | 1 | NR | 1.439% | OFFICIAL | 3BL29G52F6131BK100 | 30 | 3BL | INSTALLATION BLOC | 29G | BLOC OTHERS | 52F | PUSH-BUTTONS | 10 | 60 | NR | 208.667 | CCM | 43.416 | 43.416 | G | 8011564822924 | 8011564965027 | 8011564965034 | 85365080
GW27201 | ENCLOSURE 1G BLACK GENERAL BUTTON | OBUDOWA 1M CZARNY PRZYCISK GŁÓWNY | 21.6 | 1 | NR | 21.3 | 1 | NR | 1.408% | OFFICIAL | 3BL29G52F6111BC100 | 30 | 3BL | INSTALLATION BLOC | 29G | BLOC OTHERS | 52F | PUSH-BUTTONS | 1 | 30 | NR | 929.625 | CCM | 154.2 | 138.78 | G | 8011564055568 | 8011564055568 | 8011564373433 | 85381000
GW74401 | ROUND LEVER SELECTOR 0-1 | POKRĘTŁO WYBORU 0-1 | 14.8 | 1 | NR | 14.6 | 1 | NR | 1.37% | OFFICIAL | 3BL29G52F6151BM100 | 30 | 3BL | INSTALLATION BLOC | 29G | BLOC OTHERS | 52F | PUSH-BUTTONS | 10 | 60 | NR | 208.667 | CCM | 43.333 | 43.333 | G | 8011564822948 | 8011564965065 | 8011564965072 | 85365080
GW74402 | ROUND LEVER SELECTOR 1-0-2 | POKRĘTŁO WYBORU 1-0-2 | 14.8 | 1 | NR | 14.6 | 1 | NR | 1.37% | OFFICIAL | 3BL29G52F6151BM100 | 30 | 3BL | INSTALLATION BLOC | 29G | BLOC OTHERS | 52F | PUSH-BUTTONS | 10 | 60 | NR | 208.667 | CCM | 42.333 | 42.333 | G | 8011564822955 | 8011564965089 | 8011564965096 | 85365080
GW27105 | 12 GANG ENCLOSURE BUTTONS D.22 | OBUDOWA 12 MOD. PRZYCISKI ŚR.22 | 15.2 | 1 | NR | 15 | 1 | NR | 1.333% | OFFICIAL | 3BL29G52F6111BA100 | 30 | 3BL | INSTALLATION BLOC | 29G | BLOC OTHERS | 52F | PUSH-BUTTONS | 1 | 10 | NR | 4135.4 | CCM | 423 | 344.7 | G | 8011564055544 | 8011564055544 | 8011564373402 | 85381000
GW27103 | 3 GANG ENCLOSURE BUTTONS D.22 | OBUDOWA 3 MOD. PRZYCISKI ŚR.22 | 7.75 | 1 | NR | 7.65 | 1 | NR | 1.307% | OFFICIAL | 3BL29G52F6111BA100 | 30 | 3BL | INSTALLATION BLOC | 29G | BLOC OTHERS | 52F | PUSH-BUTTONS | 1 | 20 | NR | 1068.75 | CCM | 158.3 | 142.47 | G | 8011564055520 | 8011564055520 | 8011564373389 | 85381000
GW74364 | MUSHROOM-HEAD BUTTON D.40MM MANTAINED | PRZYCISK GRZYBEK ŚR.40MM PRZYTRZYMYWANY | 17.4 | 1 | NR | 17.2 | 1 | NR | 1.163% | OFFICIAL | 3BL29G52F6131BK100 | 30 | 3BL | INSTALLATION BLOC | 29G | BLOC OTHERS | 52F | PUSH-BUTTONS | 10 | 60 | NR | 208.667 | CCM | 43.666 | 43.666 | G | 8011564822900 | 8011564964983 | 8011564964990 | 85365080
GW74367 | MUSHROOM-HEAD BUTTON D.40MM MAINT. ILL. | PRZYCISK GRZYBEK ŚR.40MM UTRZYM. PODŚW. | 17.4 | 1 | NR | 17.2 | 1 | NR | 1.163% | OFFICIAL | 3BL29G52F6131BK100 | 30 | 3BL | INSTALLATION BLOC | 29G | BLOC OTHERS | 52F | PUSH-BUTTONS | 10 | 60 | NR | 208.667 | CCM | 44 | 44 | G | 8011564822931 | 8011564965041 | 8011564965058 | 85365080
GW27101 | 1 GANG ENCLOSURE BUTTONS D.22 | OBUDOWA 1 MOD. PRZYCISKI ŚR.22 | 4.5 | 1 | NR | 4.45 | 1 | NR | 1.124% | OFFICIAL | 3BL29G52F6111BA100 | 30 | 3BL | INSTALLATION BLOC | 29G | BLOC OTHERS | 52F | PUSH-BUTTONS | 5 | 60 | NR | 477.874 | CCM | 85.233 | 76.13 | G | 8011564055506 | 8011564373358 | 8011564373365 | 85381000
GW27111 | 1 GANG ENCLOSURE BUTTONS D.22 YELLOW | OBUDOWA 1 MOD. PRZYCISKI ŚR.22 ŻÓŁTA | 4.6 | 1 | NR | 4.55 | 1 | NR | 1.099% | OFFICIAL | 3BL29G52F6111BA100 | 30 | 3BL | INSTALLATION BLOC | 29G | BLOC OTHERS | 52F | PUSH-BUTTONS | 5 | 60 | NR | 477.874 | CCM | 83.133 | 75.46 | G | 8011564055551 | 8011564373419 | 8011564373426 | 85381000
GW74503 | DOUBLE N/O CONTACT ELEMENTS 10A 250V | PODWÓJN.ELEMENTY STYCZNIKA N/O 10A 250V | 11 | 1 | NR | 10.9 | 1 | NR | 0.9174% | OFFICIAL | 3BL29G52F6191BU100 | 30 | 3BL | INSTALLATION BLOC | 29G | BLOC OTHERS | 52F | PUSH-BUTTONS | 1 | 30 | NR | 141.075 | CCM | 21.167 | 21.166 | G | 8011564823051 | 8011564823051 | 8011564965256 | 85389099
GW74504 | N/O + N/C CONTACT ELEMENTS 10A 250V | ELEMENTY STYCZNIKA N/O+N/C 10A 250V | 11 | 1 | NR | 10.9 | 1 | NR | 0.9174% | OFFICIAL | 3BL29G52F6191BU100 | 30 | 3BL | INSTALLATION BLOC | 29G | BLOC OTHERS | 52F | PUSH-BUTTONS | 1 | 30 | NR | 141.075 | CCM | 21.167 | 21.166 | G | 8011564823068 | 8011564823068 | 8011564965263 | 85389099
GW74505 | DOUBLE N/C CONTACT ELEMENTS 10A 250V | PODWÓJN.ELEMENTY STYCZNIKA N/C 10A 250V | 11 | 1 | NR | 10.9 | 1 | NR | 0.9174% | OFFICIAL | 3BL29G52F6191BU100 | 30 | 3BL | INSTALLATION BLOC | 29G | BLOC OTHERS | 52F | PUSH-BUTTONS | 1 | 30 | NR | 141.075 | CCM | 21.167 | 21.166 | G | 8011564823075 | 8011564823075 | 8011564965270 | 85389099
GW74522 | SIGNALLLING LABEL | ETYKIETA OPISUJĄCA | 2.2 | 1 | NR | 2.18 | 1 | NR | 0.9174% | OFFICIAL | 3BL29G52F6191BU100 | 30 | 3BL | INSTALLATION BLOC | 29G | BLOC OTHERS | 52F | PUSH-BUTTONS | 5 | 100 | NR | 16.2 | CCM | 1.884 | 0.892 | G | 8011564825253 | 8011564966925 | 8011564966932 | 48211010
GW46526 | DOUBLE INSULATION KIT FOR QP | PODWÓJNY ZESTAW IZOLACYJNY DO QP | 1.9 | 1 | NR | 1.85 | 1 | NR | 2.703% | OFFICIAL | 4BX34G41F42511O100 | 30 | 4BX | INSTALLATION BOX | 34G | SURFACE MOUNTING BOX | 41F | CEP,QP,QM,QX RANGES | 1 | 20 | NR | 249.9 | CCM | 9.299 | 0.642 | G | 8011564855267 | 8011564855267 | 8011564990777 | 85389099
GW44637 | GALVAN. STEEL BACK MOUNT.PLATE 236X316 | CYNK. STAL.PŁYTK.MONTAŻ.TYLNA 236X316 | 5.85 | 1 | NR | 5.7 | 1 | NR | 2.632% | OFFICIAL | 4BX34G41F42110E100 | 30 | 4BX | INSTALLATION BOX | 34G | SURFACE MOUNTING BOX | 41F | CEP,QP,QM,QX RANGES | 1 | 20 | NR | 537.469 | CCM | 587.5 | 528.8 | G | 8011564028616 | 8011564340053 | 8011564340053 | 85389099
GW46201F | WT.POLYEST. BOARD250X300X160 WIN. DOOR | OBUDOWA SZARA 250X300X160 DRZWI TRANSP. | 117 | 1 | NR | 114 | 1 | NR | 2.632% | OFFICIAL | 4BX34G41F42310K100 | 30 | 4BX | INSTALLATION BOX | 34G | SURFACE MOUNTING BOX | 41F | CEP,QP,QM,QX RANGES | 1 | 1 | NR | 16102.4 | CCM | 3.295 | 2.74 | KG | 8011564854789 | 8011564854789 | 8011564854789 | 85381000
GW46450 | STEEL CLIP NUT FOR SCREW DIAM. 5MM | STAL.NAKRĘTKA Z ZACISK. DO WKRĘT.ŚR. 5MM | 0.8 | 1 | NR | 0.78 | 1 | NR | 2.564% | OFFICIAL | 4BX34G41F42510U100 | 30 | 4BX | INSTALLATION BOX | 34G | SURFACE MOUNTING BOX | 41F | CEP,QP,QM,QX RANGES | 10 | 1000 | NR | 14.807 | CCM | 3.517 | 3.165 | G | 8011564027596 | 8011564339194 | 8011564339200 | 73181631
GW46523 | TRIANGULAR LOCK FOR DISTRIBUTION BOARDS | ZAMEK TRÓJKĄTNY DO ROZDZIELNIC | 4.15 | 1 | NR | 4.05 | 1 | NR | 2.469% | OFFICIAL | 4BX34G41F42511O100 | 30 | 4BX | INSTALLATION BOX | 34G | SURFACE MOUNTING BOX | 41F | CEP,QP,QM,QX RANGES | 1 | 10 | NR | 403.988 | CCM | 53.5 | 48.15 | G | 8011564246928 | 8011564591325 | 8011564591325 | 85389099
GW46445 | SAFETY LOCK WITH HANDLE | ZAMEK ZABEZPI. Z KLAMKĄ | 17.1 | 1 | NR | 16.7 | 1 | NR | 2.395% | OFFICIAL | 4BX34G41F42511O100 | 30 | 4BX | INSTALLATION BOX | 34G | SURFACE MOUNTING BOX | 41F | CEP,QP,QM,QX RANGES | 1 | 10 | NR | 499.8 | CCM | 65.8 | 59.22 | G | 8011564013643 | 8011564323100 | 8011564323100 | 85389099
GW46408 | INSUL.BACK MOUNT.PLATE BOARD 250X300 | IZOL.PŁYTA MONTAŻ TYLNA 250X300 | 13.2 | 1 | NR | 12.9 | 1 | NR | 2.326% | OFFICIAL | 4BX34G41F42510W100 | 30 | 4BX | INSTALLATION BOX | 34G | SURFACE MOUNTING BOX | 41F | CEP,QP,QM,QX RANGES | 1 | 5 | NR | 367.5 | CCM | 306.6 | 265.896 | G | 8011564013278 | 8011564013278 | 8011564322738 | 85389099
GW46447 | DOCUMENT WALLET WITH PERSONALIZED LABELS | KIESZEŃ NA DOKUMENTY Z PERSONAL.ETYKIET. | 13.5 | 1 | NR | 13.2 | 1 | NR | 2.273% | OFFICIAL | 4BX34G41F42511O100 | 30 | 4BX | INSTALLATION BOX | 34G | SURFACE MOUNTING BOX | 41F | CEP,QP,QM,QX RANGES | 1 | 10 | NR | 2409.75 | CCM | 123.6 | 111.24 | G | 8011564029583 | 8011564029583 | 8011564340992 | 85389099
GW46554 | POLE SUPPORT KIT FOR SIZE 5 F&E BOARD | ZES.WSPO.DO SŁUPÓW DO PŁYTY F&E ROZM. 5 | 135 | 1 | NR | 132 | 1 | NR | 2.273% | OFFICIAL | 4BX34G41F42511O100 | 30 | 4BX | INSTALLATION BOX | 34G | SURFACE MOUNTING BOX | 41F | CEP,QP,QM,QX RANGES | 1 | 1 | NR | 7612.5 | CCM | 4.005 | 3.605 | KG | 8011564285972 | 8011564285972 | 8011564285972 | 85389099
GW46555 | POLE SUPPORT KIT FOR SIZE 6 F&E BOARD | ZES.WSPO.DO SŁUPÓW DO PŁYTY F&E ROZM. 6 | 135 | 1 | NR | 132 | 1 | NR | 2.273% | OFFICIAL | 4BX34G41F42511O100 | 30 | 4BX | INSTALLATION BOX | 34G | SURFACE MOUNTING BOX | 41F | CEP,QP,QM,QX RANGES | 1 | 1 | NR | 7612.5 | CCM | 410 | 369 | G | 8011564285989 | 8011564285989 | 8011564285989 | 85389099
GW46427F | BLANK PANEL H1 515MM F&E | PANEL LITY H1 515MM F&E | 18.8 | 1 | NR | 18.4 | 1 | NR | 2.174% | OFFICIAL | 4BX34G41F42511C100 | 30 | 4BX | INSTALLATION BOX | 34G | SURFACE MOUNTING BOX | 41F | CEP,QP,QM,QX RANGES | 1 | 13 | NR | 3074 | CCM | 570.769 | 513.692 | G | 8011564283886 | 8011564283886 | 8011564628571 | 85389099
GW44648 | INS.MATERIAL BACK MOUNT.PLATE 319X396 | MATERIAŁ IZOL.PŁYTK.MONTAŻ.TYLNA 319X396 | 32.9 | 1 | NR | 32.2 | 1 | NR | 2.174% | OFFICIAL | 4BX34G41F42110G100 | 30 | 4BX | INSTALLATION BOX | 34G | SURFACE MOUNTING BOX | 41F | CEP,QP,QM,QX RANGES | 1 | 4 | NR | 1456.875 | CCM | 623.75 | 561.375 | G | 8011564028654 | 8011564515871 | 8011564515871 | 85389099
GW46422F | PANEL WITH WINDOW H1 515MM 24M. F&E | PANEL Z OKNEM H1 515MM 24M. F&E | 23.7 | 1 | NR | 23.2 | 1 | NR | 2.155% | OFFICIAL | 4BX34G41F42511A100 | 30 | 4BX | INSTALLATION BOX | 34G | SURFACE MOUNTING BOX | 41F | CEP,QP,QM,QX RANGES | 1 | 10 | NR | 5159.7 | CCM | 974 | 876.6 | G | 8011564289819 | 8011564289819 | 8011564628526 | 85389099
GW46425F | BLANK PANEL H1 310MM F&E | PANEL LITY H1 310MM F&E | 14.3 | 1 | NR | 14 | 1 | NR | 2.143% | OFFICIAL | 4BX34G41F42511C100 | 30 | 4BX | INSTALLATION BOX | 34G | SURFACE MOUNTING BOX | 41F | CEP,QP,QM,QX RANGES | 1 | 10 | NR | 2137.5 | CCM | 375 | 337.5 | G | 8011564283862 | 8011564283862 | 8011564628557 | 85389099
GW44821 | WATERT.BOARD 396X474X160 IP55 TRANS.DOOR | PŁYTA WODOSZ.396X474X160 IP55 DRZWI PRZE | 143 | 1 | NR | 140 | 1 | NR | 2.143% | OFFICIAL | 4BX34G41F42110C100 | 30 | 4BX | INSTALLATION BOX | 34G | SURFACE MOUNTING BOX | 41F | CEP,QP,QM,QX RANGES | 1 | 2 | NR | 62730 | CCM | 3.842 | 3.458 | KG | 8011564028494 | 8011564339958 | 8011564339958 | 85371098
GW46056 | WT. STEEL BOARD 585X800X300 BLANK DOOR | OBUD. SZARA METAL 585X800X300 DRZWI LITE | 1430 | 1 | NR | 1400 | 1 | NR | 2.143% | OFFICIAL | 4BX34G41F43310M100 | 30 | 4BX | INSTALLATION BOX | 34G | SURFACE MOUNTING BOX | 41F | CEP,QP,QM,QX RANGES | 1 | 1 | NR | 178903.4 | CCM | 20.438 | 18.394 | KG | 8011564096967 | 8011564096967 | 8011564096967 | 85381000
GW46420F | PANEL WITH WINDOW H1 310MM 12M. F&E | PANEL Z OKNEM H1 310MM 12M. F&E | 19.2 | 1 | NR | 18.8 | 1 | NR | 2.128% | OFFICIAL | 4BX34G41F42511A100 | 30 | 4BX | INSTALLATION BOX | 34G | SURFACE MOUNTING BOX | 41F | CEP,QP,QM,QX RANGES | 1 | 10 | NR | 2617.388 | CCM | 575 | 575 | G | 8011564283824 | 8011564283824 | 8011564628106 | 85389099
GW46438F | PAIR UPRIGHTS FOR F&E 800X585X300 BOARDS | PARA PROFIL.PION DO PŁYT F&E 800X585X300 | 28.8 | 1 | NR | 28.2 | 1 | NR | 2.128% | OFFICIAL | 4BX34G41F42511G100 | 30 | 4BX | INSTALLATION BOX | 34G | SURFACE MOUNTING BOX | 41F | CEP,QP,QM,QX RANGES | 1 | 10 | NR | 3496 | CCM | 1.31 | 1.179 | KG | 8011564284210 | 8011564284210 | 8011564628953 | 85389099
GW46541 | METAL SOLID PLATE H1X18M F&E | METALOWA PŁYTA LITA H1X18M F&E | 19.2 | 1 | NR | 18.8 | 1 | NR | 2.128% | OFFICIAL | 4BX34G41F42510S100 | 30 | 4BX | INSTALLATION BOX | 34G | SURFACE MOUNTING BOX | 41F | CEP,QP,QM,QX RANGES | 1 | 5 | NR | 1676.2 | CCM | 631 | 567.9 | G | 8011564285859 | 8011564285859 | 8011564630529 | 85389099
GW46202F | WT.POLYEST. BOARD310X425X160 WIN. DOOR | OBUDOWA SZARA 310X425X160 DRZWI TRANSP. | 144 | 1 | NR | 141 | 1 | NR | 2.128% | OFFICIAL | 4BX34G41F42310K100 | 30 | 4BX | INSTALLATION BOX | 34G | SURFACE MOUNTING BOX | 41F | CEP,QP,QM,QX RANGES | 1 | 1 | NR | 27888.75 | CCM | 4.51 | 3.7 | KG | 8011564854796 | 8011564854796 | 8011564854796 | 85381000
GW46401 | STEEL BACK MOUNT. PLATE BOARD 250X300 | STALOWA PŁYTA MONTAŻ.TYLNA 250X300 | 9.6 | 1 | NR | 9.4 | 1 | NR | 2.128% | OFFICIAL | 4BX34G41F42510S100 | 30 | 4BX | INSTALLATION BOX | 34G | SURFACE MOUNTING BOX | 41F | CEP,QP,QM,QX RANGES | 1 | 5 | NR | 367.5 | CCM | 653 | 620 | G | 8011564013209 | 8011564013209 | 8011564322660 | 85389099
GW46515F | POLYESTER WIND. DOOR 515X650X250 | POLISETR. DRZWI Z OKNEM 515X650X250 | 195 | 1 | NR | 191 | 1 | NR | 2.094% | OFFICIAL | 4BX34G41F42310K100 | 30 | 4BX | INSTALLATION BOX | 34G | SURFACE MOUNTING BOX | 41F | CEP,QP,QM,QX RANGES | 1 | 1 | NR | 31920 | CCM | 2.967 | 2.078 | KG | 8011564855236 | 8011564855236 | 8011564855236 | 85389099
GW46419 | POL. HINGED INNER DOOR BOARD 800X1060 | POLIEST. DRZWI WEW. Z ZAWIAS.800X1060 | 197 | 1 | NR | 193 | 1 | NR | 2.073% | OFFICIAL | 4BX34G41F42510Y100 | 30 | 4BX | INSTALLATION BOX | 34G | SURFACE MOUNTING BOX | 41F | CEP,QP,QM,QX RANGES | 1 | 1 | NR | 42487.5 | CCM | 7.905 | 7.115 | KG | 8011564013384 | 8011564013384 | 8011564013384 | 85389099
GW46034 | WT. METAL BOARD 405X650X200 BLANK DOOR | OBUD. SZARA METAL 405X650X200 DRZWI LITE | 198 | 1 | NR | 194 | 1 | NR | 2.062% | OFFICIAL | 4BX34G41F43110O100 | 30 | 4BX | INSTALLATION BOX | 34G | SURFACE MOUNTING BOX | 41F | CEP,QP,QM,QX RANGES | 1 | 1 | NR | 65306.25 | CCM | 10.574 | 9.517 | KG | 8011564096844 | 8011564096844 | 8011564096844 | 85381000
GW46544 | METAL SOLID PLATE H1X36M F&E | METALOWA PŁYTA LITA H1X36M F&E | 34.8 | 1 | NR | 34.1 | 1 | NR | 2.053% | OFFICIAL | 4BX34G41F42510S100 | 30 | 4BX | INSTALLATION BOX | 34G | SURFACE MOUNTING BOX | 41F | CEP,QP,QM,QX RANGES | 1 | 4 | NR | 7980 | CCM | 2.38 | 2.142 | KG | 8011564285880 | 8011564285880 | 8011564630550 | 85389099
GW46530F | DOUBLE DIN RAIL 12 MOD. F&E | PODWÓJNA SZYNA DIN 12 MOD. F&E | 15 | 1 | NR | 14.7 | 1 | NR | 2.041% | OFFICIAL | 4BX34G41F42511I100 | 30 | 4BX | INSTALLATION BOX | 34G | SURFACE MOUNTING BOX | 41F | CEP,QP,QM,QX RANGES | 1 | 10 | NR | 1074.938 | CCM | 124.5 | 112.05 | G | 8011564284135 | 8011564284135 | 8011564628878 | 73269094
GW46577F | KIT MSS 250 FOR BOARDS SIZE 5 | ZESTAW MSS 250 DO PŁYT ROZMIAR 5 | 75 | 1 | NR | 73.5 | 1 | NR | 2.041% | OFFICIAL | 4BX34G41F42511O100 | 30 | 4BX | INSTALLATION BOX | 34G | SURFACE MOUNTING BOX | 41F | CEP,QP,QM,QX RANGES | 1 | 1 | NR | 11238.5 | CCM | 2.545 | 2.291 | KG | 8011564284425 | 8011564284425 | 8011564284425 | 85389099
GW46428F | BLANK PANEL H1 585MM F&E | PANEL LITY H1 585MM F&E | 20.2 | 1 | NR | 19.8 | 1 | NR | 2.02% | OFFICIAL | 4BX34G41F42511C100 | 30 | 4BX | INSTALLATION BOX | 34G | SURFACE MOUNTING BOX | 41F | CEP,QP,QM,QX RANGES | 1 | 5 | NR | 3427.2 | CCM | 655 | 589.5 | G | 8011564283893 | 8011564283893 | 8011564628588 | 85389099
GW46542 | METAL SOLID PLATE H1X24M F&E | METALOWA PŁYTA LITA H1X24M F&E | 20.2 | 1 | NR | 19.8 | 1 | NR | 2.02% | OFFICIAL | 4BX34G41F42510S100 | 30 | 4BX | INSTALLATION BOX | 34G | SURFACE MOUNTING BOX | 41F | CEP,QP,QM,QX RANGES | 1 | 5 | NR | 2247.7 | CCM | 1.109 | 0.998 | KG | 8011564285866 | 8011564285866 | 8011564630536 | 85389099
GW46551 | POLE SUPPORT KIT FOR SIZE 1 F&E BOARD | ZES.WSPOR. DO SŁUPÓW DO PŁYTY F&E ROZM.1 | 96.1 | 1 | NR | 94.2 | 1 | NR | 2.017% | OFFICIAL | 4BX34G41F42511O100 | 30 | 4BX | INSTALLATION BOX | 34G | SURFACE MOUNTING BOX | 41F | CEP,QP,QM,QX RANGES | 1 | 1 | NR | 7612.5 | CCM | 2.57 | 2.313 | KG | 8011564285941 | 8011564285941 | 8011564285941 | 85389099
GW46232 | WT. METAL BOARD 310X425X160 WIND. DOOR | OBUD. SZARA MET.310X425X160 DRZ. TRANSP. | 152 | 1 | NR | 149 | 1 | NR | 2.013% | OFFICIAL | 4BX34G41F43110Q100 | 30 | 4BX | INSTALLATION BOX | 34G | SURFACE MOUNTING BOX | 41F | CEP,QP,QM,QX RANGES | 1 | 1 | NR | 27888.75 | CCM | 5.523 | 4.971 | KG | 8011564096882 | 8011564096882 | 8011564096882 | 85381000
GW46514F | POLYESTER WIND. DOOR 405X650X200 | POLISETR. DRZWI Z OKNEM 405X650X200 | 152 | 1 | NR | 149 | 1 | NR | 2.013% | OFFICIAL | 4BX34G41F42310K100 | 30 | 4BX | INSTALLATION BOX | 34G | SURFACE MOUNTING BOX | 41F | CEP,QP,QM,QX RANGES | 1 | 8 | NR | 8163.281 | CCM | 1.872 | 1.746 | KG | 8011564855229 | 8011564855229 | 8011564990760 | 85389099
GW46424F | PANEL WITH WINDOW H1 800MM 36M. F&E | PANEL Z OKNEM H1 800MM 36M. F&E | 35.5 | 1 | NR | 34.8 | 1 | NR | 2.011% | OFFICIAL | 4BX34G41F42511A100 | 30 | 4BX | INSTALLATION BOX | 34G | SURFACE MOUNTING BOX | 41F | CEP,QP,QM,QX RANGES | 1 | 5 | NR | 13875 | CCM | 1.643 | 1.479 | KG | 8011564283855 | 8011564283855 | 8011564628540 | 85389099
GW46203F | WT.POLYEST. BOARD405X500X200 WIN. DOOR | OBUDOWA SZARA 405X500X200 DRZWI TRANSP. | 203 | 1 | NR | 199 | 1 | NR | 2.01% | OFFICIAL | 4BX34G41F42310K100 | 30 | 4BX | INSTALLATION BOX | 34G | SURFACE MOUNTING BOX | 41F | CEP,QP,QM,QX RANGES | 1 | 1 | NR | 78680.25 | CCM | 6.603 | 6.1 | KG | 8011564854802 | 8011564854802 | 8011564854802 | 85381000
GW46233 | WT. METAL BOARD 405X500X200 WIND. DOOR | OBUD. SZARA MET.405X500X200 DRZ. TRANSP. | 203 | 1 | NR | 199 | 1 | NR | 2.01% | OFFICIAL | 4BX34G41F43110Q100 | 30 | 4BX | INSTALLATION BOX | 34G | SURFACE MOUNTING BOX | 41F | CEP,QP,QM,QX RANGES | 1 | 1 | NR | 50793.75 | CCM | 8.23 | 7.407 | KG | 8011564096899 | 8011564096899 | 8011564096899 | 85381000
GW44647 | INS.MATERIAL BACK MOUNT.PLATE 236X316 | MATERIAŁ IZOL.PŁYTK.MONTAŻ.TYLNA 236X316 | 25.4 | 1 | NR | 24.9 | 1 | NR | 2.008% | OFFICIAL | 4BX34G41F42110G100 | 30 | 4BX | INSTALLATION BOX | 34G | SURFACE MOUNTING BOX | 41F | CEP,QP,QM,QX RANGES | 1 | 20 | NR | 537.469 | CCM | 300.6 | 279.66 | G | 8011564028661 | 8011564340107 | 8011564340107 | 85389099
GW46580 | METAL SOLID PLATE H2X12M F&E | METALOWA PŁYTA LITA H2X12M F&E | 25.4 | 1 | NR | 24.9 | 1 | NR | 2.008% | OFFICIAL | 4BX34G41F42510S100 | 30 | 4BX | INSTALLATION BOX | 34G | SURFACE MOUNTING BOX | 41F | CEP,QP,QM,QX RANGES | 1 | 5 | NR | 2961.4 | CCM | 789 | 710.1 | G | 8011564285897 | 8011564285897 | 8011564630567 | 85389099
GW44649 | INS.MATERIAL BACK MOUNT.PLATE 396X474 | MATERIAŁ IZOL.PŁYTK.MONTAŻ.TYLNA 396X474 | 40.8 | 1 | NR | 40 | 1 | NR | 2% | OFFICIAL | 4BX34G41F42110G100 | 30 | 4BX | INSTALLATION BOX | 34G | SURFACE MOUNTING BOX | 41F | CEP,QP,QM,QX RANGES | 1 | 5 | NR | 1165.5 | CCM | 923.4 | 831.06 | G | 8011564028647 | 8011564340084 | 8011564340084 | 85389099
GW44853 | COVER PANEL WITH WINDOW 14M.CEP 316X396 | PANEL POKRYW.Z OKIENKIEM 14M.CEP 316X396 | 20.4 | 1 | NR | 20 | 1 | NR | 2% | OFFICIAL | 4BX34G41F42110H100 | 30 | 4BX | INSTALLATION BOX | 34G | SURFACE MOUNTING BOX | 41F | CEP,QP,QM,QX RANGES | 1 | 8 | NR | 6724 | CCM | 775.625 | 698.063 | G | 8011564111349 | 8011564474543 | 8011564474543 | 85389099
GW46430F | DIN RAIL 12 MOD. F&E | SZYNA DIN 12 MOD. F&E | 7.65 | 1 | NR | 7.5 | 1 | NR | 2% | OFFICIAL | 4BX34G41F42511I100 | 30 | 4BX | INSTALLATION BOX | 34G | SURFACE MOUNTING BOX | 41F | CEP,QP,QM,QX RANGES | 1 | 10 | NR | 1074.938 | CCM | 189 | 170.1 | G | 8011564284081 | 8011564284081 | 8011564628823 | 73269094
GW46434F | DIN RAIL 36 MOD. F&E | SZYNA DIN 36 MOD. F&E | 15.3 | 1 | NR | 15 | 1 | NR | 2% | OFFICIAL | 4BX34G41F42511I100 | 30 | 4BX | INSTALLATION BOX | 34G | SURFACE MOUNTING BOX | 41F | CEP,QP,QM,QX RANGES | 1 | 10 | NR | 3192 | CCM | 617.5 | 555.75 | G | 8011564284128 | 8011564284128 | 8011564628861 | 73269094
GW46449 | SEAL FOR COUPLING BOARD | USZCZELKA DO PŁYTY PRZYŁĄCZENIOWEJ | 15.3 | 1 | NR | 15 | 1 | NR | 2% | OFFICIAL | 4BX34G41F42511O100 | 30 | 4BX | INSTALLATION BOX | 34G | SURFACE MOUNTING BOX | 41F | CEP,QP,QM,QX RANGES | 1 | 10 | NR | 761.25 | CCM | 87 | 78.3 | G | 8011564029590 | 8011564029590 | 8011564341005 | 40161000
GW46516F | POLYESTER WIND. DOOR 585X800X300 | POLISETR. DRZWI Z OKNEM 585X800X300 | 255 | 1 | NR | 250 | 1 | NR | 2% | OFFICIAL | 4BX34G41F42310K100 | 30 | 4BX | INSTALLATION BOX | 34G | SURFACE MOUNTING BOX | 41F | CEP,QP,QM,QX RANGES | 1 | 1 | NR | 42487.5 | CCM | 4.223 | 2.804 | KG | 8011564855243 | 8011564855243 | 8011564855243 | 85389099
GW46476F | BLANK PANEL H2 405MM F&E | PANEL LITY H2 405MM F&E | 30.7 | 1 | NR | 30.1 | 1 | NR | 1.993% | OFFICIAL | 4BX34G41F42511E100 | 30 | 4BX | INSTALLATION BOX | 34G | SURFACE MOUNTING BOX | 41F | CEP,QP,QM,QX RANGES | 1 | 5 | NR | 6674.8 | CCM | 1.044 | 0.94 | KG | 8011564284241 | 8011564284241 | 8011564628984 | 85389099
GW46462 | PERF.STEEL B.MOUNT.PLATE BOARD 310X425 | PERF.PŁYTA MONTAŻ. TYLNA 310X425 | 25.6 | 1 | NR | 25.1 | 1 | NR | 1.992% | OFFICIAL | 4BX34G41F42510U100 | 30 | 4BX | INSTALLATION BOX | 34G | SURFACE MOUNTING BOX | 41F | CEP,QP,QM,QX RANGES | 1 | 5 | NR | 721.875 | CCM | 732.2 | 658.98 | G | 8011564027374 | 8011564027374 | 8011564338975 | 85389099
GW46207F | WT.POLYEST. BOARD800X1060X350 WIN. DOOR | OBUDOWA SZARA 800X1060X350 DRZWI TRANSP. | 820 | 1 | NR | 804 | 1 | NR | 1.99% | OFFICIAL | 4BX34G41F42310K100 | 30 | 4BX | INSTALLATION BOX | 34G | SURFACE MOUNTING BOX | 41F | CEP,QP,QM,QX RANGES | 1 | 1 | NR | 486576 | CCM | 30 | 27 | KG | 8011564854840 | 8011564854840 | 8011564854840 | 85381000
GW46402 | STEEL BACK MOUNT. PLATE BOARD 310X425 | STALOWA PŁYTA MONTAŻ.TYLNA 310X425 | 15.4 | 1 | NR | 15.1 | 1 | NR | 1.987% | OFFICIAL | 4BX34G41F42510S100 | 30 | 4BX | INSTALLATION BOX | 34G | SURFACE MOUNTING BOX | 41F | CEP,QP,QM,QX RANGES | 1 | 5 | NR | 721.875 | CCM | 1.491 | 1.342 | KG | 8011564013216 | 8011564013216 | 8011564322677 | 85389099
GW44809 | WATERT.BOARD 236X316X135 IP55 BLANK DOOR | PŁYTA WODOSZ.236X316X135 IP55 DRZWI LITE | 71.9 | 1 | NR | 70.5 | 1 | NR | 1.986% | OFFICIAL | 4BX34G41F42110A100 | 30 | 4BX | INSTALLATION BOX | 34G | SURFACE MOUNTING BOX | 41F | CEP,QP,QM,QX RANGES | 1 | 4 | NR | 19200 | CCM | 1.891 | 1.702 | KG | 8011564028531 | 8011564363922 | 8011564363922 | 85371098
GW46006F | WT.POLYEST. BOARD585X800X300 BLANK DOOR | OBUDOWA SZARA 585X800X300 DRZWI LITE | 411 | 1 | NR | 403 | 1 | NR | 1.985% | OFFICIAL | 4BX34G41F42310I100 | 30 | 4BX | INSTALLATION BOX | 34G | SURFACE MOUNTING BOX | 41F | CEP,QP,QM,QX RANGES | 1 | 1 | NR | 293926.5 | CCM | 17.646 | 13.886 | KG | 8011564854765 | 8011564854765 | 8011564854765 | 85381000
GW44820 | WATERT.BOARD 316X396X160 IP55 TRANS.DOOR | PŁYTA WODOSZ.316X396X160 IP55 DRZWI PRZE | 103 | 1 | NR | 101 | 1 | NR | 1.98% | OFFICIAL | 4BX34G41F42110C100 | 30 | 4BX | INSTALLATION BOX | 34G | SURFACE MOUNTING BOX | 41F | CEP,QP,QM,QX RANGES | 1 | 2 | NR | 48321 | CCM | 3.049 | 2.744 | KG | 8011564028500 | 8011564363960 | 8011564363960 | 85371098
GW46467 | PERF.STEEL B.MOUNT.PLATE BOARD 800X1060 | PERF.PŁYTA MONTAŻ. TYLNA 800X1060 | 103 | 1 | NR | 101 | 1 | NR | 1.98% | OFFICIAL | 4BX34G41F42510U100 | 30 | 4BX | INSTALLATION BOX | 34G | SURFACE MOUNTING BOX | 41F | CEP,QP,QM,QX RANGES | 1 | 2 | NR | 12775 | CCM | 5.523 | 4.971 | KG | 8011564027428 | 8011564027428 | 8011564339026 | 85389099
GW46504F | POLYESTER BLANK DOOR 405X650X200 | POLIESTROWE DRZWI LITE 405X650X200 | 103 | 1 | NR | 101 | 1 | NR | 1.98% | OFFICIAL | 4BX34G41F42310I100 | 30 | 4BX | INSTALLATION BOX | 34G | SURFACE MOUNTING BOX | 41F | CEP,QP,QM,QX RANGES | 1 | 8 | NR | 8163.281 | CCM | 2.193 | 2.067 | KG | 8011564854949 | 8011564854949 | 8011564990722 | 85389099
GW46531F | DOUBLE DIN RAIL 18 MOD. F&E | PODWÓJNA SZYNA DIN 18 MOD. F&E | 15.5 | 1 | NR | 15.2 | 1 | NR | 1.974% | OFFICIAL | 4BX34G41F42511I100 | 30 | 4BX | INSTALLATION BOX | 34G | SURFACE MOUNTING BOX | 41F | CEP,QP,QM,QX RANGES | 1 | 10 | NR | 2137.5 | CCM | 266.27 | 206.217 | G | 8011564284142 | 8011564284142 | 8011564628885 | 73269094
GW46565 | MET. HINGED INNER DOOR BOARD 405X500 | MET. DRZWI WEW. Z ZAWIAS.405X500 | 77.5 | 1 | NR | 76 | 1 | NR | 1.974% | OFFICIAL | 4BX34G41F42510Y100 | 30 | 4BX | INSTALLATION BOX | 34G | SURFACE MOUNTING BOX | 41F | CEP,QP,QM,QX RANGES | 1 | 4 | NR | 6558.75 | CCM | 1.989 | 1.79 | KG | 8011564285804 | 8011564285804 | 8011564630475 | 85389099
GW46052 | WT. STEEL BOARD 310X425X160 BLANK DOOR | OBUD. SZARA METAL 310X425X160 DRZWI LITE | 519 | 1 | NR | 509 | 1 | NR | 1.965% | OFFICIAL | 4BX34G41F43310M100 | 30 | 4BX | INSTALLATION BOX | 34G | SURFACE MOUNTING BOX | 41F | CEP,QP,QM,QX RANGES | 1 | 1 | NR | 27888.75 | CCM | 5.065 | 4.663 | KG | 8011564096943 | 8011564096943 | 8011564096943 | 85381000
GW46564 | MET. HINGED INNER DOOR BOARD 310X425 | MET. DRZWI WEW. Z ZAWIAS.310X425 | 67.5 | 1 | NR | 66.2 | 1 | NR | 1.964% | OFFICIAL | 4BX34G41F42510Y100 | 30 | 4BX | INSTALLATION BOX | 34G | SURFACE MOUNTING BOX | 41F | CEP,QP,QM,QX RANGES | 1 | 5 | NR | 4323.45 | CCM | 1.489 | 1.34 | KG | 8011564285798 | 8011564285798 | 8011564630468 | 85389099
GW46426F | BLANK PANEL H1 405MM F&E | PANEL LITY H1 405MM F&E | 15.6 | 1 | NR | 15.3 | 1 | NR | 1.961% | OFFICIAL | 4BX34G41F42511C100 | 30 | 4BX | INSTALLATION BOX | 34G | SURFACE MOUNTING BOX | 41F | CEP,QP,QM,QX RANGES | 1 | 10 | NR | 2599.688 | CCM | 512 | 460.8 | G | 8011564283879 | 8011564283879 | 8011564628564 | 85389099
GW44819 | WATERT.BOARD 236X316X135 IP55 TRANS.DOOR | PŁYTA WODOSZ.236X316X135 IP55 DRZWI PRZE | 78 | 1 | NR | 76.5 | 1 | NR | 1.961% | OFFICIAL | 4BX34G41F42110C100 | 30 | 4BX | INSTALLATION BOX | 34G | SURFACE MOUNTING BOX | 41F | CEP,QP,QM,QX RANGES | 1 | 4 | NR | 19200 | CCM | 1.902 | 1.712 | KG | 8011564028487 | 8011564363953 | 8011564363953 | 85381000
GW46573F | KIT MTX160/250+BD/MSS160 BOARD SIZE 7 | ZEST.MTX160/250+BD/MSS160 ROZM.PŁYT 7 | 104 | 1 | NR | 102 | 1 | NR | 1.961% | OFFICIAL | 4BX34G41F42511O100 | 30 | 4BX | INSTALLATION BOX | 34G | SURFACE MOUNTING BOX | 41F | CEP,QP,QM,QX RANGES | 1 | 1 | NR | 31920 | CCM | 4.49 | 4.041 | KG | 8011564284388 | 8011564284388 | 8011564284388 | 85389099
GW46582 | METAL SOLID PLATE H2X24M F&E | METALOWA PŁYTA LITA H2X24M F&E | 31.3 | 1 | NR | 30.7 | 1 | NR | 1.954% | OFFICIAL | 4BX34G41F42510S100 | 30 | 4BX | INSTALLATION BOX | 34G | SURFACE MOUNTING BOX | 41F | CEP,QP,QM,QX RANGES | 1 | 5 | NR | 6674.8 | CCM | 2.233 | 2.01 | KG | 8011564285910 | 8011564285910 | 8011564630581 | 85389099
GW46418 | POL. HINGED INNER DOOR BOARD 585X800 | POLIEST. DRZWI WEW. Z ZAWIAS.585X800 | 88.7 | 1 | NR | 87 | 1 | NR | 1.954% | OFFICIAL | 4BX34G41F42510Y100 | 30 | 4BX | INSTALLATION BOX | 34G | SURFACE MOUNTING BOX | 41F | CEP,QP,QM,QX RANGES | 1 | 2 | NR | 15960 | CCM | 3.112 | 2.801 | KG | 8011564013377 | 8011564013377 | 8011564512764 | 85389099
GW44855 | COVER PANEL WITH WINDOW 32M.CEP 396X474 | PANEL POKRYW.Z OKIENKIEM 32M.CEP 396X474 | 31.4 | 1 | NR | 30.8 | 1 | NR | 1.948% | OFFICIAL | 4BX34G41F42110H100 | 30 | 4BX | INSTALLATION BOX | 34G | SURFACE MOUNTING BOX | 41F | CEP,QP,QM,QX RANGES | 1 | 8 | NR | 9187.5 | CCM | 1.193 | 1.073 | KG | 8011564111363 | 8011564474567 | 8011564474567 | 85389099
GW46517F | POLYESTER WIND. DOOR 800X1060X350 | POLISETR. DRZWI Z OKNEM 800X1060X350 | 471 | 1 | NR | 462 | 1 | NR | 1.948% | OFFICIAL | 4BX34G41F42310K100 | 30 | 4BX | INSTALLATION BOX | 34G | SURFACE MOUNTING BOX | 41F | CEP,QP,QM,QX RANGES | 1 | 1 | NR | 64395 | CCM | 7.254 | 5.663 | KG | 8011564855250 | 8011564855250 | 8011564855250 | 85389099
GW46569 | MET. HINGED INNER DOOR BOARD 800X1060 | MET. DRZWI WEW. Z ZAWIAS.800X1060 | 157 | 1 | NR | 154 | 1 | NR | 1.948% | OFFICIAL | 4BX34G41F42510Y100 | 30 | 4BX | INSTALLATION BOX | 34G | SURFACE MOUNTING BOX | 41F | CEP,QP,QM,QX RANGES | 1 | 1 | NR | 42487.5 | CCM | 9.445 | 8.501 | KG | 8011564287617 | 8011564287617 | 8011564287617 | 85389099
GW46005F | WT.POLYEST. BOARD515X650X250 BLANK DOOR | OBUDOWA SZARA 515X650X250 DRZWI LITE | 262 | 1 | NR | 257 | 1 | NR | 1.946% | OFFICIAL | 4BX34G41F42310I100 | 30 | 4BX | INSTALLATION BOX | 34G | SURFACE MOUNTING BOX | 41F | CEP,QP,QM,QX RANGES | 1 | 1 | NR | 143536.25 | CCM | 11.714 | 9.593 | KG | 8011564854758 | 8011564854758 | 8011564854758 | 85381000
GW46552 | POLE SUPPORT KIT FOR SIZE 2 F&E BOARD | ZES.WSPOR. DO SŁUPÓW DO PŁYTY F&E ROZM.2 | 99.9 | 1 | NR | 98 | 1 | NR | 1.939% | OFFICIAL | 4BX34G41F42511O100 | 30 | 4BX | INSTALLATION BOX | 34G | SURFACE MOUNTING BOX | 41F | CEP,QP,QM,QX RANGES | 1 | 1 | NR | 7612.5 | CCM | 2.87 | 2.583 | KG | 8011564285958 | 8011564285958 | 8011564285958 | 85389099
GW46572F | KIT MTX160/250+BD/MSS160 BOARD SIZE 6 | ZEST.MTX160/250+BD/MSS160 ROZM.PŁYT 6 | 89.7 | 1 | NR | 88 | 1 | NR | 1.932% | OFFICIAL | 4BX34G41F42511O100 | 30 | 4BX | INSTALLATION BOX | 34G | SURFACE MOUNTING BOX | 41F | CEP,QP,QM,QX RANGES | 1 | 1 | NR | 20520 | CCM | 3.255 | 2.93 | KG | 8011564284371 | 8011564284371 | 8011564284371 | 85389099
GW46412 | INSUL.BACK MOUNT.PLATE BOARD 515X650 | IZOL.PŁYTA MONTAŻ TYLNA 515X650 | 52.8 | 1 | NR | 51.8 | 1 | NR | 1.931% | OFFICIAL | 4BX34G41F42510W100 | 30 | 4BX | INSTALLATION BOX | 34G | SURFACE MOUNTING BOX | 41F | CEP,QP,QM,QX RANGES | 1 | 3 | NR | 3360 | CCM | 1.866 | 1.68 | KG | 8011564013315 | 8011564013315 | 8011564322776 | 85389099
GW46570F | KIT MTX160/250+BD/MSS160 BOARD SIZE 3-4 | ZEST.MTX160/250+BD/MSS160 ROZM.PŁYT 3-4 | 79.7 | 1 | NR | 78.2 | 1 | NR | 1.918% | OFFICIAL | 4BX34G41F42511O100 | 30 | 4BX | INSTALLATION BOX | 34G | SURFACE MOUNTING BOX | 41F | CEP,QP,QM,QX RANGES | 1 | 1 | NR | 11238.5 | CCM | 2.42 | 2.178 | KG | 8011564284357 | 8011564284357 | 8011564284357 | 85389099
GW46511F | POLYESTER WIND. DOOR 250X300X160 | POLISETR. DRZWI Z OKNEM 250X300X160 | 95.8 | 1 | NR | 94 | 1 | NR | 1.915% | OFFICIAL | 4BX34G41F42310K100 | 30 | 4BX | INSTALLATION BOX | 34G | SURFACE MOUNTING BOX | 41F | CEP,QP,QM,QX RANGES | 1 | 6 | NR | 2683.733 | CCM | 708.432 | 639.997 | G | 8011564854987 | 8011564854987 | 8011564990739 | 85389099
GW46583 | METAL SOLID PLATE H2X28M F&E | METALOWA PŁYTA LITA H2X28M F&E | 42.6 | 1 | NR | 41.8 | 1 | NR | 1.914% | OFFICIAL | 4BX34G41F42510S100 | 30 | 4BX | INSTALLATION BOX | 34G | SURFACE MOUNTING BOX | 41F | CEP,QP,QM,QX RANGES | 1 | 5 | NR | 5375.4 | CCM | 2.539 | 2.285 | KG | 8011564285927 | 8011564285927 | 8011564630598 | 85389099
GW46237 | WT. METAL BOARD 800X1060X350 WIND. DOOR | OBUD. SZARA MET.800X1060X350 DRZ. TRANSP | 640 | 1 | NR | 628 | 1 | NR | 1.911% | OFFICIAL | 4BX34G41F43110Q100 | 30 | 4BX | INSTALLATION BOX | 34G | SURFACE MOUNTING BOX | 41F | CEP,QP,QM,QX RANGES | 1 | 1 | NR | 342318.9 | CCM | 33.5 | 30.15 | KG | 8011564096936 | 8011564096936 | 8011564096936 | 85381000
GW46448 | VENTILATOR 230V-50/60HZ | WENTYLATOR 230V-50/60HZ | 160 | 1 | NR | 157 | 1 | NR | 1.911% | OFFICIAL | 4BX34G41F42511O100 | 30 | 4BX | INSTALLATION BOX | 34G | SURFACE MOUNTING BOX | 41F | CEP,QP,QM,QX RANGES | 1 | 2 | NR | 4101.563 | CCM | 731.5 | 658.35 | G | 8011564029576 | 8011564029576 | 8011564340985 | 85389099
GW44854 | COVER PANEL WITH WINDOW 24M.CEP 316X396 | PANEL POKRYW.Z OKIENKIEM 24M.CEP 316X396 | 26.7 | 1 | NR | 26.2 | 1 | NR | 1.908% | OFFICIAL | 4BX34G41F42110H100 | 30 | 4BX | INSTALLATION BOX | 34G | SURFACE MOUNTING BOX | 41F | CEP,QP,QM,QX RANGES | 1 | 8 | NR | 6724 | CCM | 907.625 | 816.863 | G | 8011564111356 | 8011564474550 | 8011564474550 | 85389099
GW46581 | METAL SOLID PLATE H2X18M F&E | METALOWA PŁYTA LITA H2X18M F&E | 26.7 | 1 | NR | 26.2 | 1 | NR | 1.908% | OFFICIAL | 4BX34G41F42510S100 | 30 | 4BX | INSTALLATION BOX | 34G | SURFACE MOUNTING BOX | 41F | CEP,QP,QM,QX RANGES | 1 | 5 | NR | 3819 | CCM | 1.291 | 1.162 | KG | 8011564285903 | 8011564285903 | 8011564630574 | 85389099
GW44646 | INS.MATERIAL BACK MOUNT.PLATE 200X254 | MATERIAŁ IZOL.PŁYTK.MONTAŻ.TYLNA 200X254 | 21.4 | 1 | NR | 21 | 1 | NR | 1.905% | OFFICIAL | 4BX34G41F42110G100 | 30 | 4BX | INSTALLATION BOX | 34G | SURFACE MOUNTING BOX | 41F | CEP,QP,QM,QX RANGES | 1 | 20 | NR | 380.625 | CCM | 187.9 | 168.634 | G | 8011564028678 | 8011564340114 | 8011564340114 | 85389099
GW46451 | SET OF 4 STAINLESS STEEL BRACKETS | ZESTAW 4 UCHWYTÓW STAL NIERDZEWNYCH | 21.4 | 1 | NR | 21 | 1 | NR | 1.905% | OFFICIAL | 4BX34G41F42511O100 | 30 | 4BX | INSTALLATION BOX | 34G | SURFACE MOUNTING BOX | 41F | CEP,QP,QM,QX RANGES | 1 | 20 | NR | 211.613 | CCM | 415.75 | 365 | G | 8011564029606 | 8011564341029 | 8011564341029 | 85389099
GW46553 | POLE SUPPORT KIT FOR SIZE 3-4 F&E BOARD | ZES.WSPO.DO SŁUPÓW DO PŁYTY F&E ROZM.3-4 | 107 | 1 | NR | 105 | 1 | NR | 1.905% | OFFICIAL | 4BX34G41F42511O100 | 30 | 4BX | INSTALLATION BOX | 34G | SURFACE MOUNTING BOX | 41F | CEP,QP,QM,QX RANGES | 1 | 1 | NR | 7612.5 | CCM | 3.058 | 2.752 | KG | 8011564285965 | 8011564285965 | 8011564285965 | 85389099
GW46566 | MET. HINGED INNER DOOR BOARD 405X650 | MET. DRZWI WEW. Z ZAWIAS.405X650 | 86.1 | 1 | NR | 84.5 | 1 | NR | 1.893% | OFFICIAL | 4BX34G41F42510Y100 | 30 | 4BX | INSTALLATION BOX | 34G | SURFACE MOUNTING BOX | 41F | CEP,QP,QM,QX RANGES | 1 | 5 | NR | 6596.8 | CCM | 2.78 | 2.502 | KG | 8011564285811 | 8011564285811 | 8011564630482 | 85389099
GW46479F | BLANK PANEL H2 800MM F&E | PANEL LITY H2 800MM F&E | 53.9 | 1 | NR | 52.9 | 1 | NR | 1.89% | OFFICIAL | 4BX34G41F42511E100 | 30 | 4BX | INSTALLATION BOX | 34G | SURFACE MOUNTING BOX | 41F | CEP,QP,QM,QX RANGES | 1 | 1 | NR | 31920 | CCM | 2.535 | 2.282 | KG | 8011564284272 | 8011564284272 | 8011564284272 | 85389099
GW46571F | KIT MTX160/250+BD/MSS160 BOARD SIZE 5 | ZEST.MTX160/250+BD/MSS160 ROZM.PŁYT 5 | 86.3 | 1 | NR | 84.7 | 1 | NR | 1.889% | OFFICIAL | 4BX34G41F42511O100 | 30 | 4BX | INSTALLATION BOX | 34G | SURFACE MOUNTING BOX | 41F | CEP,QP,QM,QX RANGES | 1 | 1 | NR | 20520 | CCM | 2.95 | 2.655 | KG | 8011564284364 | 8011564284364 | 8011564284364 | 85389099
GW46413 | INSUL.BACK MOUNT.PLATE BOARD 585X800 | IZOL.PŁYTA MONTAŻ TYLNA 585X800 | 75.6 | 1 | NR | 74.2 | 1 | NR | 1.887% | OFFICIAL | 4BX34G41F42510W100 | 30 | 4BX | INSTALLATION BOX | 34G | SURFACE MOUNTING BOX | 41F | CEP,QP,QM,QX RANGES | 1 | 2 | NR | 7284.375 | CCM | 2.81 | 2.529 | KG | 8011564013322 | 8011564013322 | 8011564322783 | 85389099
GW46461 | PERF.STEEL B.MOUNT.PLATE BOARD 250X300 | PERF.PŁYTA MONTAŻ. TYLNA 250X300 | 16.2 | 1 | NR | 15.9 | 1 | NR | 1.887% | OFFICIAL | 4BX34G41F42510U100 | 30 | 4BX | INSTALLATION BOX | 34G | SURFACE MOUNTING BOX | 41F | CEP,QP,QM,QX RANGES | 1 | 5 | NR | 367.5 | CCM | 301.6 | 271.44 | G | 8011564027367 | 8011564027367 | 8011564338968 | 85389099
GW46463 | PERF.STEEL B.MOUNT.PLATE BOARD 405X500 | PERF.PŁYTA MONTAŻ. TYLNA 405X500 | 32.4 | 1 | NR | 31.8 | 1 | NR | 1.887% | OFFICIAL | 4BX34G41F42510U100 | 30 | 4BX | INSTALLATION BOX | 34G | SURFACE MOUNTING BOX | 41F | CEP,QP,QM,QX RANGES | 1 | 5 | NR | 1165.5 | CCM | 1.206 | 1.077 | KG | 8011564027381 | 8011564027381 | 8011564338982 | 85389099
GW46532F | DOUBLE DIN RAIL 24 MOD. F&E | PODWÓJNA SZYNA DIN 24 MOD. F&E | 16.2 | 1 | NR | 15.9 | 1 | NR | 1.887% | OFFICIAL | 4BX34G41F42511I100 | 30 | 4BX | INSTALLATION BOX | 34G | SURFACE MOUNTING BOX | 41F | CEP,QP,QM,QX RANGES | 1 | 10 | NR | 1713.6 | CCM | 302.5 | 272.25 | G | 8011564284159 | 8011564284159 | 8011564628892 | 73269094
GW46414 | POL. HINGED INNER DOOR BOARD 310X425 | POLIEST. DRZWI WEW. Z ZAWIAS.310X425 | 37.9 | 1 | NR | 37.2 | 1 | NR | 1.882% | OFFICIAL | 4BX34G41F42510Y100 | 30 | 4BX | INSTALLATION BOX | 34G | SURFACE MOUNTING BOX | 41F | CEP,QP,QM,QX RANGES | 1 | 5 | NR | 4323.45 | CCM | 722.8 | 650.52 | G | 8011564013339 | 8011564013339 | 8011564322790 | 85389099
GW46501F | POLYESTER BLANK DOOR 250X300X160 | POLIESTROWE DRZWI LITE 250X300X160 | 65 | 1 | NR | 63.8 | 1 | NR | 1.881% | OFFICIAL | 4BX34G41F42310I100 | 30 | 4BX | INSTALLATION BOX | 34G | SURFACE MOUNTING BOX | 41F | CEP,QP,QM,QX RANGES | 1 | 6 | NR | 2683.733 | CCM | 815.432 | 746.997 | G | 8011564854918 | 8011564854918 | 8011564990692 | 85389099
GW46205F | WT.POLYEST. BOARD515X650X250 WIN. DOOR | OBUDOWA SZARA 515X650X250 DRZWI TRANSP. | 272 | 1 | NR | 267 | 1 | NR | 1.873% | OFFICIAL | 4BX34G41F42310K100 | 30 | 4BX | INSTALLATION BOX | 34G | SURFACE MOUNTING BOX | 41F | CEP,QP,QM,QX RANGES | 1 | 1 | NR | 143536.25 | CCM | 11.268 | 9.024 | KG | 8011564854826 | 8011564854826 | 8011564854826 | 85381000
GW44810 | WATERT.BOARD 316X396X160 IP55 BLANK DOOR | PŁYTA WODOSZ.316X396X160 IP55 DRZWI LITE | 98.2 | 1 | NR | 96.4 | 1 | NR | 1.867% | OFFICIAL | 4BX34G41F42110A100 | 30 | 4BX | INSTALLATION BOX | 34G | SURFACE MOUNTING BOX | 41F | CEP,QP,QM,QX RANGES | 1 | 2 | NR | 48321 | CCM | 3.023 | 2.483 | KG | 8011564028463 | 8011564363939 | 8011564363939 | 85381000
GW46206F | WT.POLYEST. BOARD585X800X300 WIN. DOOR | OBUDOWA SZARA 585X800X300 DRZWI TRANSP. | 437 | 1 | NR | 429 | 1 | NR | 1.865% | OFFICIAL | 4BX34G41F42310K100 | 30 | 4BX | INSTALLATION BOX | 34G | SURFACE MOUNTING BOX | 41F | CEP,QP,QM,QX RANGES | 1 | 1 | NR | 293926.5 | CCM | 16.804 | 13.131 | KG | 8011564854833 | 8011564854833 | 8011564854833 | 85381000
GW44639 | GALVAN. STEEL BACK MOUNT.PLATE 396X474 | CYNK. STAL.PŁYTK.MONTAŻ.TYLNA 396X474 | 16.4 | 1 | NR | 16.1 | 1 | NR | 1.863% | OFFICIAL | 4BX34G41F42110E100 | 30 | 4BX | INSTALLATION BOX | 34G | SURFACE MOUNTING BOX | 41F | CEP,QP,QM,QX RANGES | 1 | 5 | NR | 1165.5 | CCM | 2.316 | 2.084 | KG | 8011564028630 | 8011564340077 | 8011564340077 | 85389099
GW46007F | WT.POLYEST. BOARD800X1060X350 BLANK DOOR | OBUDOWA SZARA 800X1060X350 DRZWI LITE | 656 | 1 | NR | 644 | 1 | NR | 1.863% | OFFICIAL | 4BX34G41F42310I100 | 30 | 4BX | INSTALLATION BOX | 34G | SURFACE MOUNTING BOX | 41F | CEP,QP,QM,QX RANGES | 1 | 1 | NR | 486576 | CCM | 32 | 30 | KG | 8011564854772 | 8011564854772 | 8011564854772 | 85381000
GW46431F | DIN RAIL 18 MOD. F&E | SZYNA DIN 18 MOD. F&E | 8.2 | 1 | NR | 8.05 | 1 | NR | 1.863% | OFFICIAL | 4BX34G41F42511I100 | 30 | 4BX | INSTALLATION BOX | 34G | SURFACE MOUNTING BOX | 41F | CEP,QP,QM,QX RANGES | 1 | 10 | NR | 2137.5 | CCM | 358 | 322.2 | G | 8011564284098 | 8011564284098 | 8011564628830 | 73269094
GW46416 | POL. HINGED INNER DOOR BOARD 405X650 | POLIEST. DRZWI WEW. Z ZAWIAS.405X650 | 54.7 | 1 | NR | 53.7 | 1 | NR | 1.862% | OFFICIAL | 4BX34G41F42510Y100 | 30 | 4BX | INSTALLATION BOX | 34G | SURFACE MOUNTING BOX | 41F | CEP,QP,QM,QX RANGES | 1 | 5 | NR | 8160 | CCM | 1.374 | 1.2 | KG | 8011564013353 | 8011564013353 | 8011564322813 | 85389099
GW46423F | PANEL WITH WINDOW H1 585MM 28M. F&E | PANEL Z OKNEM H1 585MM 28M. F&E | 27.5 | 1 | NR | 27 | 1 | NR | 1.852% | OFFICIAL | 4BX34G41F42511A100 | 30 | 4BX | INSTALLATION BOX | 34G | SURFACE MOUNTING BOX | 41F | CEP,QP,QM,QX RANGES | 1 | 5 | NR | 8643.6 | CCM | 1.158 | 1.042 | KG | 8011564283848 | 8011564283848 | 8011564628533 | 85389099
GW46557F | KIT FOR TRUNKING ASSEMBLY F&E | ZESTAW DO MONTAŻU KORYTEK F&E | 27.5 | 1 | NR | 27 | 1 | NR | 1.852% | OFFICIAL | 4BX34G41F42511O100 | 30 | 4BX | INSTALLATION BOX | 34G | SURFACE MOUNTING BOX | 41F | CEP,QP,QM,QX RANGES | 1 | 10 | NR | 761.25 | CCM | 259.5 | 233.55 | G | 8011564284340 | 8011564284340 | 8011564629028 | 85389099
GW46567 | MET. HINGED INNER DOOR BOARD 515X650 | MET. DRZWI WEW. Z ZAWIAS.515X650 | 99.2 | 1 | NR | 97.4 | 1 | NR | 1.848% | OFFICIAL | 4BX34G41F42510Y100 | 30 | 4BX | INSTALLATION BOX | 34G | SURFACE MOUNTING BOX | 41F | CEP,QP,QM,QX RANGES | 1 | 2 | NR | 15960 | CCM | 3.883 | 3.494 | KG | 8011564285828 | 8011564285828 | 8011564630499 | 85389099
GW46471 | AERATION GRID WITH ANTI-DUST FILTER | KRATKA NAWIEWU Z FILTREM PRZECIWPYŁOWYM | 66.2 | 1 | NR | 65 | 1 | NR | 1.846% | OFFICIAL | 4BX34G41F42511O100 | 30 | 4BX | INSTALLATION BOX | 34G | SURFACE MOUNTING BOX | 41F | CEP,QP,QM,QX RANGES | 1 | 10 | NR | 1480.7 | CCM | 171.9 | 154.71 | G | 8011564029613 | 8011564029613 | 8011564341036 | 85389099
GW46037 | WT. METAL BOARD 800X1060X350 BLANK DOOR | OBUD. SZARA METAL 800X1060X350DRZWI LITE | 497 | 1 | NR | 488 | 1 | NR | 1.844% | OFFICIAL | 4BX34G41F43110O100 | 30 | 4BX | INSTALLATION BOX | 34G | SURFACE MOUNTING BOX | 41F | CEP,QP,QM,QX RANGES | 1 | 1 | NR | 342318.9 | CCM | 34 | 30.6 | KG | 8011564096875 | 8011564096875 | 8011564096875 | 85381000
GW46004F | WT.POLYEST. BOARD405X650X200 BLANK DOOR | OBUDOWA SZARA 405X650X200 DRZWI LITE | 221 | 1 | NR | 217 | 1 | NR | 1.843% | OFFICIAL | 4BX34G41F42310I100 | 30 | 4BX | INSTALLATION BOX | 34G | SURFACE MOUNTING BOX | 41F | CEP,QP,QM,QX RANGES | 1 | 1 | NR | 99371.25 | CCM | 9.156 | 7.255 | KG | 8011564854741 | 8011564854741 | 8011564854741 | 85381000
GW46054 | WT. STEEL BOARD 465X650X200 BLANK DOOR | OBUD. SZARA METAL 465X650X200 DRZWI LITE | 885 | 1 | NR | 869 | 1 | NR | 1.841% | OFFICIAL | 4BX34G41F43310M100 | 30 | 4BX | INSTALLATION BOX | 34G | SURFACE MOUNTING BOX | 41F | CEP,QP,QM,QX RANGES | 1 | 1 | NR | 65306.25 | CCM | 9.786 | 8.807 | KG | 8011564096950 | 8011564096950 | 8011564096950 | 85381000
GW46036 | WT. METAL BOARD 585X800X300 BLANK DOOR | OBUD. SZARA METAL 585X800X300 DRZWI LITE | 332 | 1 | NR | 326 | 1 | NR | 1.84% | OFFICIAL | 4BX34G41F43110O100 | 30 | 4BX | INSTALLATION BOX | 34G | SURFACE MOUNTING BOX | 41F | CEP,QP,QM,QX RANGES | 1 | 1 | NR | 178903.4 | CCM | 22.004 | 19.804 | KG | 8011564096868 | 8011564096868 | 8011564096868 | 85381000
GW46235 | WT. METAL BOARD 515X650X250 WIND. DOOR | OBUD. SZARA MET.515X650X250 DRZ. TRANSP. | 277 | 1 | NR | 272 | 1 | NR | 1.838% | OFFICIAL | 4BX34G41F43110Q100 | 30 | 4BX | INSTALLATION BOX | 34G | SURFACE MOUNTING BOX | 41F | CEP,QP,QM,QX RANGES | 1 | 1 | NR | 103882.5 | CCM | 16.435 | 14.5 | KG | 8011564096912 | 8011564096912 | 8011564096912 | 85381000
GW46001F | WT.POLYEST. BOARD250X300X160 BLANK DOOR | OBUDOWA SZARA 250X300X160 DRZWI LITE | 94.2 | 1 | NR | 92.5 | 1 | NR | 1.838% | OFFICIAL | 4BX34G41F42310I100 | 30 | 4BX | INSTALLATION BOX | 34G | SURFACE MOUNTING BOX | 41F | CEP,QP,QM,QX RANGES | 1 | 1 | NR | 16102.4 | CCM | 3.384 | 2.847 | KG | 8011564854703 | 8011564854703 | 8011564854703 | 85381000
GW46464 | PERF.STEEL B.MOUNT.PLATE BOARD 405X650 | PERF.PŁYTA MONTAŻ. TYLNA 405X650 | 49.9 | 1 | NR | 49 | 1 | NR | 1.837% | OFFICIAL | 4BX34G41F42510U100 | 30 | 4BX | INSTALLATION BOX | 34G | SURFACE MOUNTING BOX | 41F | CEP,QP,QM,QX RANGES | 1 | 5 | NR | 1554 | CCM | 1.557 | 1.443 | KG | 8011564027398 | 8011564027398 | 8011564338999 | 85389099
GW46439F | PAIR UPRIGHTS FOR F&E 1060X800X350 BOAR. | PARA PROFIL.PION DO PŁYT F&E1060X800X350 | 44.4 | 1 | NR | 43.6 | 1 | NR | 1.835% | OFFICIAL | 4BX34G41F42511G100 | 30 | 4BX | INSTALLATION BOX | 34G | SURFACE MOUNTING BOX | 41F | CEP,QP,QM,QX RANGES | 1 | 10 | NR | 5756.625 | CCM | 1.7 | 1.53 | KG | 8011564284227 | 8011564284227 | 8011564628960 | 85389099
GW46578F | KIT MSS 250 FOR BOARDS SIZE 6 | ZESTAW MSS 250 DO PŁYT ROZMIAR 6 | 77.8 | 1 | NR | 76.4 | 1 | NR | 1.832% | OFFICIAL | 4BX34G41F42511O100 | 30 | 4BX | INSTALLATION BOX | 34G | SURFACE MOUNTING BOX | 41F | CEP,QP,QM,QX RANGES | 1 | 1 | NR | 20520 | CCM | 2.985 | 2.687 | KG | 8011564284432 | 8011564284432 | 8011564284432 | 85389099
GW46534F | DOUBLE DIN RAIL 36 MOD. F&E | PODWÓJNA SZYNA DIN 36 MOD. F&E | 22.3 | 1 | NR | 21.9 | 1 | NR | 1.826% | OFFICIAL | 4BX34G41F42511I100 | 30 | 4BX | INSTALLATION BOX | 34G | SURFACE MOUNTING BOX | 41F | CEP,QP,QM,QX RANGES | 1 | 10 | NR | 3192 | CCM | 472.5 | 425.25 | G | 8011564284173 | 8011564284173 | 8011564628915 | 73269094
GW46507F | POLYESTER BLANK DOOR 800X1060X350 | POLIESTROWE DRZWI LITE 800X1060X350 | 335 | 1 | NR | 329 | 1 | NR | 1.824% | OFFICIAL | 4BX34G41F42310I100 | 30 | 4BX | INSTALLATION BOX | 34G | SURFACE MOUNTING BOX | 41F | CEP,QP,QM,QX RANGES | 1 | 1 | NR | 64395 | CCM | 10.089 | 8.498 | KG | 8011564854970 | 8011564854970 | 8011564854970 | 85389099
GW46031 | WT. METAL BOARD 300X250X160 BLANK DOOR | OBUD. SZARA METAL 300X250X160 DRZWI LITE | 112 | 1 | NR | 110 | 1 | NR | 1.818% | OFFICIAL | 4BX34G41F43110O100 | 30 | 4BX | INSTALLATION BOX | 34G | SURFACE MOUNTING BOX | 41F | CEP,QP,QM,QX RANGES | 1 | 1 | NR | 16102.4 | CCM | 3.626 | 3.263 | KG | 8011564096813 | 8011564096813 | 8011564096813 | 85381000
GW46407 | STEEL BACK MOUNT. PLATE BOARD 800X1060 | STALOWA PŁYTA MONTAŻ.TYLNA 800X1060 | 112 | 1 | NR | 110 | 1 | NR | 1.818% | OFFICIAL | 4BX34G41F42510S100 | 30 | 4BX | INSTALLATION BOX | 34G | SURFACE MOUNTING BOX | 41F | CEP,QP,QM,QX RANGES | 1 | 1 | NR | 25550 | CCM | 13.026 | 11.417 | KG | 8011564013261 | 8011564013261 | 8011564013261 | 85389099
GW46466 | PERF.STEEL B.MOUNT.PLATE BOARD 585X800 | PERF.PŁYTA MONTAŻ. TYLNA 585X800 | 84 | 1 | NR | 82.5 | 1 | NR | 1.818% | OFFICIAL | 4BX34G41F42510U100 | 30 | 4BX | INSTALLATION BOX | 34G | SURFACE MOUNTING BOX | 41F | CEP,QP,QM,QX RANGES | 1 | 3 | NR | 4856.25 | CCM | 2.943 | 2.644 | KG | 8011564027411 | 8011564027411 | 8011564339019 | 85389099
GW46475F | BLANK PANEL H2 310MM F&E | PANEL LITY H2 310MM F&E | 28 | 1 | NR | 27.5 | 1 | NR | 1.818% | OFFICIAL | 4BX34G41F42511E100 | 30 | 4BX | INSTALLATION BOX | 34G | SURFACE MOUNTING BOX | 41F | CEP,QP,QM,QX RANGES | 1 | 5 | NR | 3819 | CCM | 704 | 633.6 | G | 8011564284234 | 8011564284234 | 8011564628977 | 85389099
GW46035 | WT. METAL BOARD 515X650X250 BLANK DOOR | OBUD. SZARA METAL 515X650X250 DRZWI LITE | 225 | 1 | NR | 221 | 1 | NR | 1.81% | OFFICIAL | 4BX34G41F43110O100 | 30 | 4BX | INSTALLATION BOX | 34G | SURFACE MOUNTING BOX | 41F | CEP,QP,QM,QX RANGES | 1 | 1 | NR | 103882.5 | CCM | 15.827 | 14.244 | KG | 8011564096851 | 8011564096851 | 8011564096851 | 85381000
GW46503F | POLYESTER BLANK DOOR 405X500X200 | POLIESTROWE DRZWI LITE 405X500X200 | 90 | 1 | NR | 88.4 | 1 | NR | 1.81% | OFFICIAL | 4BX34G41F42310I100 | 30 | 4BX | INSTALLATION BOX | 34G | SURFACE MOUNTING BOX | 41F | CEP,QP,QM,QX RANGES | 1 | 8 | NR | 6349.219 | CCM | 1.446 | 1.347 | KG | 8011564854932 | 8011564854932 | 8011564990715 | 85389099
GW46579F | KIT MSS 250 FOR BOARDS SIZE 7 | ZESTAW MSS 250 DO PŁYT ROZMIAR 7 | 90 | 1 | NR | 88.4 | 1 | NR | 1.81% | OFFICIAL | 4BX34G41F42511O100 | 30 | 4BX | INSTALLATION BOX | 34G | SURFACE MOUNTING BOX | 41F | CEP,QP,QM,QX RANGES | 1 | 1 | NR | 31920 | CCM | 4.1 | 4 | KG | 8011564284449 | 8011564284449 | 8011564284449 | 85389099
GW46405 | STEEL BACK MOUNT. PLATE BOARD 515X650 | STALOWA PŁYTA MONTAŻ.TYLNA 515X650 | 39.4 | 1 | NR | 38.7 | 1 | NR | 1.809% | OFFICIAL | 4BX34G41F42510S100 | 30 | 4BX | INSTALLATION BOX | 34G | SURFACE MOUNTING BOX | 41F | CEP,QP,QM,QX RANGES | 1 | 2 | NR | 5040 | CCM | 4.458 | 4.012 | KG | 8011564013247 | 8011564013247 | 8011564322707 | 85389099
GW46478F | BLANK PANEL H2 585MM F&E | PANEL LITY H2 585MM F&E | 39.4 | 1 | NR | 38.7 | 1 | NR | 1.809% | OFFICIAL | 4BX34G41F42511E100 | 30 | 4BX | INSTALLATION BOX | 34G | SURFACE MOUNTING BOX | 41F | CEP,QP,QM,QX RANGES | 1 | 5 | NR | 10836 | CCM | 1.288 | 1.159 | KG | 8011564284265 | 8011564284265 | 8011564629004 | 85389099
GW46033 | WT. METAL BOARD 405X500X200 BLANK DOOR | OBUD. SZARA METAL 405X500X200 DRZWI LITE | 169 | 1 | NR | 166 | 1 | NR | 1.807% | OFFICIAL | 4BX34G41F43110O100 | 30 | 4BX | INSTALLATION BOX | 34G | SURFACE MOUNTING BOX | 41F | CEP,QP,QM,QX RANGES | 1 | 1 | NR | 50793.75 | CCM | 7.795 | 7.016 | KG | 8011564096837 | 8011564096837 | 8011564096837 | 85381000
GW46502F | POLYESTER BLANK DOOR 310X425X160 | POLIESTROWE DRZWI LITE 310X425X160 | 79 | 1 | NR | 77.6 | 1 | NR | 1.804% | OFFICIAL | 4BX34G41F42310I100 | 30 | 4BX | INSTALLATION BOX | 34G | SURFACE MOUNTING BOX | 41F | CEP,QP,QM,QX RANGES | 1 | 6 | NR | 4648.125 | CCM | 1.255 | 1.16 | KG | 8011564854925 | 8011564854925 | 8011564990708 | 85389099
GW46584 | METAL SOLID PLATE H2X36M F&E | METALOWA PŁYTA LITA H2X36M F&E | 68 | 1 | NR | 66.8 | 1 | NR | 1.796% | OFFICIAL | 4BX34G41F42510S100 | 30 | 4BX | INSTALLATION BOX | 34G | SURFACE MOUNTING BOX | 41F | CEP,QP,QM,QX RANGES | 1 | 2 | NR | 15960 | CCM | 4.909 | 4.362 | KG | 8011564285934 | 8011564285934 | 8011564630604 | 85389099
GW46236 | WT. METAL BOARD 585X800X300 WIND. DOOR | OBUD. SZARA MET.585X800X300 DRZ. TRANSP. | 397 | 1 | NR | 390 | 1 | NR | 1.795% | OFFICIAL | 4BX34G41F43110Q100 | 30 | 4BX | INSTALLATION BOX | 34G | SURFACE MOUNTING BOX | 41F | CEP,QP,QM,QX RANGES | 1 | 1 | NR | 178903.4 | CCM | 21.792 | 20 | KG | 8011564096929 | 8011564096929 | 8011564096929 | 85381000
GW46477F | BLANK PANEL H2 515MM F&E | PANEL LITY H2 515MM F&E | 34.1 | 1 | NR | 33.5 | 1 | NR | 1.791% | OFFICIAL | 4BX34G41F42511E100 | 30 | 4BX | INSTALLATION BOX | 34G | SURFACE MOUNTING BOX | 41F | CEP,QP,QM,QX RANGES | 1 | 5 | NR | 5375.4 | CCM | 1.128 | 1.015 | KG | 8011564284258 | 8011564284258 | 8011564628991 | 85389099
GW44818 | WATERT.BOARD 200X254X135 IP55 TRANS.DOOR | PŁYTA WODOSZ.200X254X135 IP55 DRZWI PRZE | 62.7 | 1 | NR | 61.6 | 1 | NR | 1.786% | OFFICIAL | 4BX34G41F42110C100 | 30 | 4BX | INSTALLATION BOX | 34G | SURFACE MOUNTING BOX | 41F | CEP,QP,QM,QX RANGES | 1 | 4 | NR | 13437.75 | CCM | 1.434 | 1.29 | KG | 8011564028517 | 8011564512610 | 8011564512610 | 85371098
GW46568 | MET. HINGED INNER DOOR BOARD 585X800 | MET. DRZWI WEW. Z ZAWIAS.585X800 | 114 | 1 | NR | 112 | 1 | NR | 1.786% | OFFICIAL | 4BX34G41F42510Y100 | 30 | 4BX | INSTALLATION BOX | 34G | SURFACE MOUNTING BOX | 41F | CEP,QP,QM,QX RANGES | 1 | 2 | NR | 15960 | CCM | 5.278 | 4.75 | KG | 8011564285835 | 8011564285835 | 8011564630505 | 85389099
GW46591 | PAIR OF CARRYING HANDLES | PARA UCHWYTÓW DO PRZENOSZENIA | 51.5 | 1 | NR | 50.6 | 1 | NR | 1.779% | OFFICIAL | 4BX34G41F42511O100 | 30 | 4BX | INSTALLATION BOX | 34G | SURFACE MOUNTING BOX | 41F | CEP,QP,QM,QX RANGES | 1 | 10 | NR | 499.8 | CCM | 627.2 | 564.48 | G | 8011564285996 | 8011564285996 | 8011564630611 | 85389099
GW44808 | WATERT.BOARD 200X254X135 IP55 BLANK DOOR | PŁYTA WODOSZ.200X254X135 IP55 DRZWI LITE | 57.5 | 1 | NR | 56.5 | 1 | NR | 1.77% | OFFICIAL | 4BX34G41F42110A100 | 30 | 4BX | INSTALLATION BOX | 34G | SURFACE MOUNTING BOX | 41F | CEP,QP,QM,QX RANGES | 1 | 4 | NR | 13437.75 | CCM | 1.333 | 1.119 | KG | 8011564028524 | 8011564512603 | 8011564512603 | 85371098
GW46465 | PERF.STEEL B.MOUNT.PLATE BOARD 515X650 | PERF.PŁYTA MONTAŻ. TYLNA 515X650 | 57.5 | 1 | NR | 56.5 | 1 | NR | 1.77% | OFFICIAL | 4BX34G41F42510U100 | 30 | 4BX | INSTALLATION BOX | 34G | SURFACE MOUNTING BOX | 41F | CEP,QP,QM,QX RANGES | 1 | 4 | NR | 2520 | CCM | 2.178 | 1.96 | KG | 8011564027404 | 8011564027404 | 8011564339002 | 85389099
GW46512F | POLYESTER WIND. DOOR 310X425X160 | POLISETR. DRZWI Z OKNEM 310X425X160 | 115 | 1 | NR | 113 | 1 | NR | 1.77% | OFFICIAL | 4BX34G41F42310K100 | 30 | 4BX | INSTALLATION BOX | 34G | SURFACE MOUNTING BOX | 41F | CEP,QP,QM,QX RANGES | 1 | 6 | NR | 4648.125 | CCM | 1.126 | 1.031 | KG | 8011564854994 | 8011564854994 | 8011564990746 | 85389099
GW46410 | INSUL.BACK MOUNT.PLATE BOARD 405X500 | IZOL.PŁYTA MONTAŻ TYLNA 405X500 | 28.8 | 1 | NR | 28.3 | 1 | NR | 1.767% | OFFICIAL | 4BX34G41F42510W100 | 30 | 4BX | INSTALLATION BOX | 34G | SURFACE MOUNTING BOX | 41F | CEP,QP,QM,QX RANGES | 1 | 5 | NR | 1165.5 | CCM | 1.008 | 0.907 | KG | 8011564013292 | 8011564013292 | 8011564322752 | 85389099
GW46417 | POL. HINGED INNER DOOR BOARD 515X650 | POLIEST. DRZWI WEW. Z ZAWIAS.515X650 | 57.6 | 1 | NR | 56.6 | 1 | NR | 1.767% | OFFICIAL | 4BX34G41F42510Y100 | 30 | 4BX | INSTALLATION BOX | 34G | SURFACE MOUNTING BOX | 41F | CEP,QP,QM,QX RANGES | 1 | 2 | NR | 15960 | CCM | 2.127 | 1.914 | KG | 8011564013360 | 8011564013360 | 8011564515345 | 85389099
GW46415 | POL. HINGED INNER DOOR BOARD 405X500 | POLIEST. DRZWI WEW. Z ZAWIAS.405X500 | 46.3 | 1 | NR | 45.5 | 1 | NR | 1.758% | OFFICIAL | 4BX34G41F42510Y100 | 30 | 4BX | INSTALLATION BOX | 34G | SURFACE MOUNTING BOX | 41F | CEP,QP,QM,QX RANGES | 1 | 4 | NR | 6558.75 | CCM | 1.087 | 0.978 | KG | 8011564013346 | 8011564013346 | 8011564513464 | 85389099
GW46543 | METAL SOLID PLATE H1X28M F&E | METALOWA PŁYTA LITA H1X28M F&E | 23.2 | 1 | NR | 22.8 | 1 | NR | 1.754% | OFFICIAL | 4BX34G41F42510S100 | 30 | 4BX | INSTALLATION BOX | 34G | SURFACE MOUNTING BOX | 41F | CEP,QP,QM,QX RANGES | 1 | 5 | NR | 3427.2 | CCM | 1.274 | 1.147 | KG | 8011564285873 | 8011564285873 | 8011564630543 | 85389099
GW46406 | STEEL BACK MOUNT. PLATE BOARD 585X800 | STALOWA PŁYTA MONTAŻ.TYLNA 585X800 | 58.4 | 1 | NR | 57.4 | 1 | NR | 1.742% | OFFICIAL | 4BX34G41F42510S100 | 30 | 4BX | INSTALLATION BOX | 34G | SURFACE MOUNTING BOX | 41F | CEP,QP,QM,QX RANGES | 1 | 2 | NR | 7284.375 | CCM | 6.333 | 5.7 | KG | 8011564013254 | 8011564013254 | 8011564322714 | 85389099
GW44638 | GALVAN. STEEL BACK MOUNT.PLATE 319X396 | CYNK. STAL.PŁYTK.MONTAŻ.TYLNA 319X396 | 11.7 | 1 | NR | 11.5 | 1 | NR | 1.739% | OFFICIAL | 4BX34G41F42110E100 | 30 | 4BX | INSTALLATION BOX | 34G | SURFACE MOUNTING BOX | 41F | CEP,QP,QM,QX RANGES | 1 | 5 | NR | 1165.5 | CCM | 1.46 | 1.354 | KG | 8011564028623 | 8011564515857 | 8011564515857 | 85389099
GW46433F | DIN RAIL 28 MOD. F&E | SZYNA DIN 28 MOD. F&E | 11.7 | 1 | NR | 11.5 | 1 | NR | 1.739% | OFFICIAL | 4BX34G41F42511I100 | 30 | 4BX | INSTALLATION BOX | 34G | SURFACE MOUNTING BOX | 41F | CEP,QP,QM,QX RANGES | 1 | 10 | NR | 1713.6 | CCM | 485 | 436.5 | G | 8011564284111 | 8011564284111 | 8011564628854 | 73269094
GW46234 | WT. METAL BOARD 405X650X200 WIND. DOOR | OBUD. SZARA MET.405X650X200 DRZ. TRANSP. | 235 | 1 | NR | 231 | 1 | NR | 1.732% | OFFICIAL | 4BX34G41F43110Q100 | 30 | 4BX | INSTALLATION BOX | 34G | SURFACE MOUNTING BOX | 41F | CEP,QP,QM,QX RANGES | 1 | 1 | NR | 65306.25 | CCM | 10.728 | 9.655 | KG | 8011564096905 | 8011564096905 | 8011564096905 | 85381000
GW46524F | BRACKET WITH ADJUSTABLE SLEDGES FOR DIN | UCHWYT Z REGULOWANYMI SANKAMI DO DIN | 17.7 | 1 | NR | 17.4 | 1 | NR | 1.724% | OFFICIAL | 4BX34G41F42511A100 | 30 | 4BX | INSTALLATION BOX | 34G | SURFACE MOUNTING BOX | 41F | CEP,QP,QM,QX RANGES | 1 | 4 | NR | 949.033 | CCM | 311.25 | 280.125 | G | 8011564433601 | 8011564433601 | 8011564662117 | 85389099
GW46533F | DOUBLE DIN RAIL 28 MOD. F&E | PODWÓJNA SZYNA DIN 28 MOD. F&E | 17.7 | 1 | NR | 17.4 | 1 | NR | 1.724% | OFFICIAL | 4BX34G41F42511I100 | 30 | 4BX | INSTALLATION BOX | 34G | SURFACE MOUNTING BOX | 41F | CEP,QP,QM,QX RANGES | 1 | 10 | NR | 1713.6 | CCM | 354.2 | 318.78 | G | 8011564284166 | 8011564284166 | 8011564628908 | 73269094
GW46592F | INSERTS KIT (10 PCS) | ZESTAW WKŁADEK (10 SZT.) | 5.9 | 1 | NR | 5.8 | 1 | NR | 1.724% | OFFICIAL | 4BX34G41F42511O100 | 30 | 4BX | INSTALLATION BOX | 34G | SURFACE MOUNTING BOX | 41F | CEP,QP,QM,QX RANGES | 1 | 100 | NR | 148.07 | CCM | 38.85 | 34.965 | G | 8011564284470 | 8011564284470 | 8011564629080 | 85389099
GW46002F | WT.POLYEST. BOARD310X425X160 BLANK DOOR | OBUDOWA SZARA 310X425X160 DRZWI LITE | 118 | 1 | NR | 116 | 1 | NR | 1.724% | OFFICIAL | 4BX34G41F42310I100 | 30 | 4BX | INSTALLATION BOX | 34G | SURFACE MOUNTING BOX | 41F | CEP,QP,QM,QX RANGES | 1 | 1 | NR | 27888.75 | CCM | 4.648 | 3.829 | KG | 8011564854710 | 8011564854710 | 8011564854710 | 85381000
GW46437F | PAIR UPRIGHTS FOR F&E 650X405X200 BOARDS | PARA PROFIL.PION DO PŁYT F&E 650X405X200 | 23.9 | 1 | NR | 23.5 | 1 | NR | 1.702% | OFFICIAL | 4BX34G41F42511G100 | 30 | 4BX | INSTALLATION BOX | 34G | SURFACE MOUNTING BOX | 41F | CEP,QP,QM,QX RANGES | 1 | 10 | NR | 2052 | CCM | 1.041 | 0.936 | KG | 8011564284203 | 8011564284203 | 8011564628946 | 85389099
GW46411 | INSUL.BACK MOUNT.PLATE BOARD 405X650 | IZOL.PŁYTA MONTAŻ TYLNA 405X650 | 36 | 1 | NR | 35.4 | 1 | NR | 1.695% | OFFICIAL | 4BX34G41F42510W100 | 30 | 4BX | INSTALLATION BOX | 34G | SURFACE MOUNTING BOX | 41F | CEP,QP,QM,QX RANGES | 1 | 4 | NR | 1942.5 | CCM | 1.405 | 1.265 | KG | 8011564013308 | 8011564013308 | 8011564322769 | 85389099
GW46435F | PAIR UPRIGHTS FOR F&E 425X310X160 BOARDS | PARA PROFIL.PION DO PŁYT F&E 425X310X160 | 18 | 1 | NR | 17.7 | 1 | NR | 1.695% | OFFICIAL | 4BX34G41F42511G100 | 30 | 4BX | INSTALLATION BOX | 34G | SURFACE MOUNTING BOX | 41F | CEP,QP,QM,QX RANGES | 1 | 10 | NR | 820.313 | CCM | 594 | 534.6 | G | 8011564284180 | 8011564284180 | 8011564628922 | 85389099
GW46204F | WT.POLYEST. BOARD405X650X200 WIN. DOOR | OBUDOWA SZARA 405X650X200 DRZWI TRANSP. | 241 | 1 | NR | 237 | 1 | NR | 1.688% | OFFICIAL | 4BX34G41F42310K100 | 30 | 4BX | INSTALLATION BOX | 34G | SURFACE MOUNTING BOX | 41F | CEP,QP,QM,QX RANGES | 1 | 1 | NR | 99371.25 | CCM | 8.96 | 6.934 | KG | 8011564854819 | 8011564854819 | 8011564854819 | 85381000
GW46429F | BLANK PANEL H1 800MM F&E | PANEL LITY H1 800MM F&E | 24.1 | 1 | NR | 23.7 | 1 | NR | 1.688% | OFFICIAL | 4BX34G41F42511C100 | 30 | 4BX | INSTALLATION BOX | 34G | SURFACE MOUNTING BOX | 41F | CEP,QP,QM,QX RANGES | 1 | 5 | NR | 13875 | CCM | 1.071 | 0.964 | KG | 8011564283909 | 8011564283909 | 8011564628595 | 85389099
GW46032 | WT. METAL BOARD 310X425X160 BLANK DOOR | OBUD. SZARA METAL 310X425X160 DRZWI LITE | 121 | 1 | NR | 119 | 1 | NR | 1.681% | OFFICIAL | 4BX34G41F43110O100 | 30 | 4BX | INSTALLATION BOX | 34G | SURFACE MOUNTING BOX | 41F | CEP,QP,QM,QX RANGES | 1 | 1 | NR | 27888.75 | CCM | 5.335 | 4.802 | KG | 8011564096820 | 8011564096820 | 8011564096820 | 85381000
GW46505F | POLYESTER BLANK DOOR 515X650X250 | POLIESTROWE DRZWI LITE 515X650X250 | 121 | 1 | NR | 119 | 1 | NR | 1.681% | OFFICIAL | 4BX34G41F42310I100 | 30 | 4BX | INSTALLATION BOX | 34G | SURFACE MOUNTING BOX | 41F | CEP,QP,QM,QX RANGES | 1 | 1 | NR | 31920 | CCM | 3.536 | 2.647 | KG | 8011564854956 | 8011564854956 | 8011564854956 | 85389099
GW46404 | STEEL BACK MOUNT. PLATE BOARD 405X650 | STALOWA PŁYTA MONTAŻ.TYLNA 405X650 | 30.6 | 1 | NR | 30.1 | 1 | NR | 1.661% | OFFICIAL | 4BX34G41F42510S100 | 30 | 4BX | INSTALLATION BOX | 34G | SURFACE MOUNTING BOX | 41F | CEP,QP,QM,QX RANGES | 1 | 4 | NR | 1942.5 | CCM | 3.4 | 3.05 | KG | 8011564013230 | 8011564013230 | 8011564322691 | 85389099
GW44852 | COVER PANEL WITH WINDOW 8M.CEP 236X316 | PANEL POKRYWY Z OKIENKIEM 8M.CEP 236X316 | 19 | 1 | NR | 18.7 | 1 | NR | 1.604% | OFFICIAL | 4BX34G41F42110H100 | 30 | 4BX | INSTALLATION BOX | 34G | SURFACE MOUNTING BOX | 41F | CEP,QP,QM,QX RANGES | 1 | 8 | NR | 3664.375 | CCM | 487.875 | 439.087 | G | 8011564111332 | 8011564474536 | 8011564474536 | 85389099
GW46436F | PAIR UPRIGHTS FOR F&E 500X405X200 BOARDS | PARA PROFIL.PION DO PŁYT F&E 500X405X200 | 19 | 1 | NR | 18.7 | 1 | NR | 1.604% | OFFICIAL | 4BX34G41F42511G100 | 30 | 4BX | INSTALLATION BOX | 34G | SURFACE MOUNTING BOX | 41F | CEP,QP,QM,QX RANGES | 1 | 10 | NR | 1123.85 | CCM | 742.5 | 668.25 | G | 8011564284197 | 8011564284197 | 8011564628939 | 85389099
GW46506F | POLYESTER BLANK DOOR 585X800X300 | POLIESTROWE DRZWI LITE 585X800X300 | 190 | 1 | NR | 187 | 1 | NR | 1.604% | OFFICIAL | 4BX34G41F42310I100 | 30 | 4BX | INSTALLATION BOX | 34G | SURFACE MOUNTING BOX | 41F | CEP,QP,QM,QX RANGES | 1 | 1 | NR | 42487.5 | CCM | 4.978 | 3.559 | KG | 8011564854963 | 8011564854963 | 8011564854963 | 85389099
GW46521F | PLATES AND UPRIGHTS FIXING BRACKET F&E | UCHWYT MOCOW. PŁYT I PROFILI PION. F&E | 12.7 | 1 | NR | 12.5 | 1 | NR | 1.6% | OFFICIAL | 4BX34G41F42511O100 | 30 | 4BX | INSTALLATION BOX | 34G | SURFACE MOUNTING BOX | 41F | CEP,QP,QM,QX RANGES | 1 | 20 | NR | 380.625 | CCM | 252.85 | 227.565 | G | 8011564284456 | 8011564284456 | 8011564629059 | 85389099
GW46540 | METAL SOLID PLATE H1X12M F&E | METALOWA PŁYTA LITA H1X12M F&E | 12.7 | 1 | NR | 12.5 | 1 | NR | 1.6% | OFFICIAL | 4BX34G41F42510S100 | 30 | 4BX | INSTALLATION BOX | 34G | SURFACE MOUNTING BOX | 41F | CEP,QP,QM,QX RANGES | 1 | 5 | NR | 846.45 | CCM | 352 | 316.8 | G | 8011564285842 | 8011564285842 | 8011564630512 | 85389099
GW46403 | STEEL BACK MOUNT. PLATE BOARD 405X500 | STALOWA PŁYTA MONTAŻ.TYLNA 405X500 | 19.2 | 1 | NR | 18.9 | 1 | NR | 1.587% | OFFICIAL | 4BX34G41F42510S100 | 30 | 4BX | INSTALLATION BOX | 34G | SURFACE MOUNTING BOX | 41F | CEP,QP,QM,QX RANGES | 1 | 5 | NR | 1165.5 | CCM | 2.52 | 2.25 | KG | 8011564013223 | 8011564013223 | 8011564322684 | 85389099
GW46409 | INSUL.BACK MOUNT.PLATE BOARD 310X425 | IZOL.PŁYTA MONTAŻ TYLNA 310X425 | 19.2 | 1 | NR | 18.9 | 1 | NR | 1.587% | OFFICIAL | 4BX34G41F42510W100 | 30 | 4BX | INSTALLATION BOX | 34G | SURFACE MOUNTING BOX | 41F | CEP,QP,QM,QX RANGES | 1 | 5 | NR | 721.875 | CCM | 610.6 | 549.5 | G | 8011564013285 | 8011564013285 | 8011564322745 | 85389099
GW44811 | WATERT.BOARD 396X474X160 IP55 BLANK DOOR | PŁYTA WODOSZ.396X474X160 IP55 DRZWI LITE | 128 | 1 | NR | 126 | 1 | NR | 1.587% | OFFICIAL | 4BX34G41F42110A100 | 30 | 4BX | INSTALLATION BOX | 34G | SURFACE MOUNTING BOX | 41F | CEP,QP,QM,QX RANGES | 1 | 2 | NR | 62730 | CCM | 3.948 | 3.553 | KG | 8011564028470 | 8011564339934 | 8011564339934 | 85371098
GW46513F | POLYESTER WIND. DOOR 405X500X200 | POLISETR. DRZWI Z OKNEM 405X500X200 | 132 | 1 | NR | 130 | 1 | NR | 1.538% | OFFICIAL | 4BX34G41F42310K100 | 30 | 4BX | INSTALLATION BOX | 34G | SURFACE MOUNTING BOX | 41F | CEP,QP,QM,QX RANGES | 1 | 8 | NR | 6349.219 | CCM | 1.454 | 1.355 | KG | 8011564855212 | 8011564855212 | 8011564990753 | 85389099
GW46432F | DIN RAIL 24 MOD. F&E | SZYNA DIN 24 MOD. F&E | 9.95 | 1 | NR | 9.8 | 1 | NR | 1.531% | OFFICIAL | 4BX34G41F42511I100 | 30 | 4BX | INSTALLATION BOX | 34G | SURFACE MOUNTING BOX | 41F | CEP,QP,QM,QX RANGES | 1 | 10 | NR | 1713.6 | CCM | 421 | 378.9 | G | 8011564284104 | 8011564284104 | 8011564628847 | 73269094
GW46522 | TRIANGULAR KEY FOR DISTRIBUTION BOARDS | KLUCZ TRÓJKĄTNY DO ROZDZIELNIC | 1.8 | 1 | NR | 1.78 | 1 | NR | 1.124% | OFFICIAL | 4BX34G41F42511O100 | 30 | 4BX | INSTALLATION BOX | 34G | SURFACE MOUNTING BOX | 41F | CEP,QP,QM,QX RANGES | 1 | 10 | NR | 162 | CCM | 27.1 | 24.39 | G | 8011564246911 | 8011564591318 | 8011564591318 | 85389099
GW44636 | GALVAN. STEEL BACK MOUNT.PLATE 200X254 | CYNK. STAL.PŁYTK.MONTAŻ.TYLNA 200X254 | 4.9 | 1 | NR | 4.85 | 1 | NR | 1.031% | OFFICIAL | 4BX34G41F42110E100 | 30 | 4BX | INSTALLATION BOX | 34G | SURFACE MOUNTING BOX | 41F | CEP,QP,QM,QX RANGES | 1 | 20 | NR | 249.9 | CCM | 348.2 | 313.38 | G | 8011564028609 | 8011564340046 | 8011564340046 | 85389099
GW46421F | PANEL WITH WINDOW H1 405MM 18M. F&E | PANEL Z OKNEM H1 405MM 18M. F&E | 14.9 | 1 | NR | 16.3 | 1 | NR | -8.589% | OFFICIAL | 4BX34G41F42511A100 | 30 | 4BX | INSTALLATION BOX | 34G | SURFACE MOUNTING BOX | 41F | CEP,QP,QM,QX RANGES | 1 | 10 | NR | 3848 | CCM | 837 | 753.3 | G | 8011564283831 | 8011564283831 | 8011564628519 | 85389099
GW46446 | SET OF 4 TROPICALIZED STEEL BRACKETS | ZESTAW 4 UCHWYTÓW STALOWYCH CYNKOWANYCH | 6.45 | 1 | NR | 7.15 | 1 | NR | -9.79% | OFFICIAL | 4BX34G41F42511O100 | 30 | 4BX | INSTALLATION BOX | 34G | SURFACE MOUNTING BOX | 41F | CEP,QP,QM,QX RANGES | 1 | 20 | NR | 211.613 | CCM | 411.5 | 360 | G | 8011564013650 | 8011564323117 | 8011564323117 | 85389099
GW46003F | WT.POLYEST. BOARD405X500X200 BLANK DOOR | OBUDOWA SZARA 405X500X200 DRZWI LITE | 122 | 1 | NR | 136 | 1 | NR | -10.29% | OFFICIAL | 4BX34G41F42310I100 | 30 | 4BX | INSTALLATION BOX | 34G | SURFACE MOUNTING BOX | 41F | CEP,QP,QM,QX RANGES | 1 | 1 | NR | 78680.25 | CCM | 6.792 | 6.125 | KG | 8011564854734 | 8011564854734 | 8011564854734 | 85381000
GW40473 | AESTETIC COVER TRUNKING ENTRY 12M | POKRYWA ESTETYCZ.WEJŚCIA KANAŁU 12M | 6.3 | 1 | NR | 6.15 | 1 | NR | 2.439% | OFFICIAL | 4BX34G43F44912O100 | 30 | 4BX | INSTALLATION BOX | 34G | SURFACE MOUNTING BOX | 43F | 40 WALL MOUNT.DIST.B | 1 | 20 | NR | 2311.05 | CCM | 171.25 | 154.125 | G | 8011564062894 | 8011564385092 | 8011564385092 | 85389099
GW40487 | 12 MOD.INTERNAL HORIZ.DIVIDER | 12 MOD.WEWNĘTRZNA PRZEKŁADKA POZIOMA | 4.2 | 1 | NR | 4.1 | 1 | NR | 2.439% | OFFICIAL | 4BX34G43F44912S100 | 30 | 4BX | INSTALLATION BOX | 34G | SURFACE MOUNTING BOX | 43F | 40 WALL MOUNT.DIST.B | 10 | 100 | NR | 190.95 | CCM | 67.83 | 61.047 | G | 8011564063051 | 8011564385320 | 8011564385337 | 85389099
GW40051 | DEC.SUR. MOU. ENCLOSURE 54M.(18X3) IP40 | DEK.NAT MONT. OBUDOWA 54M.(18X3) IP40 | 130 | 1 | NR | 127 | 1 | NR | 2.362% | OFFICIAL | 4BX34G43F44511W100 | 30 | 4BX | INSTALLATION BOX | 34G | SURFACE MOUNTING BOX | 43F | 40 WALL MOUNT.DIST.B | 1 | 2 | NR | 36540 | CCM | 4.133 | 3.524 | KG | 8011564033375 | 8011564514171 | 8011564514171 | 85381000
GW43042S | SEALABLE SCREWS KIT FOR S. MOUNT. ENCL. | ZESTAW USZCZ.WKRĘTÓW DO MONT.NAT. OBUD. | 2.2 | 1 | NR | 2.15 | 1 | NR | 2.326% | OFFICIAL | 4BX34G43F44712C100 | 30 | 4BX | INSTALLATION BOX | 34G | SURFACE MOUNTING BOX | 43F | 40 WALL MOUNT.DIST.B | 2 | 20 | NR | 81 | CCM | 83.692 | 5.322 | G | 8011564279834 | 8011564627055 | 8011564661462 | 85389099
GW40422U | UNIPOLAR TERM. BLOCK 12M (3x16+29x10) | JEDNOBIEG.LISTWA PRZYŁ.12M (3x16+29x10) | 17.8 | 1 | NR | 17.4 | 1 | NR | 2.299% | OFFICIAL | 4BX34G43F44912Q100 | 30 | 4BX | INSTALLATION BOX | 34G | SURFACE MOUNTING BOX | 43F | 40 WALL MOUNT.DIST.B | 1 | 10 | NR | 386.1 | CCM | 166.266 | 143.745 | G | 8011564854666 | 8011564854666 | 8011564990685 | 85369010
GW40474 | AESTETIC COVER TRUNKING ENTRY 18M | POKRYWA ESTETYCZ.WEJŚCIA KANAŁU 18M | 6.7 | 1 | NR | 6.55 | 1 | NR | 2.29% | OFFICIAL | 4BX34G43F44912O100 | 30 | 4BX | INSTALLATION BOX | 34G | SURFACE MOUNTING BOX | 43F | 40 WALL MOUNT.DIST.B | 1 | 20 | NR | 3351.1 | CCM | 231.75 | 208.575 | G | 8011564062917 | 8011564385122 | 8011564385122 | 85389099
GW40408B | BIPOLAR TERM. BLOCK 8M 2x(2x16+7x10) | DWUBIEG.LISTWA PRZYŁ.8M 2x(2x16+7x10) | 6.8 | 1 | NR | 6.65 | 1 | NR | 2.256% | OFFICIAL | 4BX34G43F44912Q100 | 30 | 4BX | INSTALLATION BOX | 34G | SURFACE MOUNTING BOX | 43F | 40 WALL MOUNT.DIST.B | 1 | 10 | NR | 162 | CCM | 89.375 | 84.583 | G | 8011564854628 | 8011564854628 | 8011564990616 | 85369010
GW40043 | DEC.SUR. MOU. ENCLOSURE 8M. IP40 | DEK.NAT MONT. OBUDOWA 8M. IP40 | 22.7 | 1 | NR | 22.2 | 1 | NR | 2.252% | OFFICIAL | 4BX34G43F44511W100 | 30 | 4BX | INSTALLATION BOX | 34G | SURFACE MOUNTING BOX | 43F | 40 WALL MOUNT.DIST.B | 1 | 14 | NR | 4787.286 | CCM | 603.571 | 540.1 | G | 8011564033290 | 8011564515963 | 8011564515963 | 85381000
GW40063 | DEC.SUR. MOU. ENCLOSURE 8M. IP40 BD | DEK.NAT MONT. OBUDOWA 8M. IP40 BD | 22.7 | 1 | NR | 22.2 | 1 | NR | 2.252% | OFFICIAL | 4BX34G43F44511X100 | 30 | 4BX | INSTALLATION BOX | 34G | SURFACE MOUNTING BOX | 43F | 40 WALL MOUNT.DIST.B | 1 | 14 | NR | 4787.286 | CCM | 597.749 | 544.29 | G | 8011564856516 | 8011564987302 | 8011564987302 | 85381000
GW40117 | S. M. DISTR.BOARD (18X2)36M.IP65 WITH TB | NAT.MONT.ROZDZIELNICA(18X2)36M.IP65 Z TB | 137 | 1 | NR | 134 | 1 | NR | 2.239% | OFFICIAL | 4BX34G43F44111Q100 | 30 | 4BX | INSTALLATION BOX | 34G | SURFACE MOUNTING BOX | 43F | 40 WALL MOUNT.DIST.B | 1 | 2 | NR | 33511 | CCM | 4.341 | 3.767 | KG | 8011564279650 | 8011564279650 | 8011564627048 | 85381000
GW40512 | SUPPORT BASE H.55MM CD FRANCE | PODST.WSPORN WYS. 55 MM CD FRANCJA | 19.2 | 1 | NR | 18.8 | 1 | NR | 2.128% | OFFICIAL | 4BX34G43F47913P100 | 30 | 4BX | INSTALLATION BOX | 34G | SURFACE MOUNTING BOX | 43F | 40 WALL MOUNT.DIST.B | 1 | 3 | NR | 8032.5 | CCM | 658.667 | 592.8 | G | 8011564081604 | 8011564515123 | 8011564515123 | 85389099
GW40001 | SUR. MOU. ENCLOSURE 4M.IP55 | NATYNKOWO MONT. OBUDOWA 4M.IP55 | 19.4 | 1 | NR | 19 | 1 | NR | 2.105% | OFFICIAL | 4BX34G43F44311S100 | 30 | 4BX | INSTALLATION BOX | 34G | SURFACE MOUNTING BOX | 43F | 40 WALL MOUNT.DIST.B | 1 | 24 | NR | 2239.625 | CCM | 393.958 | 374.15 | G | 8011564012530 | 8011564322073 | 8011564322073 | 85381000
GW43122S | CONFORMITY DECL. MODULE | DEKL.ZGODNOŚCI MODUŁ | 0.97 | 1 | NR | 0.95 | 1 | NR | 2.105% | OFFICIAL | 4BX34G43F44712C100 | 30 | 4BX | INSTALLATION BOX | 34G | SURFACE MOUNTING BOX | 43F | 40 WALL MOUNT.DIST.B | 1 | 10 | NR | 183.75 | CCM | 7.292 | 5.041 | G | 8011564280144 | 8011564280144 | 8011564627109 | 49011000
GW40479 | ANTI-DEFORMATION BRACKET BOARD 18 M | PŁYTA UCHWYTU PRZECIWODKSZTAŁC. 18M | 7.3 | 1 | NR | 7.15 | 1 | NR | 2.098% | OFFICIAL | 4BX34G43F44912O100 | 30 | 4BX | INSTALLATION BOX | 34G | SURFACE MOUNTING BOX | 43F | 40 WALL MOUNT.DIST.B | 1 | 20 | NR | 3837.6 | CCM | 282.5 | 254.25 | G | 8011564062979 | 8011564513266 | 8011564513266 | 85389099
GW40109BD | DISTRIB.BOARD 72M(18X4) IP65 T.B.BIP.40H | NAT. BUD. ROZDZ.72M(18X4) IP65 M.BIP.40F | 293 | 1 | NR | 287 | 1 | NR | 2.091% | OFFICIAL | 4BX34G43F44111R100 | 30 | 4BX | INSTALLATION BOX | 34G | SURFACE MOUNTING BOX | 43F | 40 WALL MOUNT.DIST.B | 1 | 1 | NR | 81168 | CCM | 8.333 | 6.946 | KG | 8011564896673 | 8011564896673 | 8011564896673 | 85371098
GW40527 | BACK MOU. INSULATED PLATE 26M CD FRANCE | MONT.Z TYŁ. PŁYTA IZOLOWANA 26M CD FRANCJA | 9.8 | 1 | NR | 9.6 | 1 | NR | 2.083% | OFFICIAL | 4BX34G43F47913Q100 | 30 | 4BX | INSTALLATION BOX | 34G | SURFACE MOUNTING BOX | 43F | 40 WALL MOUNT.DIST.B | 1 | 4 | NR | 902.344 | CCM | 216 | 194.4 | G | 8011564081734 | 8011564465824 | 8011564465824 | 85389099
GW40108BD | DISTRIB.BOARD 54M(18X3) IP65 T.B.BIP.40H | NAT. BUD. ROZDZ.54M(18X3) IP65 M.BIP.40F | 196 | 1 | NR | 192 | 1 | NR | 2.083% | OFFICIAL | 4BX34G43F44111R100 | 30 | 4BX | INSTALLATION BOX | 34G | SURFACE MOUNTING BOX | 43F | 40 WALL MOUNT.DIST.B | 1 | 1 | NR | 65306.25 | CCM | 4.494 | 3.485 | KG | 8011564896659 | 8011564896659 | 8011564896659 | 85371098
GW40529 | BACK MOU. INSULATED PLATE 52M CD FRANCE | MONT.Z TYŁ. PŁYTA IZOLOWANA 52M CD FRANCJA | 24.5 | 1 | NR | 24 | 1 | NR | 2.083% | OFFICIAL | 4BX34G43F47913Q100 | 30 | 4BX | INSTALLATION BOX | 34G | SURFACE MOUNTING BOX | 43F | 40 WALL MOUNT.DIST.B | 1 | 2 | NR | 3885 | CCM | 583 | 524.7 | G | 8011564081758 | 8011564465848 | 8011564465848 | 85389099
GW40423 | MODULES COVER PROFILE RAL7035 | PROFIL POKRYWY MODUŁÓW RAL7035 | 29.7 | 100 | NR | 29.1 | 100 | NR | 2.062% | OFFICIAL | 4BX34G43F44912W100 | 30 | 4BX | INSTALLATION BOX | 34G | SURFACE MOUNTING BOX | 43F | 40 WALL MOUNT.DIST.B | 1 | 50 | NR | 84.645 | CCM | 10.06 | 9.054 | G | 8011564024175 | 8011564351400 | 8011564351400 | 85389099
GW40467 | MODULES COVER FOR ENCLOSURES RAL9016 | POKRYWA MODUŁÓW DO OBUDÓW RAL9016 | 29.7 | 100 | NR | 29.1 | 100 | NR | 2.062% | OFFICIAL | 4BX34G43F44912W100 | 30 | 4BX | INSTALLATION BOX | 34G | SURFACE MOUNTING BOX | 43F | 40 WALL MOUNT.DIST.B | 10 | 50 | NR | 84.645 | CCM | 10.4 | 9.36 | G | 8011564430204 | 8011564656710 | 8011564656710 | 85389099
GW40528 | BACK MOU. INSULATED PLATE 39M CD FRANCE | MONT.Z TYŁ. PŁYTA IZOLOWANA 39M CD FRANCJA | 20 | 1 | NR | 19.6 | 1 | NR | 2.041% | OFFICIAL | 4BX34G43F47913Q100 | 30 | 4BX | INSTALLATION BOX | 34G | SURFACE MOUNTING BOX | 43F | 40 WALL MOUNT.DIST.B | 1 | 4 | NR | 1942.5 | CCM | 328.25 | 295.425 | G | 8011564081741 | 8011564465831 | 8011564465831 | 85389099
GW40401 | TERM.BLOCK FOR ENCLOSURE (1X25)+(7X10) | LISTWA PRZYŁ. DO OBUDOWY (1X25)+(7X10) | 10.1 | 1 | NR | 9.9 | 1 | NR | 2.02% | OFFICIAL | 4BX34G43F44912Q100 | 30 | 4BX | INSTALLATION BOX | 34G | SURFACE MOUNTING BOX | 43F | 40 WALL MOUNT.DIST.B | 1 | 10 | NR | 162 | CCM | 159.6 | 143.64 | G | 8011564012660 | 8011564918559 | 8011564918559 | 85369010
GW40532 | BLANK DOOR 26 MOD.CD FRANCE | DRZWI LITE 26 MOD.CD FRANCJA | 30.3 | 1 | NR | 29.7 | 1 | NR | 2.02% | OFFICIAL | 4BX34G43F47913S100 | 30 | 4BX | INSTALLATION BOX | 34G | SURFACE MOUNTING BOX | 43F | 40 WALL MOUNT.DIST.B | 1 | 4 | NR | 8725.781 | CCM | 731.25 | 658.125 | G | 8011564081789 | 8011564465886 | 8011564465886 | 85389099
GW40537 | TRANSPARENT DOOR 26 MOD.CD FRANCE | DRZWI PRZEŹROCZYSTE 26 MOD.CD FRANCJA | 30.3 | 1 | NR | 29.7 | 1 | NR | 2.02% | OFFICIAL | 4BX34G43F47913U100 | 30 | 4BX | INSTALLATION BOX | 34G | SURFACE MOUNTING BOX | 43F | 40 WALL MOUNT.DIST.B | 1 | 4 | NR | 8725.781 | CCM | 715.5 | 643.95 | G | 8011564081826 | 8011564465930 | 8011564465930 | 85389099
GW40009 | SUR. MOU. ENCLOSURE 36M.(18X2) IP55 | NATYNKOWO MONT. OBUDOWA 36M.(18X2) IP55 | 101 | 1 | NR | 99 | 1 | NR | 2.02% | OFFICIAL | 4BX34G43F44311S100 | 30 | 4BX | INSTALLATION BOX | 34G | SURFACE MOUNTING BOX | 43F | 40 WALL MOUNT.DIST.B | 1 | 4 | NR | 24160.5 | CCM | 3.08 | 2.772 | KG | 8011564012578 | 8011564322110 | 8011564322110 | 85381000
GW40119 | S. M. DISTR.BOARD (18X4)72M.IP65 WITH TB | NAT.MONT.ROZDZIELNICA(18X4)72M.IP65 Z TB | 253 | 1 | NR | 248 | 1 | NR | 2.016% | OFFICIAL | 4BX34G43F44111Q100 | 30 | 4BX | INSTALLATION BOX | 34G | SURFACE MOUNTING BOX | 43F | 40 WALL MOUNT.DIST.B | 1 | 1 | NR | 81168 | CCM | 8.255 | 7.43 | KG | 8011564279674 | 8011564279674 | 8011564279674 | 85381000
GW40496 | BLANK COVER PANEL 18M.WHITE | POKRYWA ZAŚLEPKI 18M BIAŁA | 7.6 | 1 | NR | 7.45 | 1 | NR | 2.013% | OFFICIAL | 4BX34G43F44912U100 | 30 | 4BX | INSTALLATION BOX | 34G | SURFACE MOUNTING BOX | 43F | 40 WALL MOUNT.DIST.B | 1 | 20 | NR | 1204.875 | CCM | 240.65 | 206.7 | G | 8011564073166 | 8011564400078 | 8011564400078 | 85389099
GW40592 | EARTH TERMINAL BLOCK 24E 23-42M FR.ENCL. | LISTWA PRZYŁĄCZ.UZIEM 24E 23-42M FR.OBUD | 15.2 | 1 | NR | 14.9 | 1 | NR | 2.013% | OFFICIAL | 4BX34G43F47913Q100 | 30 | 4BX | INSTALLATION BOX | 34G | SURFACE MOUNTING BOX | 43F | 40 WALL MOUNT.DIST.B | 20 | 20 | NR | 537.469 | CCM | 134 | 120.6 | G | 8011564298330 | 8011564643734 | 8011564643734 | 85369010
GW40112 | SUR. MOU. ENCLOSURE 8M.IP65 WITH TB | NAT. MONT. OBUDOWA 8M.IP65 Z TB | 35.5 | 1 | NR | 34.8 | 1 | NR | 2.011% | OFFICIAL | 4BX34G43F44111Q100 | 30 | 4BX | INSTALLATION BOX | 34G | SURFACE MOUNTING BOX | 43F | 40 WALL MOUNT.DIST.B | 1 | 12 | NR | 5442.188 | CCM | 952.5 | 857.25 | G | 8011564279636 | 8011564279636 | 8011564627024 | 85381000
GW43114S | PLASTIC FRONT. S.M. ENCL. 48M | FRONT.PLASTIK. NATYNK. OBUD. 48M | 35.5 | 1 | NR | 34.8 | 1 | NR | 2.011% | OFFICIAL | 4BX34G43F44712C100 | 30 | 4BX | INSTALLATION BOX | 34G | SURFACE MOUNTING BOX | 43F | 40 WALL MOUNT.DIST.B | 1 | 1 | NR | 69375 | CCM | 1.69 | 1.521 | KG | 8011564280113 | 8011564280113 | 8011564280113 | 85389099
GW40502 | FRENCH STD. ENCLOSURE 26MOD. 2 ROWS | OBUDOWA ST FRANCUSKI 26 MOD. 2 RZĘDY | 50.9 | 1 | NR | 49.9 | 1 | NR | 2.004% | OFFICIAL | 4BX34G43F47913M100 | 30 | 4BX | INSTALLATION BOX | 34G | SURFACE MOUNTING BOX | 43F | 40 WALL MOUNT.DIST.B | 1 | 4 | NR | 12459.25 | CCM | 1.267 | 1.14 | KG | 8011564081567 | 8011564465527 | 8011564465527 | 85381000
GW40053BQ | DEC.ENCLOSURE.72M.(18X4) IP40 M.BIP.80H | NAT. MONT. OB.72M.(18X4) IP40 M.BIP.80F | 255 | 1 | NR | 250 | 1 | NR | 2% | OFFICIAL | 4BX34G43F44511Y100 | 30 | 4BX | INSTALLATION BOX | 34G | SURFACE MOUNTING BOX | 43F | 40 WALL MOUNT.DIST.B | 1 | 1 | NR | 81168 | CCM | 7.321 | 5.938 | KG | 8011564896772 | 8011564896772 | 8011564896772 | 85381000
GW40073BQ | DEC.ENCL.B.DOOR 72M(18X4) IP40 M.B.80H | DEK. OBUDOWA NAT. 72M(18X4) IP40 M.B.80F | 255 | 1 | NR | 250 | 1 | NR | 2% | OFFICIAL | 4BX34G43F44511Z100 | 30 | 4BX | INSTALLATION BOX | 34G | SURFACE MOUNTING BOX | 43F | 40 WALL MOUNT.DIST.B | 1 | 1 | NR | 81168 | CCM | 7.321 | 5.938 | KG | 8011564896888 | 8011564896888 | 8011564896888 | 85381000
GW40114 | SUR. MOU. ENCL.24M.(12X2) IP65+T.BLOCK | NAT. MONT. OBUD.24M.(12X2) IP65+T.BLOK | 102 | 1 | NR | 100 | 1 | NR | 2% | OFFICIAL | 4BX34G43F47713C100 | 30 | 4BX | INSTALLATION BOX | 34G | SURFACE MOUNTING BOX | 43F | 40 WALL MOUNT.DIST.B | 1 | 3 | NR | 22340.667 | CCM | 2.567 | 2.31 | KG | 8011564062320 | 8011564513983 | 8011564513983 | 85381000
GW43074S | SURFACE-MOUNT.ENCLOSURE BLANK DOOR 48M | OBUDOWA NATYNKOWA DRZWI LITE 48 M | 40.8 | 1 | NR | 40 | 1 | NR | 2% | OFFICIAL | 4BX34G43F44712C100 | 30 | 4BX | INSTALLATION BOX | 34G | SURFACE MOUNTING BOX | 43F | 40 WALL MOUNT.DIST.B | 1 | 2 | NR | 16492 | CCM | 1.64 | 1.476 | KG | 8011564279995 | 8011564279995 | 8011564995338 | 85389099
GW40116 | SUR. MOU. DIST. BOARD 18M.IP65 WITH TB | NAT. MONT. ROZDZIELNICA 18M.IP65 Z TB | 76.7 | 1 | NR | 75.2 | 1 | NR | 1.995% | OFFICIAL | 4BX34G43F44111Q100 | 30 | 4BX | INSTALLATION BOX | 34G | SURFACE MOUNTING BOX | 43F | 40 WALL MOUNT.DIST.B | 1 | 3 | NR | 22340.667 | CCM | 2.79 | 2.528 | KG | 8011564279643 | 8011564279643 | 8011564627031 | 85381000
GW40007 | SUR. MOU. ENCLOSURE 24M.(12X2) IP55 | NATYNKOWO MONT. OBUDOWA 24M.(12X2) IP55 | 66.5 | 1 | NR | 65.2 | 1 | NR | 1.994% | OFFICIAL | 4BX34G43F44311S100 | 30 | 4BX | INSTALLATION BOX | 34G | SURFACE MOUNTING BOX | 43F | 40 WALL MOUNT.DIST.B | 1 | 6 | NR | 16107 | CCM | 1.973 | 1.775 | KG | 8011564012561 | 8011564322103 | 8011564322103 | 85381000
GW40108BT | DISTRIB.BOARD 54M(18X3) IP65 T.B.BIP.60H | NAT. BUD. ROZDZ.54M(18X3) IP65 M.BIP.60F | 205 | 1 | NR | 201 | 1 | NR | 1.99% | OFFICIAL | 4BX34G43F44111R100 | 30 | 4BX | INSTALLATION BOX | 34G | SURFACE MOUNTING BOX | 43F | 40 WALL MOUNT.DIST.B | 1 | 1 | NR | 65306.25 | CCM | 6.291 | 5.282 | KG | 8011564896666 | 8011564896666 | 8011564896666 | 85371098
GW40493 | BLANK COVER PANEL BOARD 18M.GR.RAL7035 | PŁYTA POKRYWY ZAŚLEPKI 18M.SZ.RAL7035 | 7.7 | 1 | NR | 7.55 | 1 | NR | 1.987% | OFFICIAL | 4BX34G43F44912U100 | 30 | 4BX | INSTALLATION BOX | 34G | SURFACE MOUNTING BOX | 43F | 40 WALL MOUNT.DIST.B | 1 | 20 | NR | 1204.875 | CCM | 228.1 | 210 | G | 8011564063105 | 8011564385412 | 8011564385412 | 85389099
GW40591 | EARTH TERMINAL BLOCK 12E 13-39M FR.ENCL. | LISTWA PRZYŁĄCZ.UZIEM 12E 13-39M FR.OBUD | 10.3 | 1 | NR | 10.1 | 1 | NR | 1.98% | OFFICIAL | 4BX34G43F47913Q100 | 30 | 4BX | INSTALLATION BOX | 34G | SURFACE MOUNTING BOX | 43F | 40 WALL MOUNT.DIST.B | 20 | 20 | NR | 537.469 | CCM | 98.75 | 88.875 | G | 8011564298347 | 8011564643741 | 8011564643741 | 85369010
GW43024S | SURFACE-MOUNTING ENCLOSURE 48 M STD DE | OBUDOWA MONT.NATYNK. 48 M STD NIEM | 103 | 1 | NR | 101 | 1 | NR | 1.98% | OFFICIAL | 4BX34G43F44712C100 | 30 | 4BX | INSTALLATION BOX | 34G | SURFACE MOUNTING BOX | 43F | 40 WALL MOUNT.DIST.B | 1 | 1 | NR | 35175 | CCM | 3.062 | 2.098 | KG | 8011564279797 | 8011564279797 | 8011564279797 | 85381000
GW40488 | 18 MOD.INTERNAL HORIZ.DIVIDER | 18 MOD.WEWNĘTRZNA PRZEKŁADKA POZIOMA | 5.2 | 1 | NR | 5.1 | 1 | NR | 1.961% | OFFICIAL | 4BX34G43F44912S100 | 30 | 4BX | INSTALLATION BOX | 34G | SURFACE MOUNTING BOX | 43F | 40 WALL MOUNT.DIST.B | 10 | 100 | NR | 293.15 | CCM | 113.06 | 101.754 | G | 8011564063068 | 8011564385344 | 8011564385351 | 85389099
GW40492 | BLANK COVER PANEL BOARD 12M.GR.RAL7035 | PŁYTA POKRYWY ZAŚLEPKI 12M.SZ.RAL7035 | 5.2 | 1 | NR | 5.1 | 1 | NR | 1.961% | OFFICIAL | 4BX34G43F44912U100 | 30 | 4BX | INSTALLATION BOX | 34G | SURFACE MOUNTING BOX | 43F | 40 WALL MOUNT.DIST.B | 1 | 20 | NR | 740.35 | CCM | 99.6 | 89.64 | G | 8011564063082 | 8011564385382 | 8011564385382 | 85389099
GW40495 | BLANK COVER PANEL 12M.WHITE | POKRYWA ZAŚLEPKI 12M BIAŁA | 5.2 | 1 | NR | 5.1 | 1 | NR | 1.961% | OFFICIAL | 4BX34G43F44912U100 | 30 | 4BX | INSTALLATION BOX | 34G | SURFACE MOUNTING BOX | 43F | 40 WALL MOUNT.DIST.B | 1 | 20 | NR | 740.35 | CCM | 109.15 | 98.235 | G | 8011564073159 | 8011564400061 | 8011564400061 | 85389099
GW40534 | BLANK DOOR 52 MOD.CD FRANCE | DRZWI LITE 52 MOD.CD FRANCJA | 62.4 | 1 | NR | 61.2 | 1 | NR | 1.961% | OFFICIAL | 4BX34G43F47913S100 | 30 | 4BX | INSTALLATION BOX | 34G | SURFACE MOUNTING BOX | 43F | 40 WALL MOUNT.DIST.B | 1 | 2 | NR | 15960 | CCM | 1.577 | 1.419 | KG | 8011564081802 | 8011564465916 | 8011564465916 | 85389099
GW40546 | COUPLING KIT CD FRANCE | ZESTAW MOCOWAŃ CD FRANCJA | 2.6 | 1 | NR | 2.55 | 1 | NR | 1.961% | OFFICIAL | 4BX34G43F47913Q100 | 30 | 4BX | INSTALLATION BOX | 34G | SURFACE MOUNTING BOX | 43F | 40 WALL MOUNT.DIST.B | 1 | 20 | NR | 81 | CCM | 9.85 | 8.865 | G | 8011564081871 | 8011564467118 | 8011564467118 | 85389099
GW40115 | SUR. MOU. ENCL.36M.(12X3) IP65+T.BLOCK | NAT. MONT. OBUD.36M.(12X3) IP65+T.BLOK | 156 | 1 | NR | 153 | 1 | NR | 1.961% | OFFICIAL | 4BX34G43F47713C100 | 30 | 4BX | INSTALLATION BOX | 34G | SURFACE MOUNTING BOX | 43F | 40 WALL MOUNT.DIST.B | 1 | 2 | NR | 38400 | CCM | 4.23 | 3.807 | KG | 8011564062351 | 8011564515932 | 8011564515932 | 85381000
GW43113S | PLASTIC FRONT. S.M. ENCL. 36M | FRONT.PLASTIK. NATYNK. OBUD. 36M | 31.3 | 1 | NR | 30.7 | 1 | NR | 1.954% | OFFICIAL | 4BX34G43F44712C100 | 30 | 4BX | INSTALLATION BOX | 34G | SURFACE MOUNTING BOX | 43F | 40 WALL MOUNT.DIST.B | 1 | 1 | NR | 24725.25 | CCM | 1.55 | 1.395 | KG | 8011564280106 | 8011564280106 | 8011564280106 | 85389099
GW40123 | SUR. MOU..ENCL.12M.IP65+T.B.+FLA. | NAT. MONT.OBUD.12M.IP65+T.B.+FLA. | 78.3 | 1 | NR | 76.8 | 1 | NR | 1.953% | OFFICIAL | 4BX34G43F47713E100 | 30 | 4BX | INSTALLATION BOX | 34G | SURFACE MOUNTING BOX | 43F | 40 WALL MOUNT.DIST.B | 1 | 6 | NR | 20910 | CCM | 2.173 | 1.956 | KG | 8011564103016 | 8011564457911 | 8011564457911 | 85381000
GW40541 | BLOCK/PANEL BLANK DOOR CD FRANCE | DRZWI LITE BLOK/PANEL CD FRANCJA | 26.1 | 1 | NR | 25.6 | 1 | NR | 1.953% | OFFICIAL | 4BX34G43F47913W100 | 30 | 4BX | INSTALLATION BOX | 34G | SURFACE MOUNTING BOX | 43F | 40 WALL MOUNT.DIST.B | 1 | 4 | NR | 10338.5 | CCM | 678.75 | 610.875 | G | 8011564081857 | 8011564465961 | 8011564465961 | 85389099
GW40526 | BACK MOU. INSULATED PLATE 13M CD FRANCE | MONT.Z TYŁ. PŁYTA IZOLOWANA 13M CD FRANCJA | 7.85 | 1 | NR | 7.7 | 1 | NR | 1.948% | OFFICIAL | 4BX34G43F47913Q100 | 30 | 4BX | INSTALLATION BOX | 34G | SURFACE MOUNTING BOX | 43F | 40 WALL MOUNT.DIST.B | 1 | 8 | NR | 566.438 | CCM | 134.75 | 121.275 | G | 8011564081727 | 8011564465817 | 8011564465817 | 85389099
GW40049BD | DEC.ENCLOSURE.36M.(18X2) IP40 M.BIP.40H | NAT. MONT. OB.36M.(18X2) IP40 M.BIP.40F | 94.7 | 1 | NR | 92.9 | 1 | NR | 1.938% | OFFICIAL | 4BX34G43F44511Y100 | 30 | 4BX | INSTALLATION BOX | 34G | SURFACE MOUNTING BOX | 43F | 40 WALL MOUNT.DIST.B | 1 | 2 | NR | 33511 | CCM | 3.258 | 2.887 | KG | 8011564896741 | 8011564918337 | 8011564918337 | 85381000
GW40069BD | DEC.ENCL.B.DOOR 36M(18X2) IP40 M.B.40H | DEK. OBUDOWA NAT. 36M(18X2) IP40 M.B.40F | 94.7 | 1 | NR | 92.9 | 1 | NR | 1.938% | OFFICIAL | 4BX34G43F44511Z100 | 30 | 4BX | INSTALLATION BOX | 34G | SURFACE MOUNTING BOX | 43F | 40 WALL MOUNT.DIST.B | 1 | 2 | NR | 33511 | CCM | 3.258 | 2.887 | KG | 8011564896857 | 8011564918580 | 8011564918580 | 85381000
GW40047 | DEC.SUR. MOU. ENCLOSURE 24M.(12X2) IP40 | DEK.NAT MONT. OBUDOWA 24M.(12X2) IP40 | 47.7 | 1 | NR | 46.8 | 1 | NR | 1.923% | OFFICIAL | 4BX34G43F44511W100 | 30 | 4BX | INSTALLATION BOX | 34G | SURFACE MOUNTING BOX | 43F | 40 WALL MOUNT.DIST.B | 1 | 6 | NR | 12800 | CCM | 1.46 | 1.266 | KG | 8011564033337 | 8011564346864 | 8011564346864 | 85381000
GW40418U | UNIPOLAR TERM. BLOCK 18M (3x16+17x10) | JEDNOBIEG.LISTWA PRZYŁ.18M (3x16+17x10) | 10.6 | 1 | NR | 10.4 | 1 | NR | 1.923% | OFFICIAL | 4BX34G43F44912Q100 | 30 | 4BX | INSTALLATION BOX | 34G | SURFACE MOUNTING BOX | 43F | 40 WALL MOUNT.DIST.B | 1 | 10 | NR | 820.313 | CCM | 168.845 | 143.249 | G | 8011564854673 | 8011564854673 | 8011564990678 | 85369010
GW40504 | FRENCH STD. ENCLOSURE 52MOD. 4 ROWS | OBUDOWA ST FRANCUSKI 52 MOD. 4 RZĘDY | 106 | 1 | NR | 104 | 1 | NR | 1.923% | OFFICIAL | 4BX34G43F47913M100 | 30 | 4BX | INSTALLATION BOX | 34G | SURFACE MOUNTING BOX | 43F | 40 WALL MOUNT.DIST.B | 1 | 2 | NR | 21609 | CCM | 2.163 | 1.947 | KG | 8011564081581 | 8011564465541 | 8011564465541 | 85381000
GW40067 | DEC.SUR. MOU. ENCL. 24M.(12X2) IP40 BD | DEK.NAT MONT. OBUD. 24M.(12X2) IP40 BD | 47.8 | 1 | NR | 46.9 | 1 | NR | 1.919% | OFFICIAL | 4BX34G43F44511X100 | 30 | 4BX | INSTALLATION BOX | 34G | SURFACE MOUNTING BOX | 43F | 40 WALL MOUNT.DIST.B | 1 | 6 | NR | 12800 | CCM | 1.421 | 1.276 | KG | 8011564856530 | 8011564987326 | 8011564987326 | 85381000
GW40404 | TERM.BLOCK FOR ENCLOSURE (5X25)+(14X10) | LISTWA PRZYŁ. DO OBUDOWY (5X25)+(14X10) | 26.6 | 1 | NR | 26.1 | 1 | NR | 1.916% | OFFICIAL | 4BX34G43F44912Q100 | 30 | 4BX | INSTALLATION BOX | 34G | SURFACE MOUNTING BOX | 43F | 40 WALL MOUNT.DIST.B | 1 | 10 | NR | 820.313 | CCM | 401.2 | 361.08 | G | 8011564063013 | 8011564918573 | 8011564918573 | 85369010
GW40113 | SUR. MOU. ENCL.12M.IP65+T.BLOCK | NAT. MONT. OBUD.12M.IP65+T.BLOK | 69.2 | 1 | NR | 67.9 | 1 | NR | 1.915% | OFFICIAL | 4BX34G43F47713C100 | 30 | 4BX | INSTALLATION BOX | 34G | SURFACE MOUNTING BOX | 43F | 40 WALL MOUNT.DIST.B | 1 | 6 | NR | 20910 | CCM | 2.293 | 2.064 | KG | 8011564062306 | 8011564384293 | 8011564384293 | 85381000
GW40118 | S. M. DISTR.BOARD (18X3)54M.IP65 WITH TB | NAT.MONT.ROZDZIELNICA(18X3)54M.IP65 Z TB | 213 | 1 | NR | 209 | 1 | NR | 1.914% | OFFICIAL | 4BX34G43F44111Q100 | 30 | 4BX | INSTALLATION BOX | 34G | SURFACE MOUNTING BOX | 43F | 40 WALL MOUNT.DIST.B | 1 | 1 | NR | 65306.25 | CCM | 5.97 | 5.373 | KG | 8011564279667 | 8011564279667 | 8011564279667 | 85381000
GW40503 | FRENCH STD. ENCLOSURE 39MOD. 3 ROWS | OBUDOWA ST FRANCUSKI 39 MOD. 3 RZĘDY | 80.1 | 1 | NR | 78.6 | 1 | NR | 1.908% | OFFICIAL | 4BX34G43F47913M100 | 30 | 4BX | INSTALLATION BOX | 34G | SURFACE MOUNTING BOX | 43F | 40 WALL MOUNT.DIST.B | 1 | 4 | NR | 22758.75 | CCM | 1.744 | 1.569 | KG | 8011564081574 | 8011564465534 | 8011564465534 | 85381000
GW40516 | SPACER KIT 13 MOD.CD FRANCE | ZESTAW PRZEKŁADEK 13 MOD.CD FRANCJA | 26.7 | 1 | NR | 26.2 | 1 | NR | 1.908% | OFFICIAL | 4BX34G43F47913Q100 | 30 | 4BX | INSTALLATION BOX | 34G | SURFACE MOUNTING BOX | 43F | 40 WALL MOUNT.DIST.B | 1 | 8 | NR | 4362.891 | CCM | 578.5 | 520.65 | G | 8011564081642 | 8011564465213 | 8011564465213 | 85389099
GW43071S | SURFACE-MOUNT.ENCLOSURE BLANK DOOR 12M | OBUDOWA NATYNKOWA DRZWI LITE 12 M | 21.4 | 1 | NR | 21 | 1 | NR | 1.905% | OFFICIAL | 4BX34G43F44712C100 | 30 | 4BX | INSTALLATION BOX | 34G | SURFACE MOUNTING BOX | 43F | 40 WALL MOUNT.DIST.B | 1 | 4 | NR | 1544.063 | CCM | 620 | 610 | G | 8011564279964 | 8011564279964 | 8011564995307 | 85389099
GW40106BS | ENCLOSURE 18M.IP65 T.BL.BIP.20 H | CENTRALINO PARETE 18M.IP65 MORS.BIP.20 F | 69.8 | 1 | NR | 68.5 | 1 | NR | 1.898% | OFFICIAL | 4BX34G43F44111R100 | 30 | 4BX | INSTALLATION BOX | 34G | SURFACE MOUNTING BOX | 43F | 40 WALL MOUNT.DIST.B | 1 | 3 | NR | 21369.333 | CCM | 2.554 | 2.341 | KG | 8011564896567 | 8011564917996 | 8011564917996 | 85381000
GW40065 | DEC.SUR. MOU. ENCLOSURE 12M. IP40 BD | DEK.NAT MONT. OBUDOWA 12M. IP40 BD | 32.3 | 1 | NR | 31.7 | 1 | NR | 1.893% | OFFICIAL | 4BX34G43F44511X100 | 30 | 4BX | INSTALLATION BOX | 34G | SURFACE MOUNTING BOX | 43F | 40 WALL MOUNT.DIST.B | 1 | 9 | NR | 8533.333 | CCM | 945.29 | 845.467 | G | 8011564856523 | 8011564987319 | 8011564987319 | 85381000
GW40047BD | DEC.ENCLOSURE.24M.(12X2) IP40 M.BIP.28H | NAT. MONT. OB.24M.(12X2) IP40 M.BIP.28F | 53.9 | 1 | NR | 52.9 | 1 | NR | 1.89% | OFFICIAL | 4BX34G43F44511Y100 | 30 | 4BX | INSTALLATION BOX | 34G | SURFACE MOUNTING BOX | 43F | 40 WALL MOUNT.DIST.B | 1 | 6 | NR | 12800 | CCM | 1.658 | 1.517 | KG | 8011564896727 | 8011564918184 | 8011564918184 | 85381000
GW40067BD | DEC.ENCL.B.DOOR 24M(12X2) IP40 M.B.28H | DEK. OBUDOWA NAT. 24M(12X2) IP40 M.B.28F | 53.9 | 1 | NR | 52.9 | 1 | NR | 1.89% | OFFICIAL | 4BX34G43F44511Z100 | 30 | 4BX | INSTALLATION BOX | 34G | SURFACE MOUNTING BOX | 43F | 40 WALL MOUNT.DIST.B | 1 | 6 | NR | 12800 | CCM | 1.658 | 1.517 | KG | 8011564896819 | 8011564918382 | 8011564918382 | 85381000
GW40125 | SUR. MOU..ENCL.36M(12X3) IP65+T.B.+FLA. | NAT. MONT.OBUD.36M(12X3) IP65+T.B.+FLA. | 162 | 1 | NR | 159 | 1 | NR | 1.887% | OFFICIAL | 4BX34G43F47713E100 | 30 | 4BX | INSTALLATION BOX | 34G | SURFACE MOUNTING BOX | 43F | 40 WALL MOUNT.DIST.B | 1 | 2 | NR | 38400 | CCM | 4.514 | 4.062 | KG | 8011564103030 | 8011564593817 | 8011564593817 | 85381000
GW40045 | DEC.SUR. MOU. ENCLOSURE 12M. IP40 | DEK.NAT MONT. OBUDOWA 12M. IP40 | 32.5 | 1 | NR | 31.9 | 1 | NR | 1.881% | OFFICIAL | 4BX34G43F44511W100 | 30 | 4BX | INSTALLATION BOX | 34G | SURFACE MOUNTING BOX | 43F | 40 WALL MOUNT.DIST.B | 1 | 9 | NR | 8533.333 | CCM | 988.889 | 838.163 | G | 8011564033313 | 8011564346840 | 8011564346840 | 85381000
GW40539 | TRANSPARENT DOOR 52 MOD.CD FRANCE | DRZWI PRZEŹROCZYSTE 52 MOD.CD FRANCJA | 65 | 1 | NR | 63.8 | 1 | NR | 1.881% | OFFICIAL | 4BX34G43F47913U100 | 30 | 4BX | INSTALLATION BOX | 34G | SURFACE MOUNTING BOX | 43F | 40 WALL MOUNT.DIST.B | 1 | 2 | NR | 15960 | CCM | 1.537 | 1.383 | KG | 8011564081840 | 8011564465954 | 8011564465954 | 85389099
GW40501 | FRENCH STD. ENCLOSURE 13MOD. 1 ROW | OBUDOWA ST FRANCUSKI 13 MOD. 1 RZĄD | 32.6 | 1 | NR | 32 | 1 | NR | 1.875% | OFFICIAL | 4BX34G43F47913M100 | 30 | 4BX | INSTALLATION BOX | 34G | SURFACE MOUNTING BOX | 43F | 40 WALL MOUNT.DIST.B | 1 | 8 | NR | 7196.875 | CCM | 875.75 | 788.175 | G | 8011564081550 | 8011564465510 | 8011564465510 | 85381000
GW43112S | PLASTIC FRONT. S.M. ENCL. 24M | FRONT.PLASTIK. NATYNK. OBUD. 24M | 27.2 | 1 | NR | 26.7 | 1 | NR | 1.873% | OFFICIAL | 4BX34G43F44712C100 | 30 | 4BX | INSTALLATION BOX | 34G | SURFACE MOUNTING BOX | 43F | 40 WALL MOUNT.DIST.B | 1 | 1 | NR | 20506.5 | CCM | 915 | 815 | G | 8011564280090 | 8011564280090 | 8011564280090 | 85389099
GW40518 | SPACER KIT 39 MOD.CD FRANCE | ZESTAW PRZEKŁADEK 39 MOD.CD FRANCJA | 43.7 | 1 | NR | 42.9 | 1 | NR | 1.865% | OFFICIAL | 4BX34G43F47913Q100 | 30 | 4BX | INSTALLATION BOX | 34G | SURFACE MOUNTING BOX | 43F | 40 WALL MOUNT.DIST.B | 1 | 4 | NR | 10200 | CCM | 917.75 | 825.975 | G | 8011564081666 | 8011564465237 | 8011564465237 | 85389099
GW40533 | BLANK DOOR 39 MOD.CD FRANCE | DRZWI LITE 39 MOD.CD FRANCJA | 43.7 | 1 | NR | 42.9 | 1 | NR | 1.865% | OFFICIAL | 4BX34G43F47913S100 | 30 | 4BX | INSTALLATION BOX | 34G | SURFACE MOUNTING BOX | 43F | 40 WALL MOUNT.DIST.B | 1 | 4 | NR | 9990.5 | CCM | 1.066 | 0.96 | KG | 8011564081796 | 8011564495715 | 8011564495715 | 85389099
GW40104BD | DISTRIB.BOARD 24M(12X2) IP65 T.B.BIP.28H | NAT. ROZDZIEL.24M(12X2) IP65 M.BIP.28F | 87.5 | 1 | NR | 85.9 | 1 | NR | 1.863% | OFFICIAL | 4BX34G43F44111R100 | 30 | 4BX | INSTALLATION BOX | 34G | SURFACE MOUNTING BOX | 43F | 40 WALL MOUNT.DIST.B | 1 | 3 | NR | 21369.333 | CCM | 2.839 | 2.627 | KG | 8011564896581 | 8011564918030 | 8011564918030 | 85371098
GW40124 | SUR. MOU..ENCL.24M(12X2) IP65+T.B.+FLA. | NAT. MONT.OBUD.24M(12X2) IP65+T.B.+FLA. | 110 | 1 | NR | 108 | 1 | NR | 1.852% | OFFICIAL | 4BX34G43F47713E100 | 30 | 4BX | INSTALLATION BOX | 34G | SURFACE MOUNTING BOX | 43F | 40 WALL MOUNT.DIST.B | 1 | 3 | NR | 22340.667 | CCM | 3.369 | 3.032 | KG | 8011564103023 | 8011564513990 | 8011564513990 | 85381000
GW40542 | BLOCK/PANEL TRANSP.DOOR CD FRANCE | DRZWI PRZEŹROCZ. BLOK/PANEL CD FRANCJA | 27.5 | 1 | NR | 27 | 1 | NR | 1.852% | OFFICIAL | 4BX34G43F47913W100 | 30 | 4BX | INSTALLATION BOX | 34G | SURFACE MOUNTING BOX | 43F | 40 WALL MOUNT.DIST.B | 1 | 4 | NR | 10338.5 | CCM | 678 | 610.2 | G | 8011564081864 | 8011564465978 | 8011564465978 | 85389099
GW43072S | SURFACE-MOUNT. ENCLOSURE BLANK DOOR 24M | OBUDOWA NATYNKOWA DRZWI LITE 24 M | 27.5 | 1 | NR | 27 | 1 | NR | 1.852% | OFFICIAL | 4BX34G43F44712C100 | 30 | 4BX | INSTALLATION BOX | 34G | SURFACE MOUNTING BOX | 43F | 40 WALL MOUNT.DIST.B | 1 | 6 | NR | 1601.25 | CCM | 1.291 | 1.191 | KG | 8011564279971 | 8011564279971 | 8011564927513 | 85389099
GW40519 | SPACER KIT 52 MOD.CD FRANCE | ZESTAW PRZEKŁADEK 52 MOD.CD FRANCJA | 49.5 | 1 | NR | 48.6 | 1 | NR | 1.852% | OFFICIAL | 4BX34G43F47913Q100 | 30 | 4BX | INSTALLATION BOX | 34G | SURFACE MOUNTING BOX | 43F | 40 WALL MOUNT.DIST.B | 1 | 2 | NR | 8568 | CCM | 1.122 | 1.01 | KG | 8011564081673 | 8011564471023 | 8011564471023 | 85389099
GW43021S | SURF.-MOUNT.ENCLOSURE 12 MODULES STD DE | OBUDOWA MONT.NATYNK. 12 MODUŁY STD NIEM | 60.7 | 1 | NR | 59.6 | 1 | NR | 1.846% | OFFICIAL | 4BX34G43F44712C100 | 30 | 4BX | INSTALLATION BOX | 34G | SURFACE MOUNTING BOX | 43F | 40 WALL MOUNT.DIST.B | 1 | 1 | NR | 10749.375 | CCM | 1.37 | 1.233 | KG | 8011564279766 | 8011564279766 | 8011564279766 | 85381000
GW40104BS | DISTRIB.BOARD 24M(12X2) IP65 T.B.BIP.14H | NAT. BUD. ROZ. 24M(12X2) IP65 M.BIP.14F | 83.2 | 1 | NR | 81.7 | 1 | NR | 1.836% | OFFICIAL | 4BX34G43F44111R100 | 30 | 4BX | INSTALLATION BOX | 34G | SURFACE MOUNTING BOX | 43F | 40 WALL MOUNT.DIST.B | 1 | 3 | NR | 21369.333 | CCM | 2.709 | 2.497 | KG | 8011564896574 | 8011564918023 | 8011564918023 | 85371098
GW40538 | TRANSPARENT DOOR 39 MOD.CD FRANCE | DRZWI PRZEŹROCZYSTE 39 MOD.CD FRANCJA | 44.4 | 1 | NR | 43.6 | 1 | NR | 1.835% | OFFICIAL | 4BX34G43F47913U100 | 30 | 4BX | INSTALLATION BOX | 34G | SURFACE MOUNTING BOX | 43F | 40 WALL MOUNT.DIST.B | 1 | 4 | NR | 9990.5 | CCM | 1.09 | 0.981 | KG | 8011564081833 | 8011564465947 | 8011564465947 | 85389099
GW40536 | TRANSPARENT DOOR 13 MOD.CD FRANCE | DRZWI PRZEŹROCZYSTE 13 MOD.CD FRANCJA | 22.3 | 1 | NR | 21.9 | 1 | NR | 1.826% | OFFICIAL | 4BX34G43F47913U100 | 30 | 4BX | INSTALLATION BOX | 34G | SURFACE MOUNTING BOX | 43F | 40 WALL MOUNT.DIST.B | 1 | 8 | NR | 4810 | CCM | 495.625 | 446.063 | G | 8011564081819 | 8011564465923 | 8011564465923 | 85389099
GW43023S | SURFACE-MOUNTING ENCLOSURE 36 M STD DE | OBUDOWA MONT.NATYNK. 36 M STD NIEM | 89.2 | 1 | NR | 87.6 | 1 | NR | 1.826% | OFFICIAL | 4BX34G43F44712C100 | 30 | 4BX | INSTALLATION BOX | 34G | SURFACE MOUNTING BOX | 43F | 40 WALL MOUNT.DIST.B | 1 | 1 | NR | 24725.25 | CCM | 2.646 | 2.4 | KG | 8011564279780 | 8011564279780 | 8011564279780 | 85381000
GW40049 | DEC.SUR. MOU. ENCLOSURE 36M.(18X2) IP40 | DEK.NAT MONT. OBUDOWA 36M.(18X2) IP40 | 84 | 1 | NR | 82.5 | 1 | NR | 1.818% | OFFICIAL | 4BX34G43F44511W100 | 30 | 4BX | INSTALLATION BOX | 34G | SURFACE MOUNTING BOX | 43F | 40 WALL MOUNT.DIST.B | 1 | 2 | NR | 33511 | CCM | 2.886 | 2.555 | KG | 8011564033351 | 8011564514164 | 8011564514164 | 85381000
GW40069 | DEC.SUR. MOU. ENCL. 36M.(18X2) IP40 BD | DEK.NAT MONT. OBUD. 36M.(18X2) IP40 BD | 84 | 1 | NR | 82.5 | 1 | NR | 1.818% | OFFICIAL | 4BX34G43F44511X100 | 30 | 4BX | INSTALLATION BOX | 34G | SURFACE MOUNTING BOX | 43F | 40 WALL MOUNT.DIST.B | 1 | 2 | NR | 33511 | CCM | 2.82 | 2.474 | KG | 8011564856547 | 8011564987333 | 8011564987333 | 85381000
GW43022S | SURFACE-MOUNTING ENCLOSURE 24 M STD DE | OBUDOWA MONT.NATYNK. 24 M STD NIEM | 72.8 | 1 | NR | 71.5 | 1 | NR | 1.818% | OFFICIAL | 4BX34G43F44712C100 | 30 | 4BX | INSTALLATION BOX | 34G | SURFACE MOUNTING BOX | 43F | 40 WALL MOUNT.DIST.B | 1 | 1 | NR | 20506.5 | CCM | 1.718 | 1.6 | KG | 8011564279773 | 8011564279773 | 8011564279773 | 85381000
GW40073 | DEC.SUR. MOU. ENCL. 72M.(18X4) IP40 BD | DEK.NAT MONT. OBUD. 72M.(18X4) IP40 BD | 226 | 1 | NR | 222 | 1 | NR | 1.802% | OFFICIAL | 4BX34G43F44511X100 | 30 | 4BX | INSTALLATION BOX | 34G | SURFACE MOUNTING BOX | 43F | 40 WALL MOUNT.DIST.B | 1 | 1 | NR | 81168 | CCM | 6.552 | 5.165 | KG | 8011564856561 | 8011564856561 | 8011564856561 | 85381000
GW40005 | SUR. MOU. ENCLOSURE 12M.IP55 | NATYNKOWO MONT. OBUDOWA 12M.IP55 | 45.3 | 1 | NR | 44.5 | 1 | NR | 1.798% | OFFICIAL | 4BX34G43F44311S100 | 30 | 4BX | INSTALLATION BOX | 34G | SURFACE MOUNTING BOX | 43F | 40 WALL MOUNT.DIST.B | 1 | 8 | NR | 12080.25 | CCM | 1.336 | 1.294 | KG | 8011564012554 | 8011564363724 | 8011564363724 | 85381000
GW40053 | DEC.SUR. MOU. ENCLOSURE 72M.(18X4) IP40 | DEK.NAT MONT. OBUDOWA 72M.(18X4) IP40 | 227 | 1 | NR | 223 | 1 | NR | 1.794% | OFFICIAL | 4BX34G43F44511W100 | 30 | 4BX | INSTALLATION BOX | 34G | SURFACE MOUNTING BOX | 43F | 40 WALL MOUNT.DIST.B | 1 | 1 | NR | 81168 | CCM | 6.619 | 5.232 | KG | 8011564033399 | 8011564033399 | 8011564033399 | 85381000
GW43073S | SURFACE-MOUNT.ENCLOSURE BLANK DOOR 36M | OBUDOWA NATYNKOWA DRZWI LITE 36 M | 34.1 | 1 | NR | 33.5 | 1 | NR | 1.791% | OFFICIAL | 4BX34G43F44712C100 | 30 | 4BX | INSTALLATION BOX | 34G | SURFACE MOUNTING BOX | 43F | 40 WALL MOUNT.DIST.B | 1 | 2 | NR | 4151.813 | CCM | 1.39 | 1.29 | KG | 8011564279988 | 8011564279988 | 8011564995321 | 85389099
GW40593 | PHASE TERMINAL BLOCK 5E 26-52M FR.ENC. | LISTWA PRZYŁĄCZ. FAZY 5E 26-52M FR.OBUD | 5.75 | 1 | NR | 5.65 | 1 | NR | 1.77% | OFFICIAL | 4BX34G43F47913Q100 | 30 | 4BX | INSTALLATION BOX | 34G | SURFACE MOUNTING BOX | 43F | 40 WALL MOUNT.DIST.B | 20 | 20 | NR | 211.613 | CCM | 50.75 | 45.675 | G | 8011564298323 | 8011564643727 | 8011564643727 | 85369010
GW40594 | NEUTRAL TERMINAL BLOCK 5E 26-52M FR.ENC. | LISTWA PRZYŁĄCZ. ZERO 5E 26-52M FR.OBUD | 5.75 | 1 | NR | 5.65 | 1 | NR | 1.77% | OFFICIAL | 4BX34G43F47913Q100 | 30 | 4BX | INSTALLATION BOX | 34G | SURFACE MOUNTING BOX | 43F | 40 WALL MOUNT.DIST.B | 20 | 20 | NR | 211.613 | CCM | 50.5 | 45.45 | G | 8011564298316 | 8011564643710 | 8011564643710 | 85369010
GW40102BS | ENCLOSURE 8M.IP65 T.BL.BIP.9 H. | NAT. MONT OB. 8M.IP65 MORS.BIP.9 F. | 28.8 | 1 | NR | 28.3 | 1 | NR | 1.767% | OFFICIAL | 4BX34G43F44111R100 | 30 | 4BX | INSTALLATION BOX | 34G | SURFACE MOUNTING BOX | 43F | 40 WALL MOUNT.DIST.B | 1 | 12 | NR | 5442.188 | CCM | 877.588 | 803.28 | G | 8011564895430 | 8011564917828 | 8011564917828 | 85381000
GW40531 | BLANK DOOR 13 MOD.CD FRANCE | DRZWI LITE 13 MOD.CD FRANCJA | 23.2 | 1 | NR | 22.8 | 1 | NR | 1.754% | OFFICIAL | 4BX34G43F47913S100 | 30 | 4BX | INSTALLATION BOX | 34G | SURFACE MOUNTING BOX | 43F | 40 WALL MOUNT.DIST.B | 1 | 8 | NR | 4810 | CCM | 488.5 | 439.65 | G | 8011564081772 | 8011564465879 | 8011564465879 | 85389099
GW40517 | SPACER KIT 26 MOD.CD FRANCE | ZESTAW PRZEKŁADEK 26 MOD.CD FRANCJA | 35 | 1 | NR | 34.4 | 1 | NR | 1.744% | OFFICIAL | 4BX34G43F47913Q100 | 30 | 4BX | INSTALLATION BOX | 34G | SURFACE MOUNTING BOX | 43F | 40 WALL MOUNT.DIST.B | 1 | 4 | NR | 6024.375 | CCM | 764 | 687.6 | G | 8011564081659 | 8011564465220 | 8011564465220 | 85389099
GW40103BS | ENCLOSURE 12M.IP65 T.BL.BIP.14 H | NAT. MONT. OB. 12M.IP65 MORS.BIP.14 F | 52.6 | 1 | NR | 51.7 | 1 | NR | 1.741% | OFFICIAL | 4BX34G43F44111R100 | 30 | 4BX | INSTALLATION BOX | 34G | SURFACE MOUNTING BOX | 43F | 40 WALL MOUNT.DIST.B | 1 | 6 | NR | 16107 | CCM | 1.772 | 1.626 | KG | 8011564896550 | 8011564917965 | 8011564917965 | 85381000
GW40412B | BIPOLAR TERM. BLOCK 12M 2x(3x16+11x10) | DWUBIEG.LISTWA PRZYŁ.12M 2x(3x16+11x10) | 11.7 | 1 | NR | 11.5 | 1 | NR | 1.739% | OFFICIAL | 4BX34G43F44912Q100 | 30 | 4BX | INSTALLATION BOX | 34G | SURFACE MOUNTING BOX | 43F | 40 WALL MOUNT.DIST.B | 1 | 10 | NR | 386.1 | CCM | 148.008 | 130.138 | G | 8011564854659 | 8011564854659 | 8011564990630 | 85369010
GW40596 | EXPANSION KIT 2 RJ45 CAT.5E+1 CORD | ZESTAW DO ROZBUD. 2 RJ45 KAT.5E+1 PRZEW. | 11.8 | 1 | NR | 11.6 | 1 | NR | 1.724% | OFFICIAL | 4BX34G43F47914T100 | 30 | 4BX | INSTALLATION BOX | 34G | SURFACE MOUNTING BOX | 43F | 40 WALL MOUNT.DIST.B | 1 | 10 | NR | 423.225 | CCM | 42.528 | 28.41 | G | 8011564818712 | 8011564818712 | 8011564958104 | 85389099
GW40105BD | DISTRIB.BOARD 36M(12X3) IP65 T.B.BIP.28H | NAT. BUD. ROZ. 36M(12X3) IP65 M.BIP.28F | 118 | 1 | NR | 116 | 1 | NR | 1.724% | OFFICIAL | 4BX34G43F44111R100 | 30 | 4BX | INSTALLATION BOX | 34G | SURFACE MOUNTING BOX | 43F | 40 WALL MOUNT.DIST.B | 1 | 2 | NR | 38400 | CCM | 3.821 | 3.355 | KG | 8011564896598 | 8011564918047 | 8011564918047 | 85371098
GW40402 | TERM.BLOCK FOR ENCLOSURE (3X25)+(10X10) | LISTWA PRZYŁ. DO OBUDOWY (3X25)+(10X10) | 17.9 | 1 | NR | 17.6 | 1 | NR | 1.705% | OFFICIAL | 4BX34G43F44912Q100 | 30 | 4BX | INSTALLATION BOX | 34G | SURFACE MOUNTING BOX | 43F | 40 WALL MOUNT.DIST.B | 1 | 10 | NR | 386.1 | CCM | 275.758 | 254.055 | G | 8011564012677 | 8011564918566 | 8011564918566 | 85369010
GW40511 | SUPPORT BASE H.40MM CD FRANCE | PODST.WSPORN WYS. 40 MM CD FRANCJA | 17.9 | 1 | NR | 17.6 | 1 | NR | 1.705% | OFFICIAL | 4BX34G43F47913P100 | 30 | 4BX | INSTALLATION BOX | 34G | SURFACE MOUNTING BOX | 43F | 40 WALL MOUNT.DIST.B | 1 | 4 | NR | 4914 | CCM | 556.25 | 500.625 | G | 8011564081598 | 8011564460720 | 8011564460720 | 85389099
GW40003 | SUR. MOU. ENCLOSURE 8M.IP55 | NATYNKOWO MONT. OBUDOWA 8M.IP55 | 24 | 1 | NR | 23.6 | 1 | NR | 1.695% | OFFICIAL | 4BX34G43F44311S100 | 30 | 4BX | INSTALLATION BOX | 34G | SURFACE MOUNTING BOX | 43F | 40 WALL MOUNT.DIST.B | 1 | 24 | NR | 4026.75 | CCM | 586.125 | 527.513 | G | 8011564012547 | 8011564363717 | 8011564363717 | 85381000
GW40107BS | DISTRIB.BOARD 36M(18X2) IP65 T.B.BIP.20H | NAT. BUD. ROZDZ.36M(18X2) IP65 M.BIP.20F | 120 | 1 | NR | 118 | 1 | NR | 1.695% | OFFICIAL | 4BX34G43F44111R100 | 30 | 4BX | INSTALLATION BOX | 34G | SURFACE MOUNTING BOX | 43F | 40 WALL MOUNT.DIST.B | 1 | 2 | NR | 33511 | CCM | 3.657 | 3.29 | KG | 8011564896635 | 8011564918092 | 8011564918092 | 85371098
GW40597 | TEL CORD 4X - 1 IN RJ45/4 OUT | PRZEWÓD TEL 4X - 1 IN RJ45/4 WYJ. | 36 | 1 | NR | 35.4 | 1 | NR | 1.695% | OFFICIAL | 4BX34G43F47914T100 | 30 | 4BX | INSTALLATION BOX | 34G | SURFACE MOUNTING BOX | 43F | 40 WALL MOUNT.DIST.B | 1 | 10 | NR | 423.225 | CCM | 210 | 199 | G | 8011564818729 | 8011564818729 | 8011564958111 | 85444991
GW40421 | TRIANGULAR KEY FOR ENCLOSURES | KLUCZ TRÓJKĄTNY DO OBUDÓW | 24.1 | 100 | NR | 23.7 | 100 | NR | 1.688% | OFFICIAL | 4BX34G43F44912W100 | 30 | 4BX | INSTALLATION BOX | 34G | SURFACE MOUNTING BOX | 43F | 40 WALL MOUNT.DIST.B | 10 | 800 | NR | 13.437 | CCM | 2.06 | 1.17 | G | 8011564020252 | 8011564349438 | 8011564331181 | 85389099
GW43111S | PLASTIC FRONT. S.M. ENCL. 12M | FRONT.PLASTIK. NATYNK. OBUD. 12M | 24.1 | 1 | NR | 23.7 | 1 | NR | 1.688% | OFFICIAL | 4BX34G43F44712C100 | 30 | 4BX | INSTALLATION BOX | 34G | SURFACE MOUNTING BOX | 43F | 40 WALL MOUNT.DIST.B | 1 | 1 | NR | 10749.375 | CCM | 515.771 | 456.271 | G | 8011564280083 | 8011564280083 | 8011564280083 | 85389099
GW40418B | BIPOLAR TERM. BLOCK 18M 2x(3x16+17x10) | DWUBIEG.LISTWA PRZYŁ.18M 2x(3x16+17x10) | 18.1 | 1 | NR | 17.8 | 1 | NR | 1.685% | OFFICIAL | 4BX34G43F44912Q100 | 30 | 4BX | INSTALLATION BOX | 34G | SURFACE MOUNTING BOX | 43F | 40 WALL MOUNT.DIST.B | 1 | 10 | NR | 820.313 | CCM | 229.213 | 185.8 | G | 8011564854680 | 8011564854680 | 8011564990661 | 85369010
GW40109BQ | DISTRIB.BOARD 72M(18X4) IP65 T.B.BIP.80H | NAT. ROZDZIEL.72M(18X4) IP65 M.BIP.80F | 303 | 1 | NR | 298 | 1 | NR | 1.678% | OFFICIAL | 4BX34G43F44111R100 | 30 | 4BX | INSTALLATION BOX | 34G | SURFACE MOUNTING BOX | 43F | 40 WALL MOUNT.DIST.B | 1 | 1 | NR | 81168 | CCM | 8.723 | 7.337 | KG | 8011564896680 | 8011564896680 | 8011564896680 | 85371098
GW40428 | INTERCHANGEABLE FLANGE FOR CABLE ENTRY | WYMIENNY KOŁNIERZ DO WEJŚCIA KABLOWEGO | 18.4 | 1 | NR | 18.1 | 1 | NR | 1.657% | OFFICIAL | 4BX34G43F47713E100 | 30 | 4BX | INSTALLATION BOX | 34G | SURFACE MOUNTING BOX | 43F | 40 WALL MOUNT.DIST.B | 1 | 20 | NR | 740.35 | CCM | 137.35 | 115.842 | G | 8011564062887 | 8011564062887 | 8011564385085 | 85389099
GW40105UD | DISTRIB.BOARD 36M(12X3) IP65 T.B.UNI.32H | NAT. BUD. ROZ. 36M(12X3) IP65 M.UNI.32F | 123 | 1 | NR | 121 | 1 | NR | 1.653% | OFFICIAL | 4BX34G43F44111R100 | 30 | 4BX | INSTALLATION BOX | 34G | SURFACE MOUNTING BOX | 43F | 40 WALL MOUNT.DIST.B | 1 | 2 | NR | 38400 | CCM | 3.701 | 3.234 | KG | 8011564896611 | 8011564918061 | 8011564918061 | 85371098
GW40425 | BOX COUPLER | ZŁĄCZE PUSZKI | 1.25 | 1 | NR | 1.23 | 1 | NR | 1.626% | OFFICIAL | 4BX34G43F44912O100 | 30 | 4BX | INSTALLATION BOX | 34G | SURFACE MOUNTING BOX | 43F | 40 WALL MOUNT.DIST.B | 1 | 10 | NR | 162 | CCM | 14.8 | 13.32 | G | 8011564063006 | 8011564385252 | 8011564385252 | 85389099
GW40107BD | DISTRIB.BOARD 36M(18X2) IP65 T.B.BIP.40H | NAT. BUD. ROZDZ.36M(18X2) IP65 M.BIP.40F | 126 | 1 | NR | 124 | 1 | NR | 1.613% | OFFICIAL | 4BX34G43F44111R100 | 30 | 4BX | INSTALLATION BOX | 34G | SURFACE MOUNTING BOX | 43F | 40 WALL MOUNT.DIST.B | 1 | 2 | NR | 33511 | CCM | 3.852 | 3.485 | KG | 8011564896642 | 8011564918115 | 8011564918115 | 85371098
GW43040S | SCREW FOR ENCLOSURE FRONT | WKRĘT DO FRONTU OBUDOWY | 3.15 | 1 | NR | 3.1 | 1 | NR | 1.613% | OFFICIAL | 4BX34G43F44712C100 | 30 | 4BX | INSTALLATION BOX | 34G | SURFACE MOUNTING BOX | 43F | 40 WALL MOUNT.DIST.B | 100 | 100 | NR | 16.2 | CCM | 3.25 | 2.925 | G | 8011564279810 | 8011564640719 | 8011564640719 | 73181552
GW40071 | DEC.SUR. MOU. ENCL. 54M.(18X3) IP40 BD | DEK.NAT MONT. OBUD. 54M.(18X3) IP40 BD | 130 | 1 | NR | 128 | 1 | NR | 1.562% | OFFICIAL | 4BX34G43F44511X100 | 30 | 4BX | INSTALLATION BOX | 34G | SURFACE MOUNTING BOX | 43F | 40 WALL MOUNT.DIST.B | 1 | 2 | NR | 36540 | CCM | 4.096 | 3.516 | KG | 8011564856554 | 8011564987340 | 8011564987340 | 85381000
GW40506 | HOME VDI ENCLOSURE GRADE 1 RAL9016 | OBUDOWA VDI DOMOWA KLASA 1 RAL9016 | 131 | 1 | NR | 129 | 1 | NR | 1.55% | OFFICIAL | 4BX34G43F47914T100 | 30 | 4BX | INSTALLATION BOX | 34G | SURFACE MOUNTING BOX | 43F | 40 WALL MOUNT.DIST.B | 1 | 4 | NR | 9432.5 | CCM | 1.647 | 1.366 | KG | 8011564818811 | 8011564958203 | 8011564958203 | 85371098
GW40422 | METAL LOCK FOR RESIDENT.ENCLOSURES | ZAMEK METALOWY DO OBUDÓW REZYDUAL. | 20 | 1 | NR | 19.7 | 1 | NR | 1.523% | OFFICIAL | 4BX34G43F44912W100 | 30 | 4BX | INSTALLATION BOX | 34G | SURFACE MOUNTING BOX | 43F | 40 WALL MOUNT.DIST.B | 1 | 10 | NR | 499.8 | CCM | 57.7 | 51.93 | G | 8011564033405 | 8011564033405 | 8011564346918 | 85389099
GW40412U | UNIPOLAR TERM. BLOCK 12M (3x16+11x10) | JEDNOBIEG.LISTWA PRZYŁ.12M (3x16+11x10) | 7 | 1 | NR | 6.9 | 1 | NR | 1.449% | OFFICIAL | 4BX34G43F44912Q100 | 30 | 4BX | INSTALLATION BOX | 34G | SURFACE MOUNTING BOX | 43F | 40 WALL MOUNT.DIST.B | 1 | 10 | NR | 386.1 | CCM | 100.828 | 83.158 | G | 8011564854642 | 8011564854642 | 8011564990647 | 85369010
GW40408U | UNIPOLAR TERM. BLOCK 8M (2x16+7x10) | JEDNOBIEG.LISTWA PRZYŁ.8M (2x16+7x10) | 4 | 1 | NR | 3.95 | 1 | NR | 1.266% | OFFICIAL | 4BX34G43F44912Q100 | 30 | 4BX | INSTALLATION BOX | 34G | SURFACE MOUNTING BOX | 43F | 40 WALL MOUNT.DIST.B | 1 | 10 | NR | 162 | CCM | 57.724 | 50.745 | G | 8011564854611 | 8011564854611 | 8011564990623 | 85369010
GW40413 | ADAPTER FOR 8M AND 12M TERM. BLOCKS | ADAPTER DO 8M I 12M LISTEW PRZYŁ. | 4 | 1 | NR | 3.95 | 1 | NR | 1.266% | OFFICIAL | 4BX34G43F44912Q100 | 30 | 4BX | INSTALLATION BOX | 34G | SURFACE MOUNTING BOX | 43F | 40 WALL MOUNT.DIST.B | 1 | 20 | NR | 410.156 | CCM | 96.852 | 66.768 | G | 8011564854697 | 8011564986381 | 8011564986381 | 85389099
GW40026 | SUR. MOU. ENCL.NO DOOR 8M.IP40 | NATYNKOWO MONT. OBUD BEZ DRZWI 8M.IP40 | 11.3 | 1 | NR | 12.4 | 1 | NR | -8.871% | OFFICIAL | 4BX34G43F44712A100 | 30 | 4BX | INSTALLATION BOX | 34G | SURFACE MOUNTING BOX | 43F | 40 WALL MOUNT.DIST.B | 1 | 24 | NR | 4026.75 | CCM | 435.417 | 389.885 | G | 8011564012158 | 8011564321694 | 8011564321694 | 85381000
GW40024 | SUR. MOU. ENCL.NO DOOR 6M.IP40 | NATYNKOWO MONT. OBUD BEZ DRZWI 6M.IP40 | 8.15 | 1 | NR | 8.95 | 1 | NR | -8.939% | OFFICIAL | 4BX34G43F44712A100 | 30 | 4BX | INSTALLATION BOX | 34G | SURFACE MOUNTING BOX | 43F | 40 WALL MOUNT.DIST.B | 1 | 34 | NR | 2301 | CCM | 281.471 | 253.7 | G | 8011564012141 | 8011564513969 | 8011564513969 | 85381000
GW40023 | SUR. MOU. ENCL.NO DOOR 4M.IP40 | NATYNKOWO MONT. OBUD BEZ DRZWI 4M.IP40 | 5.55 | 1 | NR | 6.1 | 1 | NR | -9.016% | OFFICIAL | 4BX34G43F44712A100 | 30 | 4BX | INSTALLATION BOX | 34G | SURFACE MOUNTING BOX | 43F | 40 WALL MOUNT.DIST.B | 1 | 36 | NR | 1283.917 | CCM | 174.944 | 160.577 | G | 8011564012134 | 8011564321670 | 8011564321670 | 85381000
GW40028 | SUR. MOU. ENCL.NO DOOR 12M.IP40 | NATYNKOWO MONT. OBUD BEZ DRZWI 12M.IP40 | 19.1 | 1 | NR | 21 | 1 | NR | -9.048% | OFFICIAL | 4BX34G43F44712A100 | 30 | 4BX | INSTALLATION BOX | 34G | SURFACE MOUNTING BOX | 43F | 40 WALL MOUNT.DIST.B | 1 | 12 | NR | 6556.688 | CCM | 765.833 | 689.25 | G | 8011564012165 | 8011564321700 | 8011564321700 | 85381000
GW40022 | SUR. MOU. ENCL.NO DOOR 2M.IP40 | NATYNKOWO MONT. OBUD BEZ DRZWI 2M.IP40 | 3.9 | 1 | NR | 4.3 | 1 | NR | -9.302% | OFFICIAL | 4BX34G43F44712A100 | 30 | 4BX | INSTALLATION BOX | 34G | SURFACE MOUNTING BOX | 43F | 40 WALL MOUNT.DIST.B | 1 | 84 | NR | 639.893 | CCM | 108.607 | 97.746 | G | 8011564012127 | 8011564321663 | 8011564321663 | 85381000
GW40032 | SUR. MOU. ENCL.NO DOOR 36M.(12X3) IP40 | NATYNK. MONT. OB.BEZ DRZ.36M(12X3).IP40 | 37.3 | 1 | NR | 41.2 | 1 | NR | -9.466% | OFFICIAL | 4BX34G43F44712A100 | 30 | 4BX | INSTALLATION BOX | 34G | SURFACE MOUNTING BOX | 43F | 40 WALL MOUNT.DIST.B | 1 | 9 | NR | 14400 | CCM | 1.359 | 1.237 | KG | 8011564012189 | 8011564516267 | 8011564516267 | 85381000
GW40030 | SUR. MOU. ENCL.NO DOOR 24M.(12X2) IP40 | NATYNK. MONT. OB.BEZ DRZ.24M(12X2).IP40 | 29.8 | 1 | NR | 33 | 1 | NR | -9.697% | OFFICIAL | 4BX34G43F44712A100 | 30 | 4BX | INSTALLATION BOX | 34G | SURFACE MOUNTING BOX | 43F | 40 WALL MOUNT.DIST.B | 1 | 12 | NR | 10800 | CCM | 1.011 | 0.928 | KG | 8011564012172 | 8011564516243 | 8011564516243 | 85381000
GW40106 | SUR. MOU. ENCLOSURE 18M.IP65 | NAT. MONT. OBUDOWA 18M.IP65 | 44.1 | 1 | NR | 54.8 | 1 | NR | -19.53% | OFFICIAL | 4BX34G43F44111Q100 | 30 | 4BX | INSTALLATION BOX | 34G | SURFACE MOUNTING BOX | 43F | 40 WALL MOUNT.DIST.B | 1 | 3 | NR | 21369.333 | CCM | 2.398 | 2.159 | KG | 8011564061576 | 8011564514188 | 8011564514188 | 85381000
GW40107 | SUR. MOU. DISTRIB.BOARD 36M.(18X2) IP65 | NAT. MONT. ROZDZIELNICA 36M.(18X2) IP65 | 74.3 | 1 | NR | 94.2 | 1 | NR | -21.13% | OFFICIAL | 4BX34G43F44111Q100 | 30 | 4BX | INSTALLATION BOX | 34G | SURFACE MOUNTING BOX | 43F | 40 WALL MOUNT.DIST.B | 1 | 2 | NR | 33511 | CCM | 3.794 | 3.313 | KG | 8011564062221 | 8011564512528 | 8011564512528 | 85381000
GW40103 | SUR. MOU. ENCLOSURE 12M.IP65 | NAT. MONT. OBUDOWA 12M.IP65 | 32 | 1 | NR | 41.6 | 1 | NR | -23.08% | OFFICIAL | 4BX34G43F44111Q100 | 30 | 4BX | INSTALLATION BOX | 34G | SURFACE MOUNTING BOX | 43F | 40 WALL MOUNT.DIST.B | 1 | 6 | NR | 16107 | CCM | 1.681 | 1.567 | KG | 8011564061545 | 8011564383555 | 8011564383555 | 85381000
GW40104 | SUR. MOU. DISTRIB.BOARD 24M.(12X2) IP65 | NAT. MONT. ROZDZIELNICA 24M.(12X2) IP65 | 50.5 | 1 | NR | 66.7 | 1 | NR | -24.29% | OFFICIAL | 4BX34G43F44111Q100 | 30 | 4BX | INSTALLATION BOX | 34G | SURFACE MOUNTING BOX | 43F | 40 WALL MOUNT.DIST.B | 1 | 3 | NR | 21369.333 | CCM | 2.609 | 2.398 | KG | 8011564062207 | 8011564513976 | 8011564513976 | 85381000
GW40049BS | DEC.ENCLOSURE.36M.(18X2) IP40 M.BIP.20H | NAT. MONT. OB.36M.(18X2) IP40 M.BIP.20F | 61.6 | 1 | NR | 88.4 | 1 | NR | -30.32% | OFFICIAL | 4BX34G43F44511Y100 | 30 | 4BX | INSTALLATION BOX | 34G | SURFACE MOUNTING BOX | 43F | 40 WALL MOUNT.DIST.B | 1 | 2 | NR | 33511 | CCM | 3.063 | 2.692 | KG | 8011564896734 | 8011564918313 | 8011564918313 | 85381000
GW40101 | SUR. MOU. ENCLOSURE 4M.IP65 | NAT. MONT. OBUDOWA 4M.IP65 | 14 | 1 | NR | 21 | 1 | NR | -33.33% | OFFICIAL | 4BX34G43F44111Q100 | 30 | 4BX | INSTALLATION BOX | 34G | SURFACE MOUNTING BOX | 43F | 40 WALL MOUNT.DIST.B | 1 | 19 | NR | 4117.579 | CCM | 580.579 | 522.521 | G | 8011564061477 | 8011564513815 | 8011564513815 | 85381000
GW40105 | SUR. MOU. DISTRIB.BOARD 36M.(12X3) IP65 | NAT. MONT. ROZDZIELNICA 36M.(12X3) IP65 | 72 | 1 | NR | 108 | 1 | NR | -33.33% | OFFICIAL | 4BX34G43F44111Q100 | 30 | 4BX | INSTALLATION BOX | 34G | SURFACE MOUNTING BOX | 43F | 40 WALL MOUNT.DIST.B | 1 | 2 | NR | 38400 | CCM | 3.806 | 3.196 | KG | 8011564111370 | 8011564515925 | 8011564515925 | 85381000
GW40102 | SUR. MOU. ENCLOSURE 8M.IP65 | NAT. MONT. OBUDOWA 8M.IP65 | 17.4 | 1 | NR | 26.2 | 1 | NR | -33.59% | OFFICIAL | 4BX34G43F44111Q100 | 30 | 4BX | INSTALLATION BOX | 34G | SURFACE MOUNTING BOX | 43F | 40 WALL MOUNT.DIST.B | 1 | 12 | NR | 5442.188 | CCM | 785.833 | 707.25 | G | 8011564061514 | 8011564383524 | 8011564383524 | 85381000
GW40069BS | DEC.ENCL.B.DOOR 36M(18X2) IP40 M.B.20H | DEK. OBUDOWA NAT. 36M(18X2) IP40 M.B.20F | 58.4 | 1 | NR | 88.4 | 1 | NR | -33.94% | OFFICIAL | 4BX34G43F44511Z100 | 30 | 4BX | INSTALLATION BOX | 34G | SURFACE MOUNTING BOX | 43F | 40 WALL MOUNT.DIST.B | 1 | 2 | NR | 33511 | CCM | 3.063 | 2.692 | KG | 8011564896826 | 8011564918399 | 8011564918399 | 85381000
GW40108 | SUR. MOU. DISTRIB.BOARD 54M.(18X3) IP65 | NAT. MONT. ROZDZIELNICA 54M.(18X3) IP65 | 119 | 1 | NR | 181 | 1 | NR | -34.25% | OFFICIAL | 4BX34G43F44111Q100 | 30 | 4BX | INSTALLATION BOX | 34G | SURFACE MOUNTING BOX | 43F | 40 WALL MOUNT.DIST.B | 1 | 1 | NR | 65306.25 | CCM | 5.707 | 5.136 | KG | 8011564062252 | 8011564062252 | 8011564062252 | 85381000
GW40109 | SUR. MOU. DISTRIB.BOARD 72M.(18X4) IP65 | NAT. MONT. ROZDZIELNICA 72M.(18X4) IP65 | 174 | 1 | NR | 268 | 1 | NR | -35.07% | OFFICIAL | 4BX34G43F44111Q100 | 30 | 4BX | INSTALLATION BOX | 34G | SURFACE MOUNTING BOX | 43F | 40 WALL MOUNT.DIST.B | 1 | 1 | NR | 81168 | CCM | 7.982 | 6.595 | KG | 8011564062269 | 8011564062269 | 8011564062269 | 85381000
GW40043BS | DEC.DISTRIB.BOARD.8M IP40 T.B.BIP.9H | NAT. MONT. OBUDOWA.8M.IP40 MOR.BIP.9F | 15.4 | 1 | NR | 24 | 1 | NR | -35.83% | OFFICIAL | 4BX34G43F44511Y100 | 30 | 4BX | INSTALLATION BOX | 34G | SURFACE MOUNTING BOX | 43F | 40 WALL MOUNT.DIST.B | 1 | 14 | NR | 4787.286 | CCM | 678.449 | 628.79 | G | 8011564896697 | 8011564918139 | 8011564918139 | 85381000
GW40063BS | DEC.ENCL.B.DOOR 8M.IP40 M.BIP.9H | DEK.NAT MONT. OBUDOWA 8M.IP40 M.BIP.9F | 15.2 | 1 | NR | 24 | 1 | NR | -36.67% | OFFICIAL | 4BX34G43F44511Z100 | 30 | 4BX | INSTALLATION BOX | 34G | SURFACE MOUNTING BOX | 43F | 40 WALL MOUNT.DIST.B | 1 | 14 | NR | 4787.286 | CCM | 678.449 | 628.79 | G | 8011564896789 | 8011564918351 | 8011564918351 | 85381000
GW40047BS | DEC.ENCLOSURE.24M.(12X2) IP40 M.BIP.14H | NAT. MONT. OB.24M.(12X2) IP40 M.BIP.14F | 31 | 1 | NR | 50.4 | 1 | NR | -38.49% | OFFICIAL | 4BX34G43F44511Y100 | 30 | 4BX | INSTALLATION BOX | 34G | SURFACE MOUNTING BOX | 43F | 40 WALL MOUNT.DIST.B | 1 | 6 | NR | 12800 | CCM | 1.528 | 1.388 | KG | 8011564896710 | 8011564918177 | 8011564918177 | 85381000
GW40051BD | DEC.ENCLOSURE.54M.(18X3) IP40 M.BIP.40H | NAT. MONT. OB.54M.(18X3) IP40 M.BIP.40F | 83.7 | 1 | NR | 137 | 1 | NR | -38.91% | OFFICIAL | 4BX34G43F44511Y100 | 30 | 4BX | INSTALLATION BOX | 34G | SURFACE MOUNTING BOX | 43F | 40 WALL MOUNT.DIST.B | 1 | 2 | NR | 36540 | CCM | 4.467 | 3.891 | KG | 8011564896758 | 8011564918344 | 8011564918344 | 85381000
GW40067BS | DEC.ENCL.B.DOOR 24M(12X2) IP40 M.B.14H | DEK. OBUDOWA NAT. 24M(12X2) IP40 M.B.14F | 30.3 | 1 | NR | 50.4 | 1 | NR | -39.88% | OFFICIAL | 4BX34G43F44511Z100 | 30 | 4BX | INSTALLATION BOX | 34G | SURFACE MOUNTING BOX | 43F | 40 WALL MOUNT.DIST.B | 1 | 6 | NR | 12800 | CCM | 1.528 | 1.388 | KG | 8011564896802 | 8011564918375 | 8011564918375 | 85381000
GW40071BD | DEC.ENCL.B.DOOR 54M(18X3) IP40 M.B.40H | DEK. OBUDOWA NAT. 54M(18X3) IP40 M.B.40F | 80.7 | 1 | NR | 137 | 1 | NR | -41.09% | OFFICIAL | 4BX34G43F44511Z100 | 30 | 4BX | INSTALLATION BOX | 34G | SURFACE MOUNTING BOX | 43F | 40 WALL MOUNT.DIST.B | 1 | 2 | NR | 36540 | CCM | 4.467 | 3.891 | KG | 8011564896864 | 8011564918597 | 8011564918597 | 85381000
GW40045BS | DEC.DISTRIB.BOARD.12M IP40 T.B.BIP.14H | NAT. MONT. OBUDOWA 12M.IP40 MOR.BIP.14F | 18.8 | 1 | NR | 33.8 | 1 | NR | -44.38% | OFFICIAL | 4BX34G43F44511Y100 | 30 | 4BX | INSTALLATION BOX | 34G | SURFACE MOUNTING BOX | 43F | 40 WALL MOUNT.DIST.B | 1 | 9 | NR | 8533.333 | CCM | 1.073 | 0.977 | KG | 8011564896703 | 8011564918153 | 8011564918153 | 85381000
GW40065BS | DEC.ENCL.B.DOOR12M.IP40 M.BIP.14H | DEK.NAT MONT. OBUDOWA 12M.IP40 M.BIP.14F | 17.2 | 1 | NR | 33.8 | 1 | NR | -49.11% | OFFICIAL | 4BX34G43F44511Z100 | 30 | 4BX | INSTALLATION BOX | 34G | SURFACE MOUNTING BOX | 43F | 40 WALL MOUNT.DIST.B | 1 | 9 | NR | 8533.333 | CCM | 1.073 | 0.977 | KG | 8011564896796 | 8011564918368 | 8011564918368 | 85381000
GW40053BD | DEC.ENCLOSURE.72M.(18X4) IP40 M.BIP.40H | NAT. MONT. OB.72M.(18X4) IP40 M.BIP.40F | 113 | 1 | NR | 239 | 1 | NR | -52.72% | OFFICIAL | 4BX34G43F44511Y100 | 30 | 4BX | INSTALLATION BOX | 34G | SURFACE MOUNTING BOX | 43F | 40 WALL MOUNT.DIST.B | 1 | 1 | NR | 81168 | CCM | 6.931 | 5.547 | KG | 8011564896765 | 8011564896765 | 8011564896765 | 85381000
GW40073BD | DEC.ENCL.B.DOOR 72M(18X4) IP40 M.B.40H | DEK. OBUDOWA NAT. 72M(18X4) IP40 M.B.40F | 110 | 1 | NR | 239 | 1 | NR | -53.97% | OFFICIAL | 4BX34G43F44511Z100 | 30 | 4BX | INSTALLATION BOX | 34G | SURFACE MOUNTING BOX | 43F | 40 WALL MOUNT.DIST.B | 1 | 1 | NR | 81168 | CCM | 6.931 | 5.547 | KG | 8011564896871 | 8011564896871 | 8011564896871 | 85381000
GW42211 | SPARE GLASS FOR EMERG.ENCLOSURE GW42201 | ZAPAS.SZKŁO DO OBUDOWY AWARYJNEJ GW42201 | 4.6 | 1 | NR | 4.5 | 1 | NR | 2.222% | OFFICIAL | 4BX34G45F53517A100 | 30 | 4BX | INSTALLATION BOX | 34G | SURFACE MOUNTING BOX | 45F | RV EMERGENCY ENCLOS. | 1 | 10 | NR | 423.225 | CCM | 46.3 | 41.67 | G | 8011564033443 | 8011564033443 | 8011564346956 | 94059110
GW42213 | SPARE GLASS FOR EMERG.ENCLOSURE 4M | ZAPAS.SZKŁO DO OBUDOWY AWARYJNEJ 4M | 4.95 | 1 | NR | 4.85 | 1 | NR | 2.062% | OFFICIAL | 4BX34G45F53517A100 | 30 | 4BX | INSTALLATION BOX | 34G | SURFACE MOUNTING BOX | 45F | RV EMERGENCY ENCLOS. | 1 | 10 | NR | 423.225 | CCM | 39.3 | 24.4 | G | 8011564064027 | 8011564064027 | 8011564386785 | 94059110
GW42214 | SPARE GLASS FOR F.M. EM.ENCLOSURE 4M | ZAPAS.SZKŁO DO OBUD. AWAR.PODTYNKOW 4M | 4.95 | 1 | NR | 4.85 | 1 | NR | 2.062% | OFFICIAL | 4BX34G45F53517A100 | 30 | 4BX | INSTALLATION BOX | 34G | SURFACE MOUNTING BOX | 45F | RV EMERGENCY ENCLOS. | 1 | 10 | NR | 423.225 | CCM | 47.7 | 42.93 | G | 8011564073180 | 8011564073180 | 8011564400092 | 94059110
GW42203 | EMERGENCY ENCLOSURE W.BACK PLATE | OBUDOWA AWARYJNA Z PŁYTKĄ TYLNĄ | 58 | 1 | NR | 56.9 | 1 | NR | 1.933% | OFFICIAL | 4BX34G45F53316U100 | 30 | 4BX | INSTALLATION BOX | 34G | SURFACE MOUNTING BOX | 45F | RV EMERGENCY ENCLOS. | 1 | 10 | NR | 6530.625 | CCM | 932.4 | 839.16 | G | 8011564033436 | 8011564033436 | 8011564346949 | 85381000
GW42231 | RED IP55 EMERG.F.M.ENCL.4M.EN50022 RAIL | CZERW.IP55 OBUD.AW.PODT.4M SZYNA EN50022 | 47.5 | 1 | NR | 46.6 | 1 | NR | 1.931% | OFFICIAL | 4BX34G45F53316W100 | 30 | 4BX | INSTALLATION BOX | 34G | SURFACE MOUNTING BOX | 45F | RV EMERGENCY ENCLOS. | 1 | 10 | NR | 6703.2 | CCM | 591.1 | 531.99 | G | 8011564064003 | 8011564064003 | 8011564386761 | 85381000
GW42207 | GREY IP55 EMERG.ENCL.4M EN50022 RAIL | SZARA IP55 OBUD.AWAR.4M SZYNA EN50022 | 47.7 | 1 | NR | 46.8 | 1 | NR | 1.923% | OFFICIAL | 4BX34G45F53316U100 | 30 | 4BX | INSTALLATION BOX | 34G | SURFACE MOUNTING BOX | 45F | RV EMERGENCY ENCLOS. | 1 | 10 | NR | 4080 | CCM | 521.7 | 469.53 | G | 8011564063983 | 8011564063983 | 8011564386747 | 85381000
GW42212 | SPARE GLASS FOR EMERG.ENCLOSURE 8M | ZAPAS.SZKŁO DO OBUDOWY AWARYJNEJ 8M | 5.3 | 1 | NR | 5.2 | 1 | NR | 1.923% | OFFICIAL | 4BX34G45F53517A100 | 30 | 4BX | INSTALLATION BOX | 34G | SURFACE MOUNTING BOX | 45F | RV EMERGENCY ENCLOS. | 1 | 10 | NR | 423.225 | CCM | 66 | 59.4 | G | 8011564033450 | 8011564033450 | 8011564346963 | 94059110
GW42206 | RED IP55 EMERG.ENCL.4M EN50022 RAIL | CZERWONA IP55 OBUD.AWAR.4M SZYNA EN50022 | 48.3 | 1 | NR | 47.4 | 1 | NR | 1.899% | OFFICIAL | 4BX34G45F53316U100 | 30 | 4BX | INSTALLATION BOX | 34G | SURFACE MOUNTING BOX | 45F | RV EMERGENCY ENCLOS. | 1 | 10 | NR | 4080 | CCM | 519.5 | 467.55 | G | 8011564063976 | 8011564063976 | 8011564386730 | 85381000
GW42204 | EMERG IP55 ENCLOSURE 4M. HOLE D.22 | OBUDOWA AWARYJNA IP55 4M. OTWÓR ŚR.22 | 39.8 | 1 | NR | 39.1 | 1 | NR | 1.79% | OFFICIAL | 4BX34G45F53116S100 | 30 | 4BX | INSTALLATION BOX | 34G | SURFACE MOUNTING BOX | 45F | RV EMERGENCY ENCLOS. | 1 | 10 | NR | 4080 | CCM | 493.5 | 444.15 | G | 8011564063969 | 8011564063969 | 8011564386723 | 85381000
GW42202 | RED IP55 EMERG.ENCL.8M EN50022 RAIL | CZERWONA IP55 OBUD.AWAR.8M SZYNA EN50022 | 51.5 | 1 | NR | 50.6 | 1 | NR | 1.779% | OFFICIAL | 4BX34G45F53316U100 | 30 | 4BX | INSTALLATION BOX | 34G | SURFACE MOUNTING BOX | 45F | RV EMERGENCY ENCLOS. | 1 | 10 | NR | 6530.625 | CCM | 755.3 | 679.77 | G | 8011564033429 | 8011564033429 | 8011564346932 | 85381000
GW42208 | GREY IP55 EMERG.ENCL.8M EN50022 RAIL | SZARA IP55 OBUD.AWAR.8M SZYNA EN50022 | 51.5 | 1 | NR | 50.6 | 1 | NR | 1.779% | OFFICIAL | 4BX34G45F53316U100 | 30 | 4BX | INSTALLATION BOX | 34G | SURFACE MOUNTING BOX | 45F | RV EMERGENCY ENCLOS. | 1 | 10 | NR | 6530.625 | CCM | 749.2 | 674.28 | G | 8011564063990 | 8011564063990 | 8011564386754 | 85381000
GW42216 | GLASS BREAKER HAMMER | MŁOTEK DO ROZBIJANIA SZYBY | 23 | 1 | NR | 22.6 | 1 | NR | 1.77% | OFFICIAL | 4BX34G45F53517A100 | 30 | 4BX | INSTALLATION BOX | 34G | SURFACE MOUNTING BOX | 45F | RV EMERGENCY ENCLOS. | 1 | 10 | NR | 403.988 | CCM | 104.1 | 93.69 | G | 8011564040311 | 8011564040311 | 8011564354210 | 85389099
GW42232 | GREY IP55 EMERG.F.M.ENCL.4M.EN50022 RAIL | SZARY IP55 OBUD.AW.PODT.4M SZYNA EN50022 | 46.3 | 1 | NR | 45.5 | 1 | NR | 1.758% | OFFICIAL | 4BX34G45F53316W100 | 30 | 4BX | INSTALLATION BOX | 34G | SURFACE MOUNTING BOX | 45F | RV EMERGENCY ENCLOS. | 1 | 10 | NR | 6703.2 | CCM | 595.6 | 536.04 | G | 8011564064010 | 8011564064010 | 8011564386778 | 85381000
GW42201 | EMERG.SYS.IP55 ENCLOSURE WITH PUSH BUTTO | OBUDOWA SYS.AWAR.IP55 Z PRZYCISKIEM | 32.6 | 1 | NR | 32.1 | 1 | NR | 1.558% | OFFICIAL | 4BX34G45F53116S100 | 30 | 4BX | INSTALLATION BOX | 34G | SURFACE MOUNTING BOX | 45F | RV EMERGENCY ENCLOS. | 1 | 10 | NR | 1480.7 | CCM | 292.7 | 263.43 | G | 8011564033412 | 8011564033412 | 8011564346925 | 85371098
GW44620 | WATERTIGHT COUPLER FOR ENCL.IP56 | ZŁĄCZE WODOSZCZELNE DO OBUDOWY IP56 | 3.25 | 1 | NR | 3.15 | 1 | NR | 3.175% | OFFICIAL | 4BX34G46F50515A100 | 30 | 4BX | INSTALLATION BOX | 34G | SURFACE MOUNTING BOX | 46F | 44 SURF.MOUNT.BOXES | 10 | 160 | NR | 288.881 | CCM | 58.088 | 52.279 | G | 8011564014473 | 8011564324176 | 8011564324183 | 85389099
GW44617 | METAL MOUNT.BACK PLATE F.BOXES 300X220 | METAL.PŁYTK.MONTAŻ.TYLNA DO PUSZ.300X220 | 5.85 | 1 | NR | 5.7 | 1 | NR | 2.632% | OFFICIAL | 4BX34G46F50514W100 | 30 | 4BX | INSTALLATION BOX | 34G | SURFACE MOUNTING BOX | 46F | 44 SURF.MOUNT.BOXES | 1 | 20 | NR | 537.469 | CCM | 716.85 | 645.165 | G | 8011564014251 | 8011564323766 | 8011564323766 | 85389099
GW44054 | JUNCT.BOX GL.1/4T 100X100X50 IP55 GWT960 | PUSZ.PRZ.+DŁ.1/4T 100X100X50 IP55 GWT960 | 4.2 | 1 | NR | 4.1 | 1 | NR | 2.439% | OFFICIAL | 4BX34G46F50114J100 | 30 | 4BX | INSTALLATION BOX | 34G | SURFACE MOUNTING BOX | 46F | 44 SURF.MOUNT.BOXES | 1 | 66 | NR | 1163.636 | CCM | 145.909 | 132 | G | 8011564180413 | 8011564594067 | 8011564594067 | 85381000
GW44276 | JUNC.BOX IP56 150X110X70 SMOOTH W.GWT960 | PUSZ.PRZ.IP56 150X110X70 GŁA.ŚC.B.GWT960 | 6.35 | 1 | NR | 6.2 | 1 | NR | 2.419% | OFFICIAL | 4BX34G46F50114N100 | 30 | 4BX | INSTALLATION BOX | 34G | SURFACE MOUNTING BOX | 46F | 44 SURF.MOUNT.BOXES | 1 | 50 | NR | 1932.84 | CCM | 231.04 | 207.936 | G | 8011564217669 | 8011564570399 | 8011564570399 | 85381000
GW44053 | JUNCT.BOX GLANDS 80x80X40 IP44 GWT960°C | PUSZ.PRZY.DŁAWIKI 80x80X40 IP44 GWT960°C | 2.2 | 1 | NR | 2.15 | 1 | NR | 2.326% | OFFICIAL | 4BX34G46F50114J100 | 30 | 4BX | INSTALLATION BOX | 34G | SURFACE MOUNTING BOX | 46F | 44 SURF.MOUNT.BOXES | 5 | 90 | NR | 602 | CCM | 96.7 | 87.03 | G | 8011564180352 | 8011564540231 | 8011564540248 | 85381000
GW44218 | JUNCT.BOX SMOOTH WALLS 240X190X160 IP56 | PUSZK.PRZYŁ.GŁAD.ŚCIANY 240X190X160 IP56 | 9.05 | 1 | NR | 8.85 | 1 | NR | 2.26% | OFFICIAL | 4BX34G46F50114M100 | 30 | 4BX | INSTALLATION BOX | 34G | SURFACE MOUNTING BOX | 46F | 44 SURF.MOUNT.BOXES | 1 | 12 | NR | 10800 | CCM | 829.333 | 717.72 | G | 8011564013896 | 8011564516373 | 8011564516373 | 85381000
GW44007 | JUNCTION BOX+C.GLANDS 190X140X70 IP55 | PUSZK.PRZYŁ.+DŁAWIKI KAB.190X140X70 IP55 | 9.2 | 1 | NR | 9 | 1 | NR | 2.222% | OFFICIAL | 4BX34G46F50114I100 | 30 | 4BX | INSTALLATION BOX | 34G | SURFACE MOUNTING BOX | 46F | 44 SURF.MOUNT.BOXES | 1 | 24 | NR | 4026.75 | CCM | 469.667 | 360.004 | G | 8011564013728 | 8011564323216 | 8011564323216 | 85381000
GW44114 | JUNCT.BOX H.CAP.BOT.100X100X80 GREY COV | PUSZ.PRZY.WYS.WYD.DN.100X100X80 SZARA PO | 4.6 | 1 | NR | 4.5 | 1 | NR | 2.222% | OFFICIAL | 4BX34G46F50114P100 | 30 | 4BX | INSTALLATION BOX | 34G | SURFACE MOUNTING BOX | 46F | 44 SURF.MOUNT.BOXES | 1 | 45 | NR | 1706.667 | CCM | 180.825 | 162.597 | G | 8011564763470 | 8011564763470 | 8011564906501 | 85381000
GW44214 | JUNCT.BOX SMOOTH WALLS 100X100X120 IP56 | PUSZK.PRZYŁ.GŁAD.ŚCIANY 100X100X120 IP56 | 4.6 | 1 | NR | 4.5 | 1 | NR | 2.222% | OFFICIAL | 4BX34G46F50114M100 | 30 | 4BX | INSTALLATION BOX | 34G | SURFACE MOUNTING BOX | 46F | 44 SURF.MOUNT.BOXES | 1 | 45 | NR | 1738.533 | CCM | 191.867 | 172.68 | G | 8011564013858 | 8011564323346 | 8011564323346 | 85381000
GW44215 | JUNCT.BOX SMOOTH WALLS 120X80X120 IP56 | PUSZK.PRZYŁ.GŁAD.ŚCIANY 120X80X120 IP56 | 4.6 | 1 | NR | 4.5 | 1 | NR | 2.222% | OFFICIAL | 4BX34G46F50114M100 | 30 | 4BX | INSTALLATION BOX | 34G | SURFACE MOUNTING BOX | 46F | 44 SURF.MOUNT.BOXES | 1 | 55 | NR | 1757.127 | CCM | 190.691 | 171.622 | G | 8011564013865 | 8011564323353 | 8011564323353 | 85381000
GW44407 | JUNCT.BOX HR GREY LID 190X140X70 IP56 | PUS.PRZ. HR SZARA POKR. 190X140X70 IP56 | 18.4 | 1 | NR | 18 | 1 | NR | 2.222% | OFFICIAL | 4BX34G46F50314O100 | 30 | 4BX | INSTALLATION BOX | 34G | SURFACE MOUNTING BOX | 46F | 44 SURF.MOUNT.BOXES | 1 | 32 | NR | 3020.063 | CCM | 439.469 | 395.522 | G | 8011564013964 | 8011564323452 | 8011564323452 | 85381000
GW44054R | IP55 100X100X50 BOX ¼ T S GL GWT 960ºC R | PUSZ.IP55 100X100X50 ¼T S GL GWT 960ºC C | 4.65 | 1 | NR | 4.55 | 1 | NR | 2.198% | OFFICIAL | 4BX34G46F50114J100 | 30 | 4BX | INSTALLATION BOX | 34G | SURFACE MOUNTING BOX | 46F | 44 SURF.MOUNT.BOXES | 1 | 66 | NR | 1163.636 | CCM | 166.894 | 150.205 | G | 8011564261624 | 8011564607637 | 8011564607637 | 85381000
GW44118 | JUNCT.BOX H.CAP.BOT.240X190X130 GREY COV | PUSZ.PRZY.WY.WYD.DN.240X190X130 SZARA PO | 18.6 | 1 | NR | 18.2 | 1 | NR | 2.198% | OFFICIAL | 4BX34G46F50114P100 | 30 | 4BX | INSTALLATION BOX | 34G | SURFACE MOUNTING BOX | 46F | 44 SURF.MOUNT.BOXES | 1 | 12 | NR | 9405 | CCM | 850 | 765 | G | 8011564763494 | 8011564763494 | 8011564906525 | 85381000
GW44236 | JUNCT.BOX IP55 150x110x70 1/4T GWT 650°C | PUSZ.PRZY.IP55 150x110x70 1/4T GWT 650°C | 4.65 | 1 | NR | 4.55 | 1 | NR | 2.198% | OFFICIAL | 4BX34G46F50114K100 | 30 | 4BX | INSTALLATION BOX | 34G | SURFACE MOUNTING BOX | 46F | 44 SURF.MOUNT.BOXES | 1 | 50 | NR | 1932.84 | CCM | 228.8 | 205.92 | G | 8011564196230 | 8011564552425 | 8011564552425 | 85381000
GW44414 | JUNCT.BOX HR GREY LID 100X100X120 IP56 | PUS.PRZ. HR SZARA POKR. 100X100X120 IP56 | 9.3 | 1 | NR | 9.1 | 1 | NR | 2.198% | OFFICIAL | 4BX34G46F50314Q100 | 30 | 4BX | INSTALLATION BOX | 34G | SURFACE MOUNTING BOX | 46F | 44 SURF.MOUNT.BOXES | 1 | 45 | NR | 1738.533 | CCM | 203.6 | 183.24 | G | 8011564014015 | 8011564323506 | 8011564323506 | 85381000
GW44415 | JUNCT.BOX HR GREY LID 120X80X120 IP56 | PUS.PRZ. HR SZARA POKR. 120X80X120 IP56 | 9.3 | 1 | NR | 9.1 | 1 | NR | 2.198% | OFFICIAL | 4BX34G46F50314Q100 | 30 | 4BX | INSTALLATION BOX | 34G | SURFACE MOUNTING BOX | 46F | 44 SURF.MOUNT.BOXES | 1 | 55 | NR | 1757.127 | CCM | 196.6 | 181.05 | G | 8011564014022 | 8011564323513 | 8011564323513 | 85381000
GW44209 | JUNCT.BOX SMOOTH WALLS 300X220X120 IP56 | PUSZK.PRZYŁ.GŁAD.ŚCIANY 300X220X120 IP56 | 28 | 1 | NR | 27.4 | 1 | NR | 2.19% | OFFICIAL | 4BX34G46F50114K100 | 30 | 4BX | INSTALLATION BOX | 34G | SURFACE MOUNTING BOX | 46F | 44 SURF.MOUNT.BOXES | 1 | 6 | NR | 13039 | CCM | 1.078 | 0.978 | KG | 8011564013827 | 8011564363861 | 8011564363861 | 85381000
GW44057 | JUNCT.BOX GL.190X140X70 IP55 GWT 960°C | PUSZ.PRZ.+DŁ.190X140X70 IP55 GWT 960°C | 14.1 | 1 | NR | 13.8 | 1 | NR | 2.174% | OFFICIAL | 4BX34G46F50114J100 | 30 | 4BX | INSTALLATION BOX | 34G | SURFACE MOUNTING BOX | 46F | 44 SURF.MOUNT.BOXES | 1 | 24 | NR | 4026.75 | CCM | 518.792 | 466.913 | G | 8011564180345 | 8011564540224 | 8011564540224 | 85381000
GW44437 | ENCLOSURE.W.TRASP.LID 190X140X140 IP56 | OBUDOWA Z PRZEŹR.POKRYW.190X140X140 IP56 | 23.6 | 1 | NR | 23.1 | 1 | NR | 2.165% | OFFICIAL | 4BX34G46F50314U100 | 30 | 4BX | INSTALLATION BOX | 34G | SURFACE MOUNTING BOX | 46F | 44 SURF.MOUNT.BOXES | 1 | 16 | NR | 5700.844 | CCM | 615.625 | 554.063 | G | 8011564014169 | 8011564323650 | 8011564323650 | 85381000
GW44216 | JUNCT.BOX SMOOTH WALLS 150X110X140 IP56 | PUSZK.PRZYŁ.GŁAD.ŚCIANY 150X110X140 IP56 | 7.1 | 1 | NR | 6.95 | 1 | NR | 2.158% | OFFICIAL | 4BX34G46F50114M100 | 30 | 4BX | INSTALLATION BOX | 34G | SURFACE MOUNTING BOX | 46F | 44 SURF.MOUNT.BOXES | 1 | 24 | NR | 4026.75 | CCM | 340.375 | 306.338 | G | 8011564013872 | 8011564323360 | 8011564323360 | 85381000
GW44255 | JUN.BOX SMOOTH W.GWT960 120X80X120 IP56 | PUSZ.PRZY.GŁAD.Ś GWT960 120X80X120 IP56 | 7.2 | 1 | NR | 7.05 | 1 | NR | 2.128% | OFFICIAL | 4BX34G46F50114N100 | 30 | 4BX | INSTALLATION BOX | 34G | SURFACE MOUNTING BOX | 46F | 44 SURF.MOUNT.BOXES | 1 | 55 | NR | 1757.127 | CCM | 210.636 | 189.573 | G | 8011564298736 | 8011564644229 | 8011564644229 | 85381000
GW44277C | JUN. BOX IP56 190X140X70 SM. WAL. UL-CSA | PUS.PRZYŁ.IP56 190X140X70 GŁ.ŚCI. UL-CSA | 14.4 | 1 | NR | 14.1 | 1 | NR | 2.128% | OFFICIAL | 4BX34G46F50114N100 | 30 | 4BX | INSTALLATION BOX | 34G | SURFACE MOUNTING BOX | 46F | 44 SURF.MOUNT.BOXES | 1 | 30 | NR | 3221.4 | CCM | 430.333 | 387.3 | G | 8011564718920 | 8011564691629 | 8011564691629 | 85381000
GW44056 | JUNCT.BOX GL.1/4T 150X110X70 IP55 GWT960 | PUSZ.PRZ.+DŁ.1/4T 150X110X70 IP55 GWT960 | 7.3 | 1 | NR | 7.15 | 1 | NR | 2.098% | OFFICIAL | 4BX34G46F50114J100 | 30 | 4BX | INSTALLATION BOX | 34G | SURFACE MOUNTING BOX | 46F | 44 SURF.MOUNT.BOXES | 1 | 40 | NR | 2416.05 | CCM | 293.95 | 264.555 | G | 8011564180437 | 8011564540323 | 8011564540323 | 85381000
GW44139 | JUNCT.BOX H.CAP.BOT.300X220X170 TRAN.COV | PUSZ.PRZY.WY.WYD.DN.300X220X170 PRZEŹ.PO | 34.3 | 1 | NR | 33.6 | 1 | NR | 2.083% | OFFICIAL | 4BX34G46F50114R100 | 30 | 4BX | INSTALLATION BOX | 34G | SURFACE MOUNTING BOX | 46F | 44 SURF.MOUNT.BOXES | 1 | 7 | NR | 18514.286 | CCM | 1.47 | 1.289 | KG | 8011564763555 | 8011564763555 | 8011564906587 | 85381000
GW44256 | JUN.BOX SMOOTH W.GWT960 150X110X140 IP56 | PUSZ.PRZY.GŁAD.Ś GWT960 150X110X140 IP56 | 9.8 | 1 | NR | 9.6 | 1 | NR | 2.083% | OFFICIAL | 4BX34G46F50114N100 | 30 | 4BX | INSTALLATION BOX | 34G | SURFACE MOUNTING BOX | 46F | 44 SURF.MOUNT.BOXES | 1 | 24 | NR | 4026.75 | CCM | 362.286 | 316.468 | G | 8011564298743 | 8011564644236 | 8011564644236 | 85381000
GW44055 | JUNCT.BOX GL.120X80X50 IP55 GWT960 | PUSZ.PRZY.DŁAWIKI 120X80X50 IP55 GWT960 | 4.95 | 1 | NR | 4.85 | 1 | NR | 2.062% | OFFICIAL | 4BX34G46F50114J100 | 30 | 4BX | INSTALLATION BOX | 34G | SURFACE MOUNTING BOX | 46F | 44 SURF.MOUNT.BOXES | 1 | 66 | NR | 1163.636 | CCM | 170.227 | 153.205 | G | 8011564243835 | 8011564589124 | 8011564589124 | 85381000
GW44416 | JUNCT.BOX HR GREY LID 150X110X140 IP56 | PUS.PRZ. HR SZARA POKR. 150X110X140 IP56 | 14.9 | 1 | NR | 14.6 | 1 | NR | 2.055% | OFFICIAL | 4BX34G46F50314Q100 | 30 | 4BX | INSTALLATION BOX | 34G | SURFACE MOUNTING BOX | 46F | 44 SURF.MOUNT.BOXES | 1 | 24 | NR | 4026.75 | CCM | 361.292 | 325.163 | G | 8011564014039 | 8011564323520 | 8011564323520 | 85381000
GW44207 | JUNCT.BOX SMOOTH WALLS 190X140X70 IP56 | PUSZK.PRZYŁ.GŁAD.ŚCIANY 190X140X70 IP56 | 9.95 | 1 | NR | 9.75 | 1 | NR | 2.051% | OFFICIAL | 4BX34G46F50114K100 | 30 | 4BX | INSTALLATION BOX | 34G | SURFACE MOUNTING BOX | 46F | 44 SURF.MOUNT.BOXES | 1 | 30 | NR | 3221.4 | CCM | 379.533 | 347.25 | G | 8011564013803 | 8011564363847 | 8011564363847 | 85381000
GW44439 | ENCLOSURE.W.TRASP.LID 300X220X180 IP56 | OBUDOWA Z PRZEŹR.POKRYW.300X220X180 IP56 | 50.2 | 1 | NR | 49.2 | 1 | NR | 2.033% | OFFICIAL | 4BX34G46F50314U100 | 30 | 4BX | INSTALLATION BOX | 34G | SURFACE MOUNTING BOX | 46F | 44 SURF.MOUNT.BOXES | 1 | 7 | NR | 18514.286 | CCM | 1.488 | 1.34 | KG | 8011564014183 | 8011564516434 | 8011564516434 | 85381000
GW44623 | INSULATING SCREW CAP 25MM | NAKRĘTKA IZOLUJĄCA 25MM | 35.3 | 100 | NR | 34.6 | 100 | NR | 2.023% | OFFICIAL | 4BX34G46F50515A100 | 30 | 4BX | INSTALLATION BOX | 34G | SURFACE MOUNTING BOX | 46F | 44 SURF.MOUNT.BOXES | 10 | 100 | NR | 42.323 | CCM | 2.98 | 2.682 | G | 8011564029651 | 8011564341074 | 8011564341081 | 85389099
GW44138 | JUNCT.BOX H.CAP.BOT.190X140X110 TRAN.COV | PUSZ.PRZY.WY.WYD.DN.190X140X110 PRZEŹ.PO | 20.2 | 1 | NR | 19.8 | 1 | NR | 2.02% | OFFICIAL | 4BX34G46F50114R100 | 30 | 4BX | INSTALLATION BOX | 34G | SURFACE MOUNTING BOX | 46F | 44 SURF.MOUNT.BOXES | 1 | 12 | NR | 9405 | CCM | 788.525 | 679.365 | G | 8011564763548 | 8011564763548 | 8011564906570 | 85381000
GW44051 | JUNCT.BOX GLANDS D.65X35 IP44 GWT960°C | PUSZ.PRZY.DŁAWIKI D.65X35 IP44 GWT960°C | 1.53 | 1 | NR | 1.5 | 1 | NR | 2% | OFFICIAL | 4BX34G46F50114J100 | 30 | 4BX | INSTALLATION BOX | 34G | SURFACE MOUNTING BOX | 46F | 44 SURF.MOUNT.BOXES | 5 | 280 | NR | 274.286 | CCM | 45.857 | 41.271 | G | 8011564180369 | 8011564540255 | 8011564540262 | 85381000
GW44254 | JUN.BOX SMOOTH W.GWT960 100X100X120 IP56 | PUSZ.PRZY.GŁAD.Ś GWT960 100X100X120 IP56 | 7.65 | 1 | NR | 7.5 | 1 | NR | 2% | OFFICIAL | 4BX34G46F50114N100 | 30 | 4BX | INSTALLATION BOX | 34G | SURFACE MOUNTING BOX | 46F | 44 SURF.MOUNT.BOXES | 1 | 45 | NR | 1738.533 | CCM | 218.444 | 196.6 | G | 8011564298729 | 8011564644212 | 8011564644212 | 85381000
GW44411 | JUNCT.BOX HR GREY LID 460X380X120 IP56 | PUS.PRZ. HR SZARA POKR. 460X380X120 IP56 | 81.7 | 1 | NR | 80.1 | 1 | NR | 1.998% | OFFICIAL | 4BX34G46F50314O100 | 30 | 4BX | INSTALLATION BOX | 34G | SURFACE MOUNTING BOX | 46F | 44 SURF.MOUNT.BOXES | 1 | 3 | NR | 32214 | CCM | 2.64 | 2.282 | KG | 8011564014008 | 8011564323490 | 8011564323490 | 85381000
GW44419 | JUNCT.BOX HR GREY LID 300X220X180 IP56 | PUS.PRZ. HR SZARA POKR. 300X220X180 IP56 | 46 | 1 | NR | 45.1 | 1 | NR | 1.996% | OFFICIAL | 4BX34G46F50314Q100 | 30 | 4BX | INSTALLATION BOX | 34G | SURFACE MOUNTING BOX | 46F | 44 SURF.MOUNT.BOXES | 1 | 7 | NR | 18514.286 | CCM | 1.467 | 1.32 | KG | 8011564014060 | 8011564516427 | 8011564516427 | 85381000
GW44060 | JUNCT.BOX GL.380X300X120 IP55 GWT960 | PUSZ.PRZY.DŁAW. 380X300X120 IP55 GWT960 | 56.3 | 1 | NR | 55.2 | 1 | NR | 1.993% | OFFICIAL | 4BX34G46F50114J100 | 30 | 4BX | INSTALLATION BOX | 34G | SURFACE MOUNTING BOX | 46F | 44 SURF.MOUNT.BOXES | 1 | 4 | NR | 24160.5 | CCM | 2.132 | 1.919 | KG | 8011564243859 | 8011564589148 | 8011564589148 | 85381000
GW44281 | JUNC.BOX IP56 460X380X120 SMOOTH W.GWT96 | PUS.PRZ.IP56 460X380X120 GŁA.ŚC.B.GWT960 | 71.9 | 1 | NR | 70.5 | 1 | NR | 1.986% | OFFICIAL | 4BX34G46F50114N100 | 30 | 4BX | INSTALLATION BOX | 34G | SURFACE MOUNTING BOX | 46F | 44 SURF.MOUNT.BOXES | 1 | 3 | NR | 32214 | CCM | 2.795 | 2.515 | KG | 8011564243873 | 8011564589162 | 8011564589162 | 85381000
GW44406 | JUNCT.BOX HR GREY LID 180X110X70 IP56 | PUS.PRZ. HR SZARA POKR. 180X110X70 IP56 | 10.3 | 1 | NR | 10.1 | 1 | NR | 1.98% | OFFICIAL | 4BX34G46F50314O100 | 30 | 4BX | INSTALLATION BOX | 34G | SURFACE MOUNTING BOX | 46F | 44 SURF.MOUNT.BOXES | 1 | 50 | NR | 1932.84 | CCM | 241.16 | 217.044 | G | 8011564013957 | 8011564323445 | 8011564323445 | 85381000
GW44436 | ENCLOSURE.W.TRASP.LID 150X110X140 IP56 | OBUDOWA Z PRZEŹR.POKRYW.150X110X140 IP56 | 15.5 | 1 | NR | 15.2 | 1 | NR | 1.974% | OFFICIAL | 4BX34G46F50314U100 | 30 | 4BX | INSTALLATION BOX | 34G | SURFACE MOUNTING BOX | 46F | 44 SURF.MOUNT.BOXES | 1 | 24 | NR | 4026.75 | CCM | 364.042 | 327.638 | G | 8011564014152 | 8011564323643 | 8011564323643 | 85381000
GW44006 | JUNCTION BOX+C.GLANDS 150X110X70 IP55 | PUSZK.PRZYŁ.+DŁAWIKI KAB.150X110X70 IP55 | 5.2 | 1 | NR | 5.1 | 1 | NR | 1.961% | OFFICIAL | 4BX34G46F50114I100 | 30 | 4BX | INSTALLATION BOX | 34G | SURFACE MOUNTING BOX | 46F | 44 SURF.MOUNT.BOXES | 1 | 40 | NR | 2416.05 | CCM | 241.25 | 187.33 | G | 8011564013711 | 8011564323209 | 8011564323209 | 85381000
GW44053R | IP44 80X80X40 BOX, GWT 960º C GL - R/G | PUSZKA IP44 80X80X40 GWT 960º C GL-R/G | 2.6 | 1 | NR | 2.55 | 1 | NR | 1.961% | OFFICIAL | 4BX34G46F50114J100 | 30 | 4BX | INSTALLATION BOX | 34G | SURFACE MOUNTING BOX | 46F | 44 SURF.MOUNT.BOXES | 5 | 90 | NR | 602 | CCM | 95.244 | 85.72 | G | 8011564261631 | 8011564607644 | 8011564607651 | 85381000
GW44258 | JUN.BOX SMOOTH W.GWT960 240X190X160 IP56 | PUSZ.PRZY.GŁAD.Ś GWT960 240X190X160 IP56 | 31.2 | 1 | NR | 30.6 | 1 | NR | 1.961% | OFFICIAL | 4BX34G46F50114N100 | 30 | 4BX | INSTALLATION BOX | 34G | SURFACE MOUNTING BOX | 46F | 44 SURF.MOUNT.BOXES | 1 | 12 | NR | 10800 | CCM | 912.083 | 820.875 | G | 8011564298767 | 8011564644250 | 8011564644250 | 85381000
GW44426 | ENCLOSURE.W.TRASP.LID 150X110X70 IP56 | OBUDOWA Z PRZEŹR.POKRYWĄ 150X110X70 IP56 | 10.4 | 1 | NR | 10.2 | 1 | NR | 1.961% | OFFICIAL | 4BX34G46F50314S100 | 30 | 4BX | INSTALLATION BOX | 34G | SURFACE MOUNTING BOX | 46F | 44 SURF.MOUNT.BOXES | 1 | 50 | NR | 1932.84 | CCM | 238.04 | 214.236 | G | 8011564014091 | 8011564323582 | 8011564323582 | 85381000
GW44441 | ENCLOSURE.W.TRASP.LID 460X380X180 IP56 | OBUDOWA Z PRZEŹR.POKRYW.460X380X180 IP56 | 104 | 1 | NR | 102 | 1 | NR | 1.961% | OFFICIAL | 4BX34G46F50314U100 | 30 | 4BX | INSTALLATION BOX | 34G | SURFACE MOUNTING BOX | 46F | 44 SURF.MOUNT.BOXES | 1 | 2 | NR | 48321 | CCM | 3.19 | 2.871 | KG | 8011564014206 | 8011564323698 | 8011564323698 | 85381000
GW44140 | JUNCT.BOX H.CAP.BOT.380X300X170 TRAN.COV | PUSZ.PRZY.WY.WYD.DN.380X300X170 PRZEŹ.PO | 46.9 | 1 | NR | 46 | 1 | NR | 1.957% | OFFICIAL | 4BX34G46F50114R100 | 30 | 4BX | INSTALLATION BOX | 34G | SURFACE MOUNTING BOX | 46F | 44 SURF.MOUNT.BOXES | 1 | 3 | NR | 32214 | CCM | 1.978 | 1.775 | KG | 8011564763562 | 8011564763562 | 8011564906594 | 85381000
GW44009 | JUNCTION BOX+C.GLANDS 300X220X120 IP55 | PUSZK.PRZYŁ.+DŁAWIKI KA.300X220X120 IP55 | 31.3 | 1 | NR | 30.7 | 1 | NR | 1.954% | OFFICIAL | 4BX34G46F50114I100 | 30 | 4BX | INSTALLATION BOX | 34G | SURFACE MOUNTING BOX | 46F | 44 SURF.MOUNT.BOXES | 1 | 6 | NR | 16107 | CCM | 1.331 | 1.198 | KG | 8011564013742 | 8011564363816 | 8011564363816 | 85381000
GW44428 | ENCLOSURE W.TRASPA.LID 240X190X90 IP56 | OBUDOWA Z PRZEŹR.POKRYWĄ 240X190X90 IP56 | 26.1 | 1 | NR | 25.6 | 1 | NR | 1.953% | OFFICIAL | 4BX34G46F50314S100 | 30 | 4BX | INSTALLATION BOX | 34G | SURFACE MOUNTING BOX | 46F | 44 SURF.MOUNT.BOXES | 1 | 14 | NR | 6903 | CCM | 716.071 | 644.464 | G | 8011564014114 | 8011564516458 | 8011564516458 | 85381000
GW44210 | JUNCT.BOX SMOOTH WALLS 380X300X120 IP56 | PUSZK.PRZYŁ.GŁAD.ŚCIANY 380X300X120 IP56 | 36.6 | 1 | NR | 35.9 | 1 | NR | 1.95% | OFFICIAL | 4BX34G46F50114K100 | 30 | 4BX | INSTALLATION BOX | 34G | SURFACE MOUNTING BOX | 46F | 44 SURF.MOUNT.BOXES | 1 | 4 | NR | 24160.5 | CCM | 1.733 | 1.62 | KG | 8011564013834 | 8011564323322 | 8011564323322 | 85381000
GW44431 | ENCLOSURE W.TRANSP.LID 460X380X120 IP56 | OBUDOWA Z PRZEŹR.POKRYW.460X380X120 IP56 | 88.9 | 1 | NR | 87.2 | 1 | NR | 1.95% | OFFICIAL | 4BX34G46F50314S100 | 30 | 4BX | INSTALLATION BOX | 34G | SURFACE MOUNTING BOX | 46F | 44 SURF.MOUNT.BOXES | 1 | 3 | NR | 32214 | CCM | 2.644 | 2.38 | KG | 8011564014145 | 8011564323636 | 8011564323636 | 85381000
GW44279 | JUNC.BOX IP56 300X220X120 SMOOTH W.GWT96 | PUS.PRZ.IP56 300X220X120 GŁA.ŚC.B.GWT960 | 36.7 | 1 | NR | 36 | 1 | NR | 1.944% | OFFICIAL | 4BX34G46F50114N100 | 30 | 4BX | INSTALLATION BOX | 34G | SURFACE MOUNTING BOX | 46F | 44 SURF.MOUNT.BOXES | 1 | 6 | NR | 13039 | CCM | 1.231 | 1.108 | KG | 8011564229273 | 8011564584129 | 8011564584129 | 85381000
GW44059 | JUNCT.BOX GL.300X220X120 IP55 GWT960 | PUSZ.PRZY.DŁAW. 300X220X120 IP55 GWT960 | 42 | 1 | NR | 41.2 | 1 | NR | 1.942% | OFFICIAL | 4BX34G46F50114J100 | 30 | 4BX | INSTALLATION BOX | 34G | SURFACE MOUNTING BOX | 46F | 44 SURF.MOUNT.BOXES | 1 | 6 | NR | 16107 | CCM | 1.48 | 1.332 | KG | 8011564243842 | 8011564589131 | 8011564589131 | 85381000
GW44261 | JUN.BOX SMOOTH W.GWT960 460X380X180 IP56 | PUSZ.PRZY.GŁAD.Ś GWT960 460X380X180 IP56 | 105 | 1 | NR | 103 | 1 | NR | 1.942% | OFFICIAL | 4BX34G46F50114N100 | 30 | 4BX | INSTALLATION BOX | 34G | SURFACE MOUNTING BOX | 46F | 44 SURF.MOUNT.BOXES | 1 | 2 | NR | 48321 | CCM | 3.358 | 3.022 | KG | 8011564298798 | 8011564644281 | 8011564644281 | 85381000
GW44417 | JUNCT.BOX HR GREY LID 190X140X140 IP56 | PUS.PRZ. HR SZARA POKR. 190X140X140 IP56 | 21 | 1 | NR | 20.6 | 1 | NR | 1.942% | OFFICIAL | 4BX34G46F50314Q100 | 30 | 4BX | INSTALLATION BOX | 34G | SURFACE MOUNTING BOX | 46F | 44 SURF.MOUNT.BOXES | 1 | 16 | NR | 5700.844 | CCM | 605.313 | 544.781 | G | 8011564014046 | 8011564323537 | 8011564323537 | 85381000
GW44616 | METAL MOUNT.BACK PLATE F.BOXES 240X190 | METAL.PŁYTK.MONTAŻ.TYLNA DO PUSZ.240X190 | 7.9 | 1 | NR | 7.75 | 1 | NR | 1.935% | OFFICIAL | 4BX34G46F50514W100 | 30 | 4BX | INSTALLATION BOX | 34G | SURFACE MOUNTING BOX | 46F | 44 SURF.MOUNT.BOXES | 1 | 20 | NR | 380.625 | CCM | 442.4 | 398.16 | G | 8011564014244 | 8011564323759 | 8011564323759 | 85389099
GW44061 | JUNCT.BOX GL.460X320X120 IP55 GWT960 | PUSZ.PRZY.DŁAW. 460X320X120 IP55 GWT960 | 79.3 | 1 | NR | 77.8 | 1 | NR | 1.928% | OFFICIAL | 4BX34G46F50114J100 | 30 | 4BX | INSTALLATION BOX | 34G | SURFACE MOUNTING BOX | 46F | 44 SURF.MOUNT.BOXES | 1 | 3 | NR | 41820 | CCM | 2.985 | 2.687 | KG | 8011564243866 | 8011564589155 | 8011564589155 | 85381000
GW44119 | JUNCT.BOX H.CAP.BOT.300X220X170 GREY COV | PUSZ.PRZY.WY.WYD.DN.300X220X170 SZARA PO | 31.8 | 1 | NR | 31.2 | 1 | NR | 1.923% | OFFICIAL | 4BX34G46F50114P100 | 30 | 4BX | INSTALLATION BOX | 34G | SURFACE MOUNTING BOX | 46F | 44 SURF.MOUNT.BOXES | 1 | 7 | NR | 18514.286 | CCM | 1.23 | 1.043 | KG | 8011564763500 | 8011564763500 | 8011564906532 | 85381000
GW44120 | JUNCT.BOX H.CAP.BOT.380X300X170 GREY COV | PUSZ.PRZY.WY.WYD.DN.380X300X170 SZARA PO | 42.4 | 1 | NR | 41.6 | 1 | NR | 1.923% | OFFICIAL | 4BX34G46F50114P100 | 30 | 4BX | INSTALLATION BOX | 34G | SURFACE MOUNTING BOX | 46F | 44 SURF.MOUNT.BOXES | 1 | 3 | NR | 32214 | CCM | 1.691 | 1.688 | KG | 8011564763517 | 8011564763517 | 8011564906549 | 85381000
GW44618 | METAL MOUNT.BACK PLATE F.BOXES 380X300 | METAL.PŁYTK.MONTAŻ.TYLNA DO PUSZ.380X300 | 15.9 | 1 | NR | 15.6 | 1 | NR | 1.923% | OFFICIAL | 4BX34G46F50514W100 | 30 | 4BX | INSTALLATION BOX | 34G | SURFACE MOUNTING BOX | 46F | 44 SURF.MOUNT.BOXES | 1 | 5 | NR | 1165.5 | CCM | 1.606 | 1.445 | KG | 8011564014268 | 8011564515840 | 8011564515840 | 85389099
GW44619 | METAL MOUNT.BACK PLATE F.BOXES 460X380 | METAL.PŁYTK.MONTAŻ.TYLNA DO PUSZ.460X380 | 21.2 | 1 | NR | 20.8 | 1 | NR | 1.923% | OFFICIAL | 4BX34G46F50514W100 | 30 | 4BX | INSTALLATION BOX | 34G | SURFACE MOUNTING BOX | 46F | 44 SURF.MOUNT.BOXES | 1 | 5 | NR | 1165.5 | CCM | 2.364 | 2.2 | KG | 8011564014275 | 8011564323780 | 8011564323780 | 85389099
GW44257 | JUN.BOX SMOOTH W.GWT960 190X140X140 IP56 | PUSZ.PRZY.GŁAD.Ś GWT960 190X140X140 IP56 | 21.3 | 1 | NR | 20.9 | 1 | NR | 1.914% | OFFICIAL | 4BX34G46F50114N100 | 30 | 4BX | INSTALLATION BOX | 34G | SURFACE MOUNTING BOX | 46F | 44 SURF.MOUNT.BOXES | 1 | 16 | NR | 5700.844 | CCM | 597.813 | 538.031 | G | 8011564298750 | 8011564644243 | 8011564644243 | 85381000
GW44260 | JUN.BOX SMOOTH W.GWT960 380X300X180 IP56 | PUSZ.PRZY.GŁAD.Ś GWT960 380X300X180 IP56 | 74.6 | 1 | NR | 73.2 | 1 | NR | 1.913% | OFFICIAL | 4BX34G46F50114N100 | 30 | 4BX | INSTALLATION BOX | 34G | SURFACE MOUNTING BOX | 46F | 44 SURF.MOUNT.BOXES | 1 | 3 | NR | 32214 | CCM | 2.232 | 2.009 | KG | 8011564298781 | 8011564647916 | 8011564644274 | 85381000
GW44211 | JUNCT.BOX SMOOTH WALLS 460X380X120 IP56 | PUSZK.PRZYŁ.GŁAD.ŚCIANY 460X380X120 IP56 | 48 | 1 | NR | 47.1 | 1 | NR | 1.911% | OFFICIAL | 4BX34G46F50114K100 | 30 | 4BX | INSTALLATION BOX | 34G | SURFACE MOUNTING BOX | 46F | 44 SURF.MOUNT.BOXES | 1 | 3 | NR | 32214 | CCM | 2.6 | 2.32 | KG | 8011564013841 | 8011564323339 | 8011564323339 | 85381000
GW44420 | JUNCT.BOX HR GREY LID 380X300X180 IP56 | PUS.PRZ. HR SZARA POKR. 380X300X180 IP56 | 69.7 | 1 | NR | 68.4 | 1 | NR | 1.901% | OFFICIAL | 4BX34G46F50314Q100 | 30 | 4BX | INSTALLATION BOX | 34G | SURFACE MOUNTING BOX | 46F | 44 SURF.MOUNT.BOXES | 1 | 3 | NR | 32214 | CCM | 2.165 | 1.948 | KG | 8011564014077 | 8011564323568 | 8011564323568 | 85381000
GW44429 | ENCLOSURE W.TRASPA LID 300X220X120 IP56 | OBUDOWA Z PRZEŹR.POKRYW.300X220X120 IP56 | 43 | 1 | NR | 42.2 | 1 | NR | 1.896% | OFFICIAL | 4BX34G46F50314S100 | 30 | 4BX | INSTALLATION BOX | 34G | SURFACE MOUNTING BOX | 46F | 44 SURF.MOUNT.BOXES | 1 | 6 | NR | 13039 | CCM | 1.265 | 1.125 | KG | 8011564014121 | 8011564516472 | 8011564516472 | 85381000
GW44427 | ENCLOSURE W.TRANSP.LID 190X140X70 IP56 | OBUDOWA Z PRZEŹR.POKRYWĄ 190X140X70 IP56 | 16.3 | 1 | NR | 16 | 1 | NR | 1.875% | OFFICIAL | 4BX34G46F50314S100 | 30 | 4BX | INSTALLATION BOX | 34G | SURFACE MOUNTING BOX | 46F | 44 SURF.MOUNT.BOXES | 1 | 32 | NR | 3020.063 | CCM | 446.813 | 402.131 | G | 8011564014107 | 8011564323599 | 8011564323599 | 85381000
GW44627 | INSUL.BACK MOUNT.PLATE F.BOXES 300X220 | IZOL.PŁYTK.MONTAŻ.TYLNA DO PUSZ.300X220 | 16.3 | 1 | NR | 16 | 1 | NR | 1.875% | OFFICIAL | 4BX34G46F50514Y100 | 30 | 4BX | INSTALLATION BOX | 34G | SURFACE MOUNTING BOX | 46F | 44 SURF.MOUNT.BOXES | 1 | 20 | NR | 537.469 | CCM | 366.5 | 326.57 | G | 8011564028708 | 8011564340145 | 8011564340145 | 85389099
GW44421 | JUNCT.BOX HR GREY LID 460X380X180 IP56 | PUS.PRZ. HR SZARA POKR. 460X380X180 IP56 | 92.6 | 1 | NR | 90.9 | 1 | NR | 1.87% | OFFICIAL | 4BX34G46F50314Q100 | 30 | 4BX | INSTALLATION BOX | 34G | SURFACE MOUNTING BOX | 46F | 44 SURF.MOUNT.BOXES | 1 | 2 | NR | 48321 | CCM | 3.173 | 2.855 | KG | 8011564014084 | 8011564323575 | 8011564323575 | 85381000
GW44408 | JUNCT.BOX HR GREY LID 240X190X90 IP56 | PUS.PRZ. HR SZARA POKR. 240X190X90 IP56 | 27.3 | 1 | NR | 26.8 | 1 | NR | 1.866% | OFFICIAL | 4BX34G46F50314O100 | 30 | 4BX | INSTALLATION BOX | 34G | SURFACE MOUNTING BOX | 46F | 44 SURF.MOUNT.BOXES | 1 | 14 | NR | 6903 | CCM | 702.071 | 631.864 | G | 8011564013971 | 8011564516441 | 8011564516441 | 85381000
GW44056R | IP55 150X110X70 BOX ¼T S GL GWT 960ºC R | PUSZ.IP55 150X110X70 ¼T S GL GWT 960ºC C | 8.2 | 1 | NR | 8.05 | 1 | NR | 1.863% | OFFICIAL | 4BX34G46F50114J100 | 30 | 4BX | INSTALLATION BOX | 34G | SURFACE MOUNTING BOX | 46F | 44 SURF.MOUNT.BOXES | 1 | 40 | NR | 2416.05 | CCM | 283.575 | 255.218 | G | 8011564261648 | 8011564607668 | 8011564607668 | 85381000
GW44221 | JUNCT.BOX SMOOTH WALLS 460X380X180 IP56 | PUSZK.PRZYŁ.GŁAD.ŚCIANY 460X380X180 IP56 | 65.8 | 1 | NR | 64.6 | 1 | NR | 1.858% | OFFICIAL | 4BX34G46F50114M100 | 30 | 4BX | INSTALLATION BOX | 34G | SURFACE MOUNTING BOX | 46F | 44 SURF.MOUNT.BOXES | 1 | 2 | NR | 48321 | CCM | 3.074 | 2.767 | KG | 8011564013926 | 8011564323414 | 8011564323414 | 85381000
GW44220 | JUNCT.BOX SMOOTH WALLS 380X300X180 IP56 | PUSZK.PRZYŁ.GŁAD.ŚCIANY 380X300X180 IP56 | 38.4 | 1 | NR | 37.7 | 1 | NR | 1.857% | OFFICIAL | 4BX34G46F50114M100 | 30 | 4BX | INSTALLATION BOX | 34G | SURFACE MOUNTING BOX | 46F | 44 SURF.MOUNT.BOXES | 1 | 3 | NR | 32214 | CCM | 2.064 | 1.858 | KG | 8011564013919 | 8011564323407 | 8011564323407 | 85381000
GW44440 | ENCLOSURE.W.TRASP.LID 380X300X180 IP56 | OBUDOWA Z PRZEŹR.POKRYW.380X300X180 IP56 | 76.8 | 1 | NR | 75.4 | 1 | NR | 1.857% | OFFICIAL | 4BX34G46F50314U100 | 30 | 4BX | INSTALLATION BOX | 34G | SURFACE MOUNTING BOX | 46F | 44 SURF.MOUNT.BOXES | 1 | 3 | NR | 32214 | CCM | 2.236 | 2.012 | KG | 8011564014190 | 8011564323681 | 8011564323681 | 85381000
GW44628 | INSUL.BACK MOUNT.PLATE F.BOXES 380X300 | IZOL.PŁYTK.MONTAŻ.TYLNA DO PUSZ.380X300 | 27.5 | 1 | NR | 27 | 1 | NR | 1.852% | OFFICIAL | 4BX34G46F50514Y100 | 30 | 4BX | INSTALLATION BOX | 34G | SURFACE MOUNTING BOX | 46F | 44 SURF.MOUNT.BOXES | 1 | 4 | NR | 1456.875 | CCM | 659.75 | 593.775 | G | 8011564028692 | 8011564515864 | 8011564515864 | 85389099
GW44615 | METAL MOUNT.BACK PLATE F.BOXES 190X140 | METAL.PŁYTK.MONTAŻ.TYLNA DO PUSZ.190X140 | 2.75 | 1 | NR | 2.7 | 1 | NR | 1.852% | OFFICIAL | 4BX34G46F50514W100 | 30 | 4BX | INSTALLATION BOX | 34G | SURFACE MOUNTING BOX | 46F | 44 SURF.MOUNT.BOXES | 1 | 20 | NR | 211.613 | CCM | 249.05 | 224.145 | G | 8011564014237 | 8011564323742 | 8011564323742 | 85389099
GW44003 | JUNCTION BOX+C.GLANDS 80X80X40 IP44 | PUSZKA PRZYŁ.+DŁAWIKI KAB.80X80X40 IP44 | 1.68 | 1 | NR | 1.65 | 1 | NR | 1.818% | OFFICIAL | 4BX34G46F50114G100 | 30 | 4BX | INSTALLATION BOX | 34G | SURFACE MOUNTING BOX | 46F | 44 SURF.MOUNT.BOXES | 5 | 90 | NR | 602 | CCM | 76.589 | 75 | G | 8011564013681 | 8011564323162 | 8011564363779 | 85381000
GW44026 | JUNCTION BOX+C.G. 1/4T.150X110X70 IP55 | PUS.PRZY.+DŁAWIKI K 1/4T.150X110X70 IP55 | 5.6 | 1 | NR | 5.5 | 1 | NR | 1.818% | OFFICIAL | 4BX34G46F50114I100 | 30 | 4BX | INSTALLATION BOX | 34G | SURFACE MOUNTING BOX | 46F | 44 SURF.MOUNT.BOXES | 1 | 40 | NR | 2416.05 | CCM | 232.5 | 209.25 | G | 8011564177024 | 8011564535992 | 8011564535992 | 85381000
GW44051R | IP44 BOX, Ø 65X65 W/ GWT 960º GL-R/G | PUSZKA IP44 Ø 65X65 W/ GWT 960º GL-R/G | 1.68 | 1 | NR | 1.65 | 1 | NR | 1.818% | OFFICIAL | 4BX34G46F50114J100 | 30 | 4BX | INSTALLATION BOX | 34G | SURFACE MOUNTING BOX | 46F | 44 SURF.MOUNT.BOXES | 5 | 280 | NR | 274.286 | CCM | 52.479 | 47.231 | G | 8011564261617 | 8011564607613 | 8011564607620 | 85381000
GW44280 | JUNC.BOX IP56 380X300X120 SMOOTH W.GWT96 | PUS.PRZ.IP56 380X300X120 GŁA.ŚC.B.GWT960 | 50.4 | 1 | NR | 49.5 | 1 | NR | 1.818% | OFFICIAL | 4BX34G46F50114N100 | 30 | 4BX | INSTALLATION BOX | 34G | SURFACE MOUNTING BOX | 46F | 44 SURF.MOUNT.BOXES | 1 | 4 | NR | 24160.5 | CCM | 1.874 | 1.686 | KG | 8011564229266 | 8011564584112 | 8011564584112 | 85381000
GW44625 | INSUL.BACK MOUNT.PLATE F.BOXES 190X140 | IZOL.PŁYTK.MONTAŻ.TYLNA DO PUSZ.190X140 | 11.2 | 1 | NR | 11 | 1 | NR | 1.818% | OFFICIAL | 4BX34G46F50514Y100 | 30 | 4BX | INSTALLATION BOX | 34G | SURFACE MOUNTING BOX | 46F | 44 SURF.MOUNT.BOXES | 1 | 20 | NR | 211.613 | CCM | 126.15 | 115.924 | G | 8011564028456 | 8011564339910 | 8011564339910 | 85389099
GW44219 | JUNCT.BOX SMOOTH WALLS 300X220X180 IP56 | PUSZK.PRZYŁ.GŁAD.ŚCIANY 300X220X180 IP56 | 28.2 | 1 | NR | 27.7 | 1 | NR | 1.805% | OFFICIAL | 4BX34G46F50114M100 | 30 | 4BX | INSTALLATION BOX | 34G | SURFACE MOUNTING BOX | 46F | 44 SURF.MOUNT.BOXES | 1 | 7 | NR | 18514.286 | CCM | 1.351 | 1.124 | KG | 8011564013902 | 8011564516410 | 8011564516410 | 85381000
GW44409 | JUNCT.BOX HR GREY LID 300X220X120 IP56 | PUS.PRZ. HR SZARA POKR. 300X220X120 IP56 | 39.6 | 1 | NR | 38.9 | 1 | NR | 1.799% | OFFICIAL | 4BX34G46F50314O100 | 30 | 4BX | INSTALLATION BOX | 34G | SURFACE MOUNTING BOX | 46F | 44 SURF.MOUNT.BOXES | 1 | 6 | NR | 13039 | CCM | 1.237 | 1.113 | KG | 8011564013988 | 8011564516465 | 8011564516465 | 85381000
GW44410 | JUNCT.BOX HR GREY LID 380X300X120 IP56 | PUS.PRZ. HR SZARA POKR. 380X300X120 IP56 | 56.7 | 1 | NR | 55.7 | 1 | NR | 1.795% | OFFICIAL | 4BX34G46F50314O100 | 30 | 4BX | INSTALLATION BOX | 34G | SURFACE MOUNTING BOX | 46F | 44 SURF.MOUNT.BOXES | 1 | 4 | NR | 24160.5 | CCM | 1.851 | 1.666 | KG | 8011564013995 | 8011564323483 | 8011564323483 | 85381000
GW44430 | ENCLOSURE W.TRASPA LID 380X300X120 IP56 | OBUDOWA Z PRZEŹR.POKRYW.380X300X120 IP56 | 62.4 | 1 | NR | 61.3 | 1 | NR | 1.794% | OFFICIAL | 4BX34G46F50314S100 | 30 | 4BX | INSTALLATION BOX | 34G | SURFACE MOUNTING BOX | 46F | 44 SURF.MOUNT.BOXES | 1 | 4 | NR | 24160.5 | CCM | 1.842 | 1.657 | KG | 8011564014138 | 8011564323629 | 8011564323629 | 85381000
GW44058 | JUNCT.BOX GL.240X190X90 IP55 GWT 960°C | PUSZ.PRZ.+DŁ.240X190X90 IP55 GWT 960°C | 23.1 | 1 | NR | 22.7 | 1 | NR | 1.762% | OFFICIAL | 4BX34G46F50114J100 | 30 | 4BX | INSTALLATION BOX | 34G | SURFACE MOUNTING BOX | 46F | 44 SURF.MOUNT.BOXES | 1 | 12 | NR | 8053.5 | CCM | 836.833 | 753.15 | G | 8011564180376 | 8011564540279 | 8011564540279 | 85381000
GW44259 | JUN.BOX SMOOTH W.GWT960 300X200X180 IP56 | PUSZ.PRZY.GŁAD.Ś GWT960 300X200X180 IP56 | 52.3 | 1 | NR | 51.4 | 1 | NR | 1.751% | OFFICIAL | 4BX34G46F50114N100 | 30 | 4BX | INSTALLATION BOX | 34G | SURFACE MOUNTING BOX | 46F | 44 SURF.MOUNT.BOXES | 1 | 7 | NR | 18514.286 | CCM | 1.503 | 1.353 | KG | 8011564298774 | 8011564644267 | 8011564644267 | 85381000
GW44629 | INSUL.BACK MOUNT.PLATE F.BOXES 460X380 | IZOL.PŁYTK.MONTAŻ.TYLNA DO PUSZ.460X380 | 35 | 1 | NR | 34.4 | 1 | NR | 1.744% | OFFICIAL | 4BX34G46F50514Y100 | 30 | 4BX | INSTALLATION BOX | 34G | SURFACE MOUNTING BOX | 46F | 44 SURF.MOUNT.BOXES | 1 | 5 | NR | 1165.5 | CCM | 974.4 | 876.96 | G | 8011564028685 | 8011564340121 | 8011564340121 | 85389099
GW44011 | JUNCTION BOX+C.GLANDS 460X380X120 IP55 | PUSZK.PRZYŁ.+DŁAWIKI KA.460X380X120 IP55 | 58.4 | 1 | NR | 57.4 | 1 | NR | 1.742% | OFFICIAL | 4BX34G46F50114I100 | 30 | 4BX | INSTALLATION BOX | 34G | SURFACE MOUNTING BOX | 46F | 44 SURF.MOUNT.BOXES | 1 | 3 | NR | 41820 | CCM | 2.759 | 2.483 | KG | 8011564013766 | 8011564323254 | 8011564323254 | 85381000
GW44001 | JUNCTION BOX+C.GLANDS D.65X35 IP44 | PUSZKA PRZYŁ.+DŁAWIKI KAB.D.65X35 IP44 | 1.17 | 1 | NR | 1.15 | 1 | NR | 1.739% | OFFICIAL | 4BX34G46F50114G100 | 30 | 4BX | INSTALLATION BOX | 34G | SURFACE MOUNTING BOX | 46F | 44 SURF.MOUNT.BOXES | 5 | 280 | NR | 274.286 | CCM | 40.814 | 36.814 | G | 8011564013667 | 8011564323124 | 8011564513273 | 85381000
GW44004 | JUNCTION BOX+C.GLANDS 100X100X50 IP55 | PUSZK.PRZYŁ.+DŁAWIKI KAB.100X100X50 IP55 | 2.95 | 1 | NR | 2.9 | 1 | NR | 1.724% | OFFICIAL | 4BX34G46F50114I100 | 30 | 4BX | INSTALLATION BOX | 34G | SURFACE MOUNTING BOX | 46F | 44 SURF.MOUNT.BOXES | 1 | 66 | NR | 1163.636 | CCM | 151 | 130.8 | G | 8011564013698 | 8011564594043 | 8011564594043 | 85381000
GW44117 | JUNCT.BOX H.CAP.BOT.190X140X110 GREY COV | PUSZ.PRZY.WY.WYD.DN.190X140X110 SZARA PO | 11.8 | 1 | NR | 11.6 | 1 | NR | 1.724% | OFFICIAL | 4BX34G46F50114P100 | 30 | 4BX | INSTALLATION BOX | 34G | SURFACE MOUNTING BOX | 46F | 44 SURF.MOUNT.BOXES | 1 | 16 | NR | 4593.75 | CCM | 526.422 | 452.831 | G | 8011564763487 | 8011564763487 | 8011564906518 | 85381000
GW44217 | JUNCT.BOX SMOOTH WALLS 190X140X140 IP56 | PUSZK.PRZYŁ.GŁAD.ŚCIANY 190X140X140 IP56 | 11.8 | 1 | NR | 11.6 | 1 | NR | 1.724% | OFFICIAL | 4BX34G46F50114M100 | 30 | 4BX | INSTALLATION BOX | 34G | SURFACE MOUNTING BOX | 46F | 44 SURF.MOUNT.BOXES | 1 | 12 | NR | 6519.5 | CCM | 544.5 | 465.81 | G | 8011564013889 | 8034035421204 | 8034035421204 | 85381000
GW44010 | JUNCTION BOX+C.GLANDS 380X300X120 IP55 | PUSZK.PRZYŁ.+DŁAWIKI KA.380X300X120 IP55 | 41.4 | 1 | NR | 40.7 | 1 | NR | 1.72% | OFFICIAL | 4BX34G46F50114I100 | 30 | 4BX | INSTALLATION BOX | 34G | SURFACE MOUNTING BOX | 46F | 44 SURF.MOUNT.BOXES | 1 | 4 | NR | 24160.5 | CCM | 1.902 | 1.712 | KG | 8011564013759 | 8011564323247 | 8011564323247 | 85381000
GW44622 | SCREW CAP 16MM | NAKRĘTKA 16MM | 29.9 | 100 | NR | 29.4 | 100 | NR | 1.701% | OFFICIAL | 4BX34G46F50515A100 | 30 | 4BX | INSTALLATION BOX | 34G | SURFACE MOUNTING BOX | 46F | 44 SURF.MOUNT.BOXES | 10 | 100 | NR | 42.323 | CCM | 2.19 | 1.971 | G | 8011564029668 | 8011564341098 | 8011564341104 | 85389099
GW44438 | ENCLOSURE.W.TRASP.LID 240X190X160 IP56 | OBUDOWA Z PRZEŹR.POKRYW.240X190X160 IP56 | 36 | 1 | NR | 35.4 | 1 | NR | 1.695% | OFFICIAL | 4BX34G46F50314U100 | 30 | 4BX | INSTALLATION BOX | 34G | SURFACE MOUNTING BOX | 46F | 44 SURF.MOUNT.BOXES | 1 | 12 | NR | 10800 | CCM | 958.917 | 863.025 | G | 8011564014176 | 8011564516403 | 8011564516403 | 85381000
GW44621 | WALL-FIXING BRACKET | UCHWYT DO MOCOWANIA ŚCIENNEGO | 36 | 100 | NR | 35.4 | 100 | NR | 1.695% | OFFICIAL | 4BX34G46F50515A100 | 30 | 4BX | INSTALLATION BOX | 34G | SURFACE MOUNTING BOX | 46F | 44 SURF.MOUNT.BOXES | 40 | 480 | NR | 39.781 | CCM | 9.331 | 8.28 | G | 8011564014398 | 8011564324015 | 8011564324022 | 85389099
GW44204 | JUNCT.BOX SMOOTH WALLS 100X100X50 IP56 | PUSZK.PRZYŁ.GŁAD.ŚCIANY 100X100X50 IP56 | 3.1 | 1 | NR | 3.05 | 1 | NR | 1.639% | OFFICIAL | 4BX34G46F50114K100 | 30 | 4BX | INSTALLATION BOX | 34G | SURFACE MOUNTING BOX | 46F | 44 SURF.MOUNT.BOXES | 1 | 105 | NR | 942.314 | CCM | 122.59 | 115.292 | G | 8011564013773 | 8011564513044 | 8011564513044 | 85381000
GW44277 | JUNC.BOX IP56 190X140X70 SMOOTH W.GWT960 | PUSZ.PRZ.IP56 190X140X70 GŁA.ŚC.B.GWT960 | 12.7 | 1 | NR | 12.5 | 1 | NR | 1.6% | OFFICIAL | 4BX34G46F50114N100 | 30 | 4BX | INSTALLATION BOX | 34G | SURFACE MOUNTING BOX | 46F | 44 SURF.MOUNT.BOXES | 1 | 30 | NR | 3221.4 | CCM | 431.1 | 387.99 | G | 8011564217713 | 8011564570511 | 8011564570511 | 85381000
GW44137 | JUNCT.BOX H.CAP.BOT.190X140X110 TRAN.COV | PUSZ.PRZY.WY.WYD.DN.190X140X110 PRZEŹ.PO | 12.9 | 1 | NR | 12.7 | 1 | NR | 1.575% | OFFICIAL | 4BX34G46F50114R100 | 30 | 4BX | INSTALLATION BOX | 34G | SURFACE MOUNTING BOX | 46F | 44 SURF.MOUNT.BOXES | 1 | 16 | NR | 4593.75 | CCM | 570.839 | 507.282 | G | 8011564763531 | 8011564763531 | 8011564906563 | 85381000
GW44404 | JUNCT.BOX HR GREY LID 100X100X50 IP56 | PUS.PRZ. HR SZARA POKR. 100X100X50 IP56 | 6.45 | 1 | NR | 6.35 | 1 | NR | 1.575% | OFFICIAL | 4BX34G46F50314O100 | 30 | 4BX | INSTALLATION BOX | 34G | SURFACE MOUNTING BOX | 46F | 44 SURF.MOUNT.BOXES | 1 | 108 | NR | 894.833 | CCM | 129.583 | 116.625 | G | 8011564013933 | 8011564323421 | 8011564323421 | 85381000
GW44405 | JUNCT.BOX HR GREY LID 120X80X50 IP56 | PUS.PRZ. HR SZARA POKR. 120X80X50 IP56 | 6.45 | 1 | NR | 6.35 | 1 | NR | 1.575% | OFFICIAL | 4BX34G46F50314O100 | 30 | 4BX | INSTALLATION BOX | 34G | SURFACE MOUNTING BOX | 46F | 44 SURF.MOUNT.BOXES | 1 | 108 | NR | 894.833 | CCM | 126.759 | 114.083 | G | 8011564013940 | 8011564323438 | 8011564323438 | 85381000
GW44278 | JUNC.BOX IP56 240X190X90 SMOOTH W.GWT960 | PUSZ.PRZ.IP56 240X190X90 GŁA.ŚC.B.GWT960 | 19.8 | 1 | NR | 19.5 | 1 | NR | 1.538% | OFFICIAL | 4BX34G46F50114N100 | 30 | 4BX | INSTALLATION BOX | 34G | SURFACE MOUNTING BOX | 46F | 44 SURF.MOUNT.BOXES | 1 | 14 | NR | 6903 | CCM | 703.071 | 632.764 | G | 8011564217676 | 8011564570405 | 8011564570405 | 85381000
GW44205 | JUNCT.BOX SMOOTH WALLS 120X80X50 IP56 | PUSZK.PRZYŁ.GŁAD.ŚCIANY 120X80X50 IP56 | 3.35 | 1 | NR | 3.3 | 1 | NR | 1.515% | OFFICIAL | 4BX34G46F50114K100 | 30 | 4BX | INSTALLATION BOX | 34G | SURFACE MOUNTING BOX | 46F | 44 SURF.MOUNT.BOXES | 1 | 91 | NR | 843.956 | CCM | 125.396 | 100 | G | 8011564013780 | 8011564513051 | 8011564513051 | 85381000
GW44024 | JUNCTION BOX+C.G. 1/4T.100X100X50 IP55 | PUS.PRZY.+DŁAWIKI K 1/4T.100X100X50 IP55 | 3.4 | 1 | NR | 3.35 | 1 | NR | 1.493% | OFFICIAL | 4BX34G46F50114I100 | 30 | 4BX | INSTALLATION BOX | 34G | SURFACE MOUNTING BOX | 46F | 44 SURF.MOUNT.BOXES | 1 | 66 | NR | 1163.636 | CCM | 139.682 | 125.722 | G | 8011564177017 | 8011564594050 | 8011564594050 | 85381000
GW44626 | INSUL.BACK MOUNT.PLATE F.BOXES 240X190 | IZOL.PŁYTK.MONTAŻ.TYLNA DO PUSZ.240X190 | 13.7 | 1 | NR | 13.5 | 1 | NR | 1.481% | OFFICIAL | 4BX34G46F50514Y100 | 30 | 4BX | INSTALLATION BOX | 34G | SURFACE MOUNTING BOX | 46F | 44 SURF.MOUNT.BOXES | 1 | 20 | NR | 380.625 | CCM | 238.05 | 213.584 | G | 8011564028715 | 8011564340152 | 8011564340152 | 85389099
GW44005 | JUNCTION BOX+C.GLANDS 120X80X50 IP55 | PUSZK.PRZYŁ.+DŁAWIKI KAB.120X80X50 IP55 | 3.45 | 1 | NR | 3.4 | 1 | NR | 1.471% | OFFICIAL | 4BX34G46F50114I100 | 30 | 4BX | INSTALLATION BOX | 34G | SURFACE MOUNTING BOX | 46F | 44 SURF.MOUNT.BOXES | 1 | 66 | NR | 1163.636 | CCM | 158.833 | 142.95 | G | 8011564013704 | 8011564513037 | 8011564513037 | 85381000
GW44008 | JUNCTION BOX+C.GLANDS 240X190X90 IP55 | PUSZK.PRZYŁ.+DŁAWIKI KAB.240X190X90 IP55 | 14 | 1 | NR | 13.8 | 1 | NR | 1.449% | OFFICIAL | 4BX34G46F50114I100 | 30 | 4BX | INSTALLATION BOX | 34G | SURFACE MOUNTING BOX | 46F | 44 SURF.MOUNT.BOXES | 1 | 12 | NR | 8053.5 | CCM | 737.917 | 634.6 | G | 8011564013735 | 8011564363809 | 8011564363809 | 85381000
GW44002 | JUNCTION BOX+C.GLANDS D.80X40 IP44 | PUSZKA PRZYŁ.+DŁAWIKI KAB.D.80X40 IP44 | 1.42 | 1 | NR | 1.4 | 1 | NR | 1.429% | OFFICIAL | 4BX34G46F50114G100 | 30 | 4BX | INSTALLATION BOX | 34G | SURFACE MOUNTING BOX | 46F | 44 SURF.MOUNT.BOXES | 5 | 135 | NR | 496.459 | CCM | 61.393 | 55.254 | G | 8011564013674 | 8011564323148 | 8011564513280 | 85381000
GW44276C | JUN. BOX IP56 150X110X70 SM. WAL. UL-CSA | PUS.PRZYŁ.IP56 150X110X70 GŁ.ŚCI.UL-CSA | 7.4 | 1 | NR | 7.3 | 1 | NR | 1.37% | OFFICIAL | 4BX34G46F50114N100 | 30 | 4BX | INSTALLATION BOX | 34G | SURFACE MOUNTING BOX | 46F | 44 SURF.MOUNT.BOXES | 1 | 50 | NR | 1932.84 | CCM | 258.3 | 232.47 | G | 8011564718913 | 8011564691612 | 8011564691612 | 85381000
GW44274 | JUNC.BOX IP56 100X100X50 SMOOTH W.GWT960 | PUSZ.PRZ.IP56 100X100X50 GŁA.ŚC.B.GWT960 | 3.95 | 1 | NR | 3.9 | 1 | NR | 1.282% | OFFICIAL | 4BX34G46F50114N100 | 30 | 4BX | INSTALLATION BOX | 34G | SURFACE MOUNTING BOX | 46F | 44 SURF.MOUNT.BOXES | 1 | 105 | NR | 942.314 | CCM | 138.343 | 124.509 | G | 8011564217812 | 8011564570610 | 8011564570610 | 85381000
GW44275 | JUNC.BOX IP56 120X80X50 SMOOTH W.GWT960 | PUSZ.PRZ.IP56 120X80X50 GŁA.ŚC.B.GWT960 | 4 | 1 | NR | 3.95 | 1 | NR | 1.266% | OFFICIAL | 4BX34G46F50114N100 | 30 | 4BX | INSTALLATION BOX | 34G | SURFACE MOUNTING BOX | 46F | 44 SURF.MOUNT.BOXES | 1 | 91 | NR | 843.956 | CCM | 137.571 | 123.814 | G | 8011564217652 | 8011564570382 | 8011564570382 | 85381000
GW44052 | JUNCT.BOX GLANDS D.80X40 IP44 GWT960°C | PUSZ.PRZY.DŁAWIKI D.80X40 IP44 GWT960°C | 1.8 | 1 | NR | 1.78 | 1 | NR | 1.124% | OFFICIAL | 4BX34G46F50114J100 | 30 | 4BX | INSTALLATION BOX | 34G | SURFACE MOUNTING BOX | 46F | 44 SURF.MOUNT.BOXES | 5 | 135 | NR | 496.459 | CCM | 74.889 | 67.4 | G | 8011564217720 | 8011564570528 | 8011564570535 | 85381000
GW44206 | JUNCT.BOX SMOOTH WALLS 150X110X70 IP56 | PUSZK.PRZYŁ.GŁAD.ŚCIANY 150X110X70 IP56 | 4.95 | 1 | NR | 4.9 | 1 | NR | 1.02% | OFFICIAL | 4BX34G46F50114K100 | 30 | 4BX | INSTALLATION BOX | 34G | SURFACE MOUNTING BOX | 46F | 44 SURF.MOUNT.BOXES | 1 | 50 | NR | 1932.84 | CCM | 226.68 | 206.828 | G | 8011564013797 | 8011564323285 | 8011564323285 | 85381000
GW44234 | JUNCT.BOX IP55 100x100x50 1/4T GWT 650°C | PUSZ.PRZY.IP55 100x100x50 1/4T GWT 650°C | 3.25 | 1 | NR | 3.4 | 1 | NR | -4.412% | OFFICIAL | 4BX34G46F50114K100 | 30 | 4BX | INSTALLATION BOX | 34G | SURFACE MOUNTING BOX | 46F | 44 SURF.MOUNT.BOXES | 1 | 105 | NR | 942.314 | CCM | 127.438 | 124.859 | G | 8011564196223 | 8011564552418 | 8011564552418 | 85381000
GW44208 | JUNCT.BOX SMOOTH WALLS 240X190X90 IP56 | PUSZK.PRZYŁ.GŁAD.ŚCIANY 240X190X90 IP56 | 14.8 | 1 | NR | 15.9 | 1 | NR | -6.918% | OFFICIAL | 4BX34G46F50114K100 | 30 | 4BX | INSTALLATION BOX | 34G | SURFACE MOUNTING BOX | 46F | 44 SURF.MOUNT.BOXES | 1 | 14 | NR | 6903 | CCM | 623.857 | 539.32 | G | 8011564013810 | 8011564460317 | 8011564460317 | 85381000
GW44418 | JUNCT.BOX HR GREY LID 240X190X160 IP56 | PUS.PRZ. HR SZARA POKR. 240X190X160 IP56 | 29.5 | 1 | NR | 35.4 | 1 | NR | -16.67% | OFFICIAL | 4BX34G46F50314Q100 | 30 | 4BX | INSTALLATION BOX | 34G | SURFACE MOUNTING BOX | 46F | 44 SURF.MOUNT.BOXES | 1 | 12 | NR | 10800 | CCM | 932.167 | 838.95 | G | 8011564014053 | 8011564516380 | 8011564516380 | 85381000
GW76942 | FIXING NUT PG9 | NAKRĘTKA MOCUJĄCA PG9 | 1.45 | 1 | NR | 1.4 | 1 | NR | 3.571% | OFFICIAL | 4BX34G46H9013HO100 | 30 | 4BX | INSTALLATION BOX | 34G | SURFACE MOUNTING BOX | 46H | 76 METAL BOXES | 25 | 100 | NR | 16.171 | CCM | 2.8 | 2.52 | G | 8011564288423 | 8011564632691 | 8011564632707 | 73181631
GW76827 | METALLIC CABLE GLAND PG16 IP68 | DŁAWIK KABLOWY METALOWY PG16 IP68 | 11 | 1 | NR | 10.7 | 1 | NR | 2.804% | OFFICIAL | 4BX34G46H8953I6100 | 30 | 4BX | INSTALLATION BOX | 34G | SURFACE MOUNTING BOX | 46H | 76 METAL BOXES | 10 | 100 | NR | 38.88 | CCM | 41.7 | 37.53 | G | 8011564209374 | 8011564563247 | 8011564563254 | 85389099
GW76841 | METALLIC CABLE GLAND PG11 IP65 | DŁAWIK KABLOWY METALOWY PG11 IP65 | 3.8 | 1 | NR | 3.7 | 1 | NR | 2.703% | OFFICIAL | 4BX34G46H8953I6100 | 30 | 4BX | INSTALLATION BOX | 34G | SURFACE MOUNTING BOX | 46H | 76 METAL BOXES | 1 | 50 | NR | 42.12 | CCM | 15.8 | 14.22 | G | 8011564209480 | 8011564209480 | 8011564563476 | 85389099
GW76842 | METALLIC CABLE GLAND PG13,5 IP65 | DŁAWIK KABLOWY METALOWY PG13,5 IP65 | 3.8 | 1 | NR | 3.7 | 1 | NR | 2.703% | OFFICIAL | 4BX34G46H8953I6100 | 30 | 4BX | INSTALLATION BOX | 34G | SURFACE MOUNTING BOX | 46H | 76 METAL BOXES | 1 | 50 | NR | 42.12 | CCM | 15.28 | 13.752 | G | 8011564209497 | 8011564209497 | 8011564563490 | 85389099
GW76959 | FIXING NUT PG16 | NAKRĘTKA MOCUJĄCA PG16 | 1.2 | 1 | NR | 1.17 | 1 | NR | 2.564% | OFFICIAL | 4BX34G46H8993HI100 | 30 | 4BX | INSTALLATION BOX | 34G | SURFACE MOUNTING BOX | 46H | 76 METAL BOXES | 25 | 100 | NR | 12.155 | CCM | 5.65 | 5.085 | G | 8011564219083 | 8011564571969 | 8011564571976 | 73181631
GW76273 | BACK-MOUNTING STEEL PLATE 155X130 | RAMKA DO MONTAŻU TYLNEGO STAL 155X130 | 10.2 | 1 | NR | 9.95 | 1 | NR | 2.513% | OFFICIAL | 4BX34G46H8993HG100 | 30 | 4BX | INSTALLATION BOX | 34G | SURFACE MOUNTING BOX | 46H | 76 METAL BOXES | 1 | 10 | NR | 125.125 | CCM | 214 | 192.6 | G | 8011564223790 | 8011564223790 | 8011564592025 | 85389099
GW76962 | FIXING NUT PG36 | NAKRĘTKA MOCUJĄCA PG36 | 4.15 | 1 | NR | 4.05 | 1 | NR | 2.469% | OFFICIAL | 4BX34G46H8993HI100 | 30 | 4BX | INSTALLATION BOX | 34G | SURFACE MOUNTING BOX | 46H | 76 METAL BOXES | 10 | 50 | NR | 77.76 | CCM | 22.08 | 19.872 | G | 8011564219113 | 8011564572027 | 8011564572034 | 73181631
GW76925 | MET.CABLE GLAND ATEX M32 D20-25 IP68 | DŁ.KABLOWY METAL. ATEX M32 D20-25 IP68 | 125 | 1 | NR | 122 | 1 | NR | 2.459% | OFFICIAL | 4BX34G46H9013HM100 | 30 | 4BX | INSTALLATION BOX | 34G | SURFACE MOUNTING BOX | 46H | 76 METAL BOXES | 5 | 50 | NR | 163.257 | CCM | 115.4 | 103.86 | G | 8011564288379 | 8011564632592 | 8011564632608 | 85389099
GW76952 | FIXING NUT M20 | NAKRĘTKA MOCUJĄCA M20 | 1.25 | 1 | NR | 1.22 | 1 | NR | 2.459% | OFFICIAL | 4BX34G46H8993HI100 | 30 | 4BX | INSTALLATION BOX | 34G | SURFACE MOUNTING BOX | 46H | 76 METAL BOXES | 25 | 100 | NR | 12.155 | CCM | 5.25 | 4.725 | G | 8011564219014 | 8011564571822 | 8011564571839 | 73181631
GW76837 | PLASTIC CABLE GLAND PG11 IP65 | DŁAWIK KABLOWY PLASTIKOWY PG11 IP65 | 4.2 | 1 | NR | 4.1 | 1 | NR | 2.439% | OFFICIAL | 4BX34G46H8953H8100 | 30 | 4BX | INSTALLATION BOX | 34G | SURFACE MOUNTING BOX | 46H | 76 METAL BOXES | 1 | 50 | NR | 27 | CCM | 8.76 | 7.884 | G | 8011564209466 | 8011564209466 | 8011564563438 | 85389099
GW76843 | METALLIC CABLE GLAND PG16 IP65 | DŁAWIK KABLOWY METALOWY PG16 IP65 | 4.2 | 1 | NR | 4.1 | 1 | NR | 2.439% | OFFICIAL | 4BX34G46H8953I6100 | 30 | 4BX | INSTALLATION BOX | 34G | SURFACE MOUNTING BOX | 46H | 76 METAL BOXES | 1 | 50 | NR | 42.12 | CCM | 21.78 | 19.602 | G | 8011564209503 | 8011564209503 | 8011564563513 | 85389099
GW76844 | METALLIC CABLE GLAND PG21 IP65 | DŁAWIK KABLOWY METALOWY PG21 IP65 | 6.3 | 1 | NR | 6.15 | 1 | NR | 2.439% | OFFICIAL | 4BX34G46H8953I6100 | 30 | 4BX | INSTALLATION BOX | 34G | SURFACE MOUNTING BOX | 46H | 76 METAL BOXES | 1 | 50 | NR | 60.48 | CCM | 34.66 | 31.194 | G | 8011564209510 | 8011564209510 | 8011564563537 | 85389099
GW76961 | FIXING NUT PG29 | NAKRĘTKA MOCUJĄCA PG29 | 2.1 | 1 | NR | 2.05 | 1 | NR | 2.439% | OFFICIAL | 4BX34G46H8993HI100 | 30 | 4BX | INSTALLATION BOX | 34G | SURFACE MOUNTING BOX | 46H | 76 METAL BOXES | 25 | 100 | NR | 12.155 | CCM | 13.35 | 12.015 | G | 8011564219106 | 8011564572003 | 8011564572010 | 73181631
GW76966 | METAL FIXING NUT M12 | NAKRĘTKA METALOWA MOCUJĄCA M12 | 2.1 | 1 | NR | 2.05 | 1 | NR | 2.439% | OFFICIAL | 4BX34G46H8993HI100 | 30 | 4BX | INSTALLATION BOX | 34G | SURFACE MOUNTING BOX | 46H | 76 METAL BOXES | 100 | 500 | NR | 7.904 | CCM | 2 | 2 | G | 8011564772816 | 8011564915206 | 8011564915213 | 73181631
GW76980 | MET.THREADED BLANKING PLUGS PG11 IP65 | MET.ZAŚLEPKI GWINTOWANE PG11 IP65 | 4.2 | 1 | NR | 4.1 | 1 | NR | 2.439% | OFFICIAL | 4BX34G46H8953IE100 | 30 | 4BX | INSTALLATION BOX | 34G | SURFACE MOUNTING BOX | 46H | 76 METAL BOXES | 10 | 100 | NR | 12.96 | CCM | 8.42 | 7.578 | G | 8011564221413 | 8011564573710 | 8011564573727 | 85389099
GW76261 | METAL JUNCT.BOX 91X91X54 PAINTED | METAL PUSZKA PRZYŁ. 91X91X54 MALOWANA | 13 | 1 | NR | 12.7 | 1 | NR | 2.362% | OFFICIAL | 4BX34G46H8993HC100 | 30 | 4BX | INSTALLATION BOX | 34G | SURFACE MOUNTING BOX | 46H | 76 METAL BOXES | 1 | 40 | NR | 801.625 | CCM | 268.075 | 241.268 | G | 8011564223714 | 8011564223714 | 8011564577220 | 85381000
GW76274 | BACK-MOUNTING STEEL PLATE 178X156 | RAMKA DO MONTAŻU TYLNEGO STAL 178X156 | 13.1 | 1 | NR | 12.8 | 1 | NR | 2.344% | OFFICIAL | 4BX34G46H8993HG100 | 30 | 4BX | INSTALLATION BOX | 34G | SURFACE MOUNTING BOX | 46H | 76 METAL BOXES | 1 | 10 | NR | 125.125 | CCM | 243.8 | 219.42 | G | 8011564223806 | 8011564223806 | 8011564592032 | 85389099
GW76908 | MET.CABLE GLAND ATEX PG36 D22-32 IP68 | DŁ.KABLOWY METAL. ATEX PG36 D22-32 IP68 | 135 | 1 | NR | 132 | 1 | NR | 2.273% | OFFICIAL | 4BX34G46H9013HM100 | 30 | 4BX | INSTALLATION BOX | 34G | SURFACE MOUNTING BOX | 46H | 76 METAL BOXES | 5 | 50 | NR | 214.988 | CCM | 185.3 | 166.77 | G | 8011564288300 | 8011564632455 | 8011564632462 | 85389099
GW76973 | METAL CLOSING CAP M16 | METALOWA ZATYCZKA M16 | 4.55 | 1 | NR | 4.45 | 1 | NR | 2.247% | OFFICIAL | 4BX34G46H8953IE100 | 30 | 4BX | INSTALLATION BOX | 34G | SURFACE MOUNTING BOX | 46H | 76 METAL BOXES | 100 | 300 | NR | 12.87 | CCM | 7.579 | 7.005 | G | 8011564773288 | 8011564916043 | 8011564916050 | 85389099
GW76941 | FIXING NUT PG7 | NAKRĘTKA MOCUJĄCA PG7 | 1.38 | 1 | NR | 1.35 | 1 | NR | 2.222% | OFFICIAL | 4BX34G46H9013HO100 | 30 | 4BX | INSTALLATION BOX | 34G | SURFACE MOUNTING BOX | 46H | 76 METAL BOXES | 25 | 100 | NR | 16.171 | CCM | 2.25 | 2.025 | G | 8011564288416 | 8011564632677 | 8011564632684 | 73181631
GW76287 | METAL JUNCT.BOX 392X298X149 NOT PAINTED | METAL PUSZK.PRZYŁ.392X298X149 N/MALOWANA | 279 | 1 | NR | 273 | 1 | NR | 2.198% | OFFICIAL | 4BX34G46H8993HE100 | 30 | 4BX | INSTALLATION BOX | 34G | SURFACE MOUNTING BOX | 46H | 76 METAL BOXES | 1 | 1 | NR | 27412.5 | CCM | 4.265 | 3.839 | KG | 8011564244078 | 8011564244078 | 8011564244078 | 85381000
GW76849 | METALLIC CABLE GLAND M25 IP65 | DŁAWIK KABLOWY METALOWY M25 IP65 | 7.1 | 1 | NR | 6.95 | 1 | NR | 2.158% | OFFICIAL | 4BX34G46H8953I6100 | 30 | 4BX | INSTALLATION BOX | 34G | SURFACE MOUNTING BOX | 46H | 76 METAL BOXES | 1 | 50 | NR | 58.32 | CCM | 24.64 | 22.176 | G | 8011564209565 | 8011564209565 | 8011564563636 | 85389099
GW76866 | METAL ENL.ADAPTER M.PG13,5-F.PG16 IP65 | ADAPTER OBUD.METAL M.PG13,5-F.PG16 IP65 | 7.1 | 1 | NR | 6.95 | 1 | NR | 2.158% | OFFICIAL | 4BX34G46H8953IA100 | 30 | 4BX | INSTALLATION BOX | 34G | SURFACE MOUNTING BOX | 46H | 76 METAL BOXES | 10 | 100 | NR | 47.775 | CCM | 13.9 | 12.51 | G | 8011564218925 | 8011564571631 | 8011564571648 | 85389099
GW76870 | METAL ENL.ADAPTER MAL.M20-FEM.M25 IP65 | ADAPTER OBUD.METAL MĘS.M20-ŻEŃ.M25 IP65 | 7.1 | 1 | NR | 6.95 | 1 | NR | 2.158% | OFFICIAL | 4BX34G46H8953IA100 | 30 | 4BX | INSTALLATION BOX | 34G | SURFACE MOUNTING BOX | 46H | 76 METAL BOXES | 10 | 100 | NR | 37.961 | CCM | 17.76 | 15.984 | G | 8011564218963 | 8011564571716 | 8011564571723 | 85389099
GW76976 | MET.THREADED BLANKING PLUGS M25 IP65 | MET.ZAŚLEPKI GWINTOWANE M25 IP65 | 7.1 | 1 | NR | 6.95 | 1 | NR | 2.158% | OFFICIAL | 4BX34G46H8953IE100 | 30 | 4BX | INSTALLATION BOX | 34G | SURFACE MOUNTING BOX | 46H | 76 METAL BOXES | 10 | 100 | NR | 15.12 | CCM | 13.17 | 11.853 | G | 8011564221499 | 8011564573871 | 8011564573888 | 85389099
GW76983 | MET.THREADED BLANKING PLUGS PG21 IP65 | MET.ZAŚLEPKI GWINTOWANE PG21 IP65 | 7.1 | 1 | NR | 6.95 | 1 | NR | 2.158% | OFFICIAL | 4BX34G46H8953IE100 | 30 | 4BX | INSTALLATION BOX | 34G | SURFACE MOUNTING BOX | 46H | 76 METAL BOXES | 10 | 100 | NR | 37.6 | CCM | 22.99 | 20.691 | G | 8011564221444 | 8011564573772 | 8011564573789 | 85389099
GW76927 | MET.CABLE GLAND ATEX M50 D32-38 IP68 | DŁ.KABLOWY METAL. ATEX M50 D32-38 IP68 | 237 | 1 | NR | 232 | 1 | NR | 2.155% | OFFICIAL | 4BX34G46H9013HM100 | 30 | 4BX | INSTALLATION BOX | 34G | SURFACE MOUNTING BOX | 46H | 76 METAL BOXES | 2 | 10 | NR | 410.81 | CCM | 256 | 230.4 | G | 8011564288393 | 8011564632639 | 8011564632646 | 85389099
GW76282 | METAL JUNCT.BOX 128X103X57 NOT PAINTED | METAL PUSZK.PRZYŁ.128X103X57 N/MALOWANA | 33.3 | 1 | NR | 32.6 | 1 | NR | 2.147% | OFFICIAL | 4BX34G46H8993HE100 | 30 | 4BX | INSTALLATION BOX | 34G | SURFACE MOUNTING BOX | 46H | 76 METAL BOXES | 1 | 32 | NR | 1291.406 | CCM | 438.906 | 395.016 | G | 8011564244023 | 8011564244023 | 8011564589322 | 85381000
GW76869 | METAL ENL.ADAPTER MAL.PG29-FEM.PG36 IP65 | ADAPTER OBU.METAL MĘS.PG29-ŻEŃ.PG36 IP65 | 33.3 | 1 | NR | 32.6 | 1 | NR | 2.147% | OFFICIAL | 4BX34G46H8953IA100 | 30 | 4BX | INSTALLATION BOX | 34G | SURFACE MOUNTING BOX | 46H | 76 METAL BOXES | 5 | 50 | NR | 185.25 | CCM | 72.4 | 65.16 | G | 8011564218956 | 8011564571693 | 8011564571709 | 85389099
GW76963 | FIXING NUT PG42 | NAKRĘTKA MOCUJĄCA PG42 | 7.2 | 1 | NR | 7.05 | 1 | NR | 2.128% | OFFICIAL | 4BX34G46H8993HI100 | 30 | 4BX | INSTALLATION BOX | 34G | SURFACE MOUNTING BOX | 46H | 76 METAL BOXES | 10 | 50 | NR | 77.76 | CCM | 33.44 | 30.096 | G | 8011564219120 | 8011564572041 | 8011564572058 | 73181631
GW76267 | METAL JUNCT.BOX 392X298X149 PAINTED | METAL PUSZKA PRZYŁ.392X298X149 MALOWANA | 288 | 1 | NR | 282 | 1 | NR | 2.128% | OFFICIAL | 4BX34G46H8993HC100 | 30 | 4BX | INSTALLATION BOX | 34G | SURFACE MOUNTING BOX | 46H | 76 METAL BOXES | 1 | 1 | NR | 23481.25 | CCM | 4.484 | 4.036 | KG | 8011564223776 | 8011564223776 | 8011564223776 | 85381000
GW76296 | METAL JUNCT.BOX 294X244X114 ATEX | METAL PUSZKA PRZYŁ. 294X244X114 ATEX | 195 | 1 | NR | 191 | 1 | NR | 2.094% | OFFICIAL | 4BX34G46H9013HK100 | 30 | 4BX | INSTALLATION BOX | 34G | SURFACE MOUNTING BOX | 46H | 76 METAL BOXES | 1 | 4 | NR | 11648 | CCM | 2.63 | 2.367 | KG | 8011564248120 | 8011564248120 | 8011564592568 | 85381000
GW76851 | METALLIC CABLE GLAND M40 IP65 | DŁAWIK KABLOWY METALOWY M40 IP65 | 19.5 | 1 | NR | 19.1 | 1 | NR | 2.094% | OFFICIAL | 4BX34G46H8953I6100 | 30 | 4BX | INSTALLATION BOX | 34G | SURFACE MOUNTING BOX | 46H | 76 METAL BOXES | 1 | 10 | NR | 135 | CCM | 74.5 | 67.05 | G | 8011564209589 | 8011564209589 | 8011564563674 | 85389099
GW76978 | MET.THREADED BLANKING PLUGS M40 IP65 | MET.ZAŚLEPKI GWINTOWANE M40 IP65 | 19.5 | 1 | NR | 19.1 | 1 | NR | 2.094% | OFFICIAL | 4BX34G46H8953IE100 | 30 | 4BX | INSTALLATION BOX | 34G | SURFACE MOUNTING BOX | 46H | 76 METAL BOXES | 5 | 50 | NR | 75.2 | CCM | 36.38 | 32.742 | G | 8011564221512 | 8011564573918 | 8011564573925 | 85389099
GW76845 | METALLIC CABLE GLAND PG29 IP65 | DŁAWIK KABLOWY METALOWY PG29 IP65 | 9.8 | 1 | NR | 9.6 | 1 | NR | 2.083% | OFFICIAL | 4BX34G46H8953I6100 | 30 | 4BX | INSTALLATION BOX | 34G | SURFACE MOUNTING BOX | 46H | 76 METAL BOXES | 1 | 10 | NR | 135 | CCM | 64 | 57.6 | G | 8011564209527 | 8011564209527 | 8011564563551 | 85389099
GW76852 | METALLIC CABLE GLAND M50 IP65 | DŁAWIK KABLOWY METALOWY M50 IP65 | 29.7 | 1 | NR | 29.1 | 1 | NR | 2.062% | OFFICIAL | 4BX34G46H8953I6100 | 30 | 4BX | INSTALLATION BOX | 34G | SURFACE MOUNTING BOX | 46H | 76 METAL BOXES | 1 | 10 | NR | 302.4 | CCM | 134.4 | 120.96 | G | 8011564209596 | 8011564209596 | 8011564563698 | 85389099
GW76979 | MET.THREADED BLANKING PLUGS M50 IP65 | MET.ZAŚLEPKI GWINTOWANE M50 IP65 | 29.7 | 1 | NR | 29.1 | 1 | NR | 2.062% | OFFICIAL | 4BX34G46H8953IE100 | 30 | 4BX | INSTALLATION BOX | 34G | SURFACE MOUNTING BOX | 46H | 76 METAL BOXES | 5 | 50 | NR | 75.2 | CCM | 64.14 | 57.726 | G | 8011564221529 | 8011564573932 | 8011564573949 | 85389099
GW76907 | MET.CABLE GLAND ATEX PG29 D18-25 IP68 | DŁ.KABLOWY METAL. ATEX PG29 D18-25 IP68 | 69.9 | 1 | NR | 68.5 | 1 | NR | 2.044% | OFFICIAL | 4BX34G46H9013HM100 | 30 | 4BX | INSTALLATION BOX | 34G | SURFACE MOUNTING BOX | 46H | 76 METAL BOXES | 5 | 50 | NR | 110.019 | CCM | 113.9 | 102.51 | G | 8011564288294 | 8011564632431 | 8011564632448 | 85389099
GW76902 | MET.CABLE GLAND ATEX PG9 D4-8 IP68 | DŁ.KABLOWY METALOWY ATEX PG9 D4-8 IP68 | 30.3 | 1 | NR | 29.7 | 1 | NR | 2.02% | OFFICIAL | 4BX34G46H9013HM100 | 30 | 4BX | INSTALLATION BOX | 34G | SURFACE MOUNTING BOX | 46H | 76 METAL BOXES | 10 | 100 | NR | 28.219 | CCM | 21.007 | 19.076 | G | 8011564288249 | 8011564632332 | 8011564632349 | 85389099
GW76909 | MET.CABLE GLAND ATEX PG42 D32-38 IP68 | DŁ.KABLOWY METAL. ATEX PG42 D32-38 IP68 | 253 | 1 | NR | 248 | 1 | NR | 2.016% | OFFICIAL | 4BX34G46H9013HM100 | 30 | 4BX | INSTALLATION BOX | 34G | SURFACE MOUNTING BOX | 46H | 76 METAL BOXES | 2 | 10 | NR | 410.81 | CCM | 241 | 216.9 | G | 8011564288317 | 8011564632479 | 8011564632486 | 85389099
GW76283 | METAL JUNCT.BOX 155X130X58 NOT PAINTED | METAL PUSZK.PRZYŁ.155X130X58 N/MALOWANA | 40.5 | 1 | NR | 39.7 | 1 | NR | 2.015% | OFFICIAL | 4BX34G46H8993HE100 | 30 | 4BX | INSTALLATION BOX | 34G | SURFACE MOUNTING BOX | 46H | 76 METAL BOXES | 1 | 24 | NR | 1721.875 | CCM | 556.042 | 500.438 | G | 8011564244030 | 8011564244030 | 8011564589339 | 85381000
GW76872 | METAL ENL.ADAPTER MAL.M32-FEM.M40 IP65 | ADAPTER OBUD.METAL MĘS.M32-ŻEŃ.M40 IP65 | 25.4 | 1 | NR | 24.9 | 1 | NR | 2.008% | OFFICIAL | 4BX34G46H8953IA100 | 30 | 4BX | INSTALLATION BOX | 34G | SURFACE MOUNTING BOX | 46H | 76 METAL BOXES | 5 | 50 | NR | 185.25 | CCM | 50.3 | 45.27 | G | 8011564218987 | 8011564571754 | 8011564571761 | 85389099
GW76829 | METALLIC CABLE GLAND PG29 IP68 | DŁAWIK KABLOWY METALOWY PG29 IP68 | 35.6 | 1 | NR | 34.9 | 1 | NR | 2.006% | OFFICIAL | 4BX34G46H8953I6100 | 30 | 4BX | INSTALLATION BOX | 34G | SURFACE MOUNTING BOX | 46H | 76 METAL BOXES | 5 | 50 | NR | 77.76 | CCM | 133.86 | 120.474 | G | 8011564209398 | 8011564563285 | 8011564563292 | 85389099
GW76871 | METAL ENL.ADAPTER MAL.M25-FEM.M32 IP65 | ADAPTER OBUD.METAL MĘS.M25-ŻEŃ.M32 IP65 | 15.3 | 1 | NR | 15 | 1 | NR | 2% | OFFICIAL | 4BX34G46H8953IA100 | 30 | 4BX | INSTALLATION BOX | 34G | SURFACE MOUNTING BOX | 46H | 76 METAL BOXES | 10 | 100 | NR | 92.625 | CCM | 29.42 | 26.478 | G | 8011564218970 | 8011564571730 | 8011564571747 | 85389099
GW76873 | METAL ENL.ADAPTER MAL.M40-FEM.M50 IP65 | ADAPTER OBUD.METAL MĘS.M40-ŻEŃ.M50 IP65 | 40.9 | 1 | NR | 40.1 | 1 | NR | 1.995% | OFFICIAL | 4BX34G46H8953IA100 | 30 | 4BX | INSTALLATION BOX | 34G | SURFACE MOUNTING BOX | 46H | 76 METAL BOXES | 5 | 50 | NR | 185.25 | CCM | 83.32 | 74.988 | G | 8011564218994 | 8011564571778 | 8011564571785 | 85389099
GW76922 | MET.CABLE GLAND ATEX M16 D6-10 IP68 | DŁ.KABLOWY METAL. ATEX M16 D6-10 IP68 | 40.9 | 1 | NR | 40.1 | 1 | NR | 1.995% | OFFICIAL | 4BX34G46H9013HM100 | 30 | 4BX | INSTALLATION BOX | 34G | SURFACE MOUNTING BOX | 46H | 76 METAL BOXES | 10 | 100 | NR | 28.219 | CCM | 26.8 | 24.12 | G | 8011564288348 | 8011564632530 | 8011564632547 | 85389099
GW76831 | METALLIC CABLE GLAND M20 IP68 | DŁAWIK KABLOWY METALOWY M20 IP68 | 10.3 | 1 | NR | 10.1 | 1 | NR | 1.98% | OFFICIAL | 4BX34G46H8953I6100 | 30 | 4BX | INSTALLATION BOX | 34G | SURFACE MOUNTING BOX | 46H | 76 METAL BOXES | 10 | 100 | NR | 38.88 | CCM | 35.27 | 31.743 | G | 8011564209411 | 8011564563322 | 8011564563339 | 85389099
GW76263 | METAL JUNCT.BOX 155X130X58 PAINTED | METAL PUSZKA PRZYŁ.155X130X58 MALOWANA | 41.3 | 1 | NR | 40.5 | 1 | NR | 1.975% | OFFICIAL | 4BX34G46H8993HC100 | 30 | 4BX | INSTALLATION BOX | 34G | SURFACE MOUNTING BOX | 46H | 76 METAL BOXES | 1 | 24 | NR | 1875 | CCM | 583.083 | 530.3 | G | 8011564223738 | 8011564223738 | 8011564577244 | 85381000
GW76839 | PLASTIC CABLE GLAND M20 IP65 | DŁAWIK KABLOWY PLASTIKOWY M20 IP65 | 5.2 | 1 | NR | 5.1 | 1 | NR | 1.961% | OFFICIAL | 4BX34G46H8953H8100 | 30 | 4BX | INSTALLATION BOX | 34G | SURFACE MOUNTING BOX | 46H | 76 METAL BOXES | 1 | 50 | NR | 42.12 | CCM | 11.78 | 10.602 | G | 8011564209473 | 8011564209473 | 8011564563452 | 85389099
GW76848 | METALLIC CABLE GLAND M20 IP65 | DŁAWIK KABLOWY METALOWY M20 IP65 | 5.2 | 1 | NR | 5.1 | 1 | NR | 1.961% | OFFICIAL | 4BX34G46H8953I6100 | 30 | 4BX | INSTALLATION BOX | 34G | SURFACE MOUNTING BOX | 46H | 76 METAL BOXES | 1 | 50 | NR | 27 | CCM | 21 | 18.9 | G | 8011564209558 | 8011564209558 | 8011564563612 | 85389099
GW76850 | METALLIC CABLE GLAND M32 IP65 | DŁAWIK KABLOWY METALOWY M32 IP65 | 10.4 | 1 | NR | 10.2 | 1 | NR | 1.961% | OFFICIAL | 4BX34G46H8953I6100 | 30 | 4BX | INSTALLATION BOX | 34G | SURFACE MOUNTING BOX | 46H | 76 METAL BOXES | 1 | 10 | NR | 90.75 | CCM | 45.9 | 41.31 | G | 8011564209572 | 8011564209572 | 8011564563650 | 85389099
GW76954 | FIXING NUT M32 | NAKRĘTKA MOCUJĄCA M32 | 2.6 | 1 | NR | 2.55 | 1 | NR | 1.961% | OFFICIAL | 4BX34G46H8993HI100 | 30 | 4BX | INSTALLATION BOX | 34G | SURFACE MOUNTING BOX | 46H | 76 METAL BOXES | 25 | 100 | NR | 12.155 | CCM | 11.65 | 10.485 | G | 8011564219038 | 8011564571860 | 8011564571877 | 73181631
GW76975 | MET.THREADED BLANKING PLUGS M20 IP65 | MET.ZAŚLEPKI GWINTOWANE M20 IP65 | 5.2 | 1 | NR | 5.1 | 1 | NR | 1.961% | OFFICIAL | 4BX34G46H8953IE100 | 30 | 4BX | INSTALLATION BOX | 34G | SURFACE MOUNTING BOX | 46H | 76 METAL BOXES | 10 | 100 | NR | 37.6 | CCM | 9.05 | 8.145 | G | 8011564221482 | 8011564573857 | 8011564573864 | 85389099
GW76977 | MET.THREADED BLANKING PLUGS M32 IP65 | MET.ZAŚLEPKI GWINTOWANE M32 IP65 | 10.4 | 1 | NR | 10.2 | 1 | NR | 1.961% | OFFICIAL | 4BX34G46H8953IE100 | 30 | 4BX | INSTALLATION BOX | 34G | SURFACE MOUNTING BOX | 46H | 76 METAL BOXES | 10 | 100 | NR | 37.6 | CCM | 19.81 | 17.829 | G | 8011564221505 | 8011564573895 | 8011564573901 | 85389099
GW76982 | MET.THREADED BLANKING PLUGS PG16 IP65 | MET.ZAŚLEPKI GWINTOWANE PG16 IP65 | 5.2 | 1 | NR | 5.1 | 1 | NR | 1.961% | OFFICIAL | 4BX34G46H8953IE100 | 30 | 4BX | INSTALLATION BOX | 34G | SURFACE MOUNTING BOX | 46H | 76 METAL BOXES | 10 | 100 | NR | 37.6 | CCM | 11.84 | 10.656 | G | 8011564221437 | 8011564573758 | 8011564573765 | 85389099
GW76984 | MET.THREADED BLANKING PLUGS PG29 IP65 | MET.ZAŚLEPKI GWINTOWANE PG29 IP65 | 10.4 | 1 | NR | 10.2 | 1 | NR | 1.961% | OFFICIAL | 4BX34G46H8953IE100 | 30 | 4BX | INSTALLATION BOX | 34G | SURFACE MOUNTING BOX | 46H | 76 METAL BOXES | 5 | 50 | NR | 75.2 | CCM | 40.74 | 36.666 | G | 8011564221451 | 8011564573796 | 8011564573802 | 85389099
GW76835 | METALLIC CABLE GLAND M50 IP68 | DŁAWIK KABLOWY METALOWY M50 IP68 | 88.9 | 1 | NR | 87.2 | 1 | NR | 1.95% | OFFICIAL | 4BX34G46H8953I6100 | 30 | 4BX | INSTALLATION BOX | 34G | SURFACE MOUNTING BOX | 46H | 76 METAL BOXES | 2 | 10 | NR | 388.8 | CCM | 284.5 | 256.05 | G | 8011564209459 | 8011564563407 | 8011564563414 | 85389099
GW76830 | METALLIC CABLE GLAND PG36 IP68 | DŁAWIK KABLOWY METALOWY PG36 IP68 | 63.1 | 1 | NR | 61.9 | 1 | NR | 1.939% | OFFICIAL | 4BX34G46H8953I6100 | 30 | 4BX | INSTALLATION BOX | 34G | SURFACE MOUNTING BOX | 46H | 76 METAL BOXES | 5 | 50 | NR | 90.72 | CCM | 173.3 | 155.97 | G | 8011564209404 | 8011564563308 | 8011564563315 | 85389099
GW76284 | METAL JUNCT.BOX 178X156X75 NOT PAINTED | METAL PUSZK.PRZYŁ.178X156X75 N/MALOWANA | 57.9 | 1 | NR | 56.8 | 1 | NR | 1.937% | OFFICIAL | 4BX34G46H8993HE100 | 30 | 4BX | INSTALLATION BOX | 34G | SURFACE MOUNTING BOX | 46H | 76 METAL BOXES | 1 | 16 | NR | 3062.5 | CCM | 809.688 | 728.719 | G | 8011564244047 | 8011564244047 | 8011564589346 | 85381000
GW76834 | METALLIC CABLE GLAND M40 IP68 | DŁAWIK KABLOWY METALOWY M40 IP68 | 47.5 | 1 | NR | 46.6 | 1 | NR | 1.931% | OFFICIAL | 4BX34G46H8953I6100 | 30 | 4BX | INSTALLATION BOX | 34G | SURFACE MOUNTING BOX | 46H | 76 METAL BOXES | 5 | 50 | NR | 90.72 | CCM | 130.4 | 117.36 | G | 8011564209442 | 8011564563384 | 8011564563391 | 85389099
GW76846 | METALLIC CABLE GLAND PG36 IP65 | DŁAWIK KABLOWY METALOWY PG36 IP65 | 15.9 | 1 | NR | 15.6 | 1 | NR | 1.923% | OFFICIAL | 4BX34G46H8953I6100 | 30 | 4BX | INSTALLATION BOX | 34G | SURFACE MOUNTING BOX | 46H | 76 METAL BOXES | 1 | 10 | NR | 291.6 | CCM | 117.7 | 105.93 | G | 8011564209534 | 8011564209534 | 8011564563575 | 85389099
GW76868 | METAL ENL.ADAPTER MAL.PG21-FEM.PG29 IP65 | ADAPTER OBU.METAL MĘS.PG21-ŻEŃ.PG29 IP65 | 21.2 | 1 | NR | 20.8 | 1 | NR | 1.923% | OFFICIAL | 4BX34G46H8953IA100 | 30 | 4BX | INSTALLATION BOX | 34G | SURFACE MOUNTING BOX | 46H | 76 METAL BOXES | 5 | 50 | NR | 105.75 | CCM | 37.82 | 34.038 | G | 8011564218949 | 8011564571679 | 8011564571686 | 85389099
GW76894 | METAL CABLE GLAND IP68 M12 | DŁAWIK KABLOWY METALOWY IP68 M12 | 5.3 | 1 | NR | 5.2 | 1 | NR | 1.923% | OFFICIAL | 4BX34G46H8953I6100 | 30 | 4BX | INSTALLATION BOX | 34G | SURFACE MOUNTING BOX | 46H | 76 METAL BOXES | 50 | 250 | NR | 16.929 | CCM | 13.375 | 9.315 | G | 8011564772786 | 8011564915145 | 8011564915152 | 85389099
GW76928 | MET.CABLE GLAND ATEX M63 D37-44 IP68 | DŁ.KABLOWY METAL. ATEX M63 D37-44 IP68 | 318 | 1 | NR | 312 | 1 | NR | 1.923% | OFFICIAL | 4BX34G46H9013HM100 | 30 | 4BX | INSTALLATION BOX | 34G | SURFACE MOUNTING BOX | 46H | 76 METAL BOXES | 2 | 10 | NR | 403.988 | CCM | 408 | 367.2 | G | 8011564288409 | 8011564632653 | 8011564632660 | 85389099
GW76265 | METAL JUNCT.BOX 239X202X85 PAINTED | METAL PUSZKA PRZYŁ.239X202X85 MALOWANA | 95.7 | 1 | NR | 93.9 | 1 | NR | 1.917% | OFFICIAL | 4BX34G46H8993HC100 | 30 | 4BX | INSTALLATION BOX | 34G | SURFACE MOUNTING BOX | 46H | 76 METAL BOXES | 1 | 8 | NR | 6250 | CCM | 1.634 | 1.471 | KG | 8011564223752 | 8011564223752 | 8011564577268 | 85381000
GW76286 | METAL JUNCT.BOX 294X244X114 NOT PAINTED | METAL PUSZK.PRZYŁ.294X244X114 N/MALOWANA | 160 | 1 | NR | 157 | 1 | NR | 1.911% | OFFICIAL | 4BX34G46H8993HE100 | 30 | 4BX | INSTALLATION BOX | 34G | SURFACE MOUNTING BOX | 46H | 76 METAL BOXES | 1 | 4 | NR | 11648 | CCM | 2.53 | 2.277 | KG | 8011564244061 | 8011564244061 | 8011564589360 | 85381000
GW76293 | METAL JUNCT.BOX 155X130X58 ATEX | METAL PUSZKA PRZYŁ. 155X130X58 ATEX | 48 | 1 | NR | 47.1 | 1 | NR | 1.911% | OFFICIAL | 4BX34G46H9013HK100 | 30 | 4BX | INSTALLATION BOX | 34G | SURFACE MOUNTING BOX | 46H | 76 METAL BOXES | 1 | 24 | NR | 1950 | CCM | 593.75 | 570 | G | 8011564248090 | 8011564248090 | 8011564592537 | 85381000
GW76974 | METAL CLOSING CAP M63 | METALOWA ZATYCZKA M63 | 53.4 | 1 | NR | 52.4 | 1 | NR | 1.908% | OFFICIAL | 4BX34G46H8953IE100 | 30 | 4BX | INSTALLATION BOX | 34G | SURFACE MOUNTING BOX | 46H | 76 METAL BOXES | 10 | 100 | NR | 107.494 | CCM | 14.219 | 11.05 | G | 8011564773295 | 8011564916067 | 8011564916074 | 85389099
GW76294 | METAL JUNCT.BOX 178X156X75 ATEX | METAL PUSZKA PRZYŁ. 178X156X75 ATEX | 69.9 | 1 | NR | 68.6 | 1 | NR | 1.895% | OFFICIAL | 4BX34G46H9013HK100 | 30 | 4BX | INSTALLATION BOX | 34G | SURFACE MOUNTING BOX | 46H | 76 METAL BOXES | 1 | 16 | NR | 2814.219 | CCM | 872.5 | 820 | G | 8011564248106 | 8011564248106 | 8011564592544 | 85381000
GW76297 | AL.JUNCT.BOXE RAL 7037 392X298X149 ATEX | AL.PUSZ.PRZYŁ.RAL 7037 392X298X149 ATEX | 326 | 1 | NR | 320 | 1 | NR | 1.875% | OFFICIAL | 4BX34G46H9013HK100 | 30 | 4BX | INSTALLATION BOX | 34G | SURFACE MOUNTING BOX | 46H | 76 METAL BOXES | 1 | 1 | NR | 24097.5 | CCM | 4.565 | 4.109 | KG | 8011564248137 | 8011564248137 | 8011564248137 | 85381000
GW76264 | METAL JUNCT.BOX 178X156X75 PAINTED | METAL PUSZKA PRZYŁ.178X156X75 MALOWANA | 59.8 | 1 | NR | 58.7 | 1 | NR | 1.874% | OFFICIAL | 4BX34G46H8993HC100 | 30 | 4BX | INSTALLATION BOX | 34G | SURFACE MOUNTING BOX | 46H | 76 METAL BOXES | 1 | 16 | NR | 3062.5 | CCM | 861.063 | 767.9 | G | 8011564223745 | 8011564223745 | 8011564577251 | 85381000
GW76943 | FIXING NUT PG48 | NAKRĘTKA MOCUJĄCA PG48 | 27.2 | 1 | NR | 26.7 | 1 | NR | 1.873% | OFFICIAL | 4BX34G46H9013HO100 | 30 | 4BX | INSTALLATION BOX | 34G | SURFACE MOUNTING BOX | 46H | 76 METAL BOXES | 10 | 50 | NR | 80.798 | CCM | 35.786 | 33.578 | G | 8011564288430 | 8011564632714 | 8011564632721 | 73181631
GW76924 | MET.CABLE GLAND ATEX M25 D14-18 IP68 | DŁ.KABLOWY METAL. ATEX M25 D14-18 IP68 | 54.5 | 1 | NR | 53.5 | 1 | NR | 1.869% | OFFICIAL | 4BX34G46H9013HM100 | 30 | 4BX | INSTALLATION BOX | 34G | SURFACE MOUNTING BOX | 46H | 76 METAL BOXES | 10 | 100 | NR | 81.629 | CCM | 58.6 | 52.74 | G | 8011564288362 | 8011564632578 | 8011564632585 | 85389099
GW76955 | FIXING NUT M40 | NAKRĘTKA MOCUJĄCA M40 | 5.45 | 1 | NR | 5.35 | 1 | NR | 1.869% | OFFICIAL | 4BX34G46H8993HI100 | 30 | 4BX | INSTALLATION BOX | 34G | SURFACE MOUNTING BOX | 46H | 76 METAL BOXES | 10 | 50 | NR | 24.31 | CCM | 25.56 | 23.004 | G | 8011564219045 | 8011564571884 | 8011564571891 | 73181631
GW76266 | METAL JUNCT.BOX 294X244X114 PAINTED | METAL PUSZKA PRZYŁ.294X244X114 MALOWANA | 164 | 1 | NR | 161 | 1 | NR | 1.863% | OFFICIAL | 4BX34G46H8993HC100 | 30 | 4BX | INSTALLATION BOX | 34G | SURFACE MOUNTING BOX | 46H | 76 METAL BOXES | 1 | 4 | NR | 11648 | CCM | 2.699 | 2.429 | KG | 8011564223769 | 8011564223769 | 8011564577275 | 85381000
GW76926 | MET.CABLE GLAND ATEX M40 D22-32 IP68 | DŁ.KABLOWY METAL. ATEX M40 D22-32 IP68 | 164 | 1 | NR | 161 | 1 | NR | 1.863% | OFFICIAL | 4BX34G46H9013HM100 | 30 | 4BX | INSTALLATION BOX | 34G | SURFACE MOUNTING BOX | 46H | 76 METAL BOXES | 5 | 50 | NR | 214.988 | CCM | 189.6 | 170.64 | G | 8011564288386 | 8011564632615 | 8011564632622 | 85389099
GW76285 | METAL JUNCT.BOX 239X202X85 NOT PAINTED | METAL PUSZK.PRZYŁ.239X202X85 N/MALOWANA | 93.2 | 1 | NR | 91.5 | 1 | NR | 1.858% | OFFICIAL | 4BX34G46H8993HE100 | 30 | 4BX | INSTALLATION BOX | 34G | SURFACE MOUNTING BOX | 46H | 76 METAL BOXES | 1 | 8 | NR | 6250 | CCM | 1.543 | 1.389 | KG | 8011564244054 | 8011564244054 | 8011564589353 | 85381000
GW76923 | MET.CABLE GLAND ATEX M20 D10-14 IP68 | DŁ.KABLOWY METAL. ATEX M20 D10-14 IP68 | 44.4 | 1 | NR | 43.6 | 1 | NR | 1.835% | OFFICIAL | 4BX34G46H9013HM100 | 30 | 4BX | INSTALLATION BOX | 34G | SURFACE MOUNTING BOX | 46H | 76 METAL BOXES | 10 | 100 | NR | 40.399 | CCM | 35.75 | 32.175 | G | 8011564288355 | 8011564632554 | 8011564632561 | 85389099
GW76949 | FIXING NUT M12 | NAKRĘTKA MOCUJĄCA M12 | 1.68 | 1 | NR | 1.65 | 1 | NR | 1.818% | OFFICIAL | 4BX34G46H9013HO100 | 30 | 4BX | INSTALLATION BOX | 34G | SURFACE MOUNTING BOX | 46H | 76 METAL BOXES | 25 | 100 | NR | 16.171 | CCM | 2.45 | 2.205 | G | 8011564288447 | 8011564632738 | 8011564632745 | 73181631
GW76950 | FIXING NUT M63 | NAKRĘTKA MOCUJĄCA M63 | 39.2 | 1 | NR | 38.5 | 1 | NR | 1.818% | OFFICIAL | 4BX34G46H9013HO100 | 30 | 4BX | INSTALLATION BOX | 34G | SURFACE MOUNTING BOX | 46H | 76 METAL BOXES | 10 | 50 | NR | 110.019 | CCM | 56.5 | 50.85 | G | 8011564288454 | 8011564632752 | 8011564632769 | 73181631
GW76291 | METAL JUNCT.BOX 91X91X54 ATEX | METAL PUSZKA PRZYŁ. 91X91X54 ATEX | 28 | 1 | NR | 27.5 | 1 | NR | 1.818% | OFFICIAL | 4BX34G46H9013HK100 | 30 | 4BX | INSTALLATION BOX | 34G | SURFACE MOUNTING BOX | 46H | 76 METAL BOXES | 1 | 40 | NR | 801.625 | CCM | 312.85 | 281.5 | G | 8011564248076 | 8011564248076 | 8011564592513 | 85381000
GW76295 | METAL JUNCT.BOX 239X202X85 ATEX | METAL PUSZKA PRZYŁ. 239X202X85 ATEX | 112 | 1 | NR | 110 | 1 | NR | 1.818% | OFFICIAL | 4BX34G46H9013HK100 | 30 | 4BX | INSTALLATION BOX | 34G | SURFACE MOUNTING BOX | 46H | 76 METAL BOXES | 1 | 8 | NR | 6210.75 | CCM | 1.625 | 1.5 | KG | 8011564248113 | 8011564248113 | 8011564592551 | 85381000
GW76901 | MET.CABLE GLAND ATEX PG7 D3-6,5 IP68 | DŁ.KABLOWY METALOWY ATEX PG7 D3-6,5 IP68 | 28 | 1 | NR | 27.5 | 1 | NR | 1.818% | OFFICIAL | 4BX34G46H9013HM100 | 30 | 4BX | INSTALLATION BOX | 34G | SURFACE MOUNTING BOX | 46H | 76 METAL BOXES | 10 | 100 | NR | 28.219 | CCM | 13.84 | 12.372 | G | 8011564288232 | 8011564632318 | 8011564632325 | 85389099
GW76986 | MET.THREADED BLANKING PLUGS PG42 IP65 | MET.ZAŚLEPKI GWINTOWANE PG42 IP65 | 28.1 | 1 | NR | 27.6 | 1 | NR | 1.812% | OFFICIAL | 4BX34G46H8953IE100 | 30 | 4BX | INSTALLATION BOX | 34G | SURFACE MOUNTING BOX | 46H | 76 METAL BOXES | 5 | 50 | NR | 75.2 | CCM | 104.58 | 94.122 | G | 8011564221475 | 8011564573833 | 8011564573840 | 85389099
GW76905 | MET.CABLE GLAND ATEX PG16 D7-12 IP68 | DŁ.KABLOWY METALOWY ATEX PG16 D7-12 IP68 | 39.4 | 1 | NR | 38.7 | 1 | NR | 1.809% | OFFICIAL | 4BX34G46H9013HM100 | 30 | 4BX | INSTALLATION BOX | 34G | SURFACE MOUNTING BOX | 46H | 76 METAL BOXES | 10 | 100 | NR | 40.399 | CCM | 36 | 32.4 | G | 8011564288270 | 8011564632394 | 8011564632400 | 85389099
GW76906 | MET.CABLE GLAND ATEX PG21 D13-18 IP68 | DŁ.KABLOWY METAL. ATEX PG21 D13-18 IP68 | 50.9 | 1 | NR | 50 | 1 | NR | 1.8% | OFFICIAL | 4BX34G46H9013HM100 | 30 | 4BX | INSTALLATION BOX | 34G | SURFACE MOUNTING BOX | 46H | 76 METAL BOXES | 5 | 50 | NR | 80.798 | CCM | 60.2 | 54.18 | G | 8011564288287 | 8011564632417 | 8011564632424 | 85389099
GW76903 | MET.CABLE GLAND ATEX PG11 D5-10 IP68 | DŁ.KABLOWY METALOWY ATEX PG11 D5-10 IP68 | 34.1 | 1 | NR | 33.5 | 1 | NR | 1.791% | OFFICIAL | 4BX34G46H9013HM100 | 30 | 4BX | INSTALLATION BOX | 34G | SURFACE MOUNTING BOX | 46H | 76 METAL BOXES | 10 | 100 | NR | 40.399 | CCM | 27.75 | 24.975 | G | 8011564288256 | 8011564632356 | 8011564632363 | 85389099
GW76865 | METAL ENL.ADAPTER M.PG11-F.PG13,5 IP65 | ADAPTER OBUD.METAL M.PG11-F.PG13,5 IP65 | 5.7 | 1 | NR | 5.6 | 1 | NR | 1.786% | OFFICIAL | 4BX34G46H8953IA100 | 30 | 4BX | INSTALLATION BOX | 34G | SURFACE MOUNTING BOX | 46H | 76 METAL BOXES | 10 | 100 | NR | 47.775 | CCM | 11.73 | 10.577 | G | 8011564218918 | 8011564571617 | 8011564571624 | 85389099
GW76897 | METALLIC CABLE GLAND PG42 IP68 | DŁAWIK KABLOWY METALOWY PG42 IP68 | 114 | 1 | NR | 112 | 1 | NR | 1.786% | OFFICIAL | 4BX34G46H8953I6100 | 30 | 4BX | INSTALLATION BOX | 34G | SURFACE MOUNTING BOX | 46H | 76 METAL BOXES | 2 | 10 | NR | 576 | CCM | 262 | 235.8 | G | 8011564215627 | 8011564568532 | 8011564568549 | 85389099
GW76275 | BACK-MOUNTING STEEL PLATE 239X202 | RAMKA DO MONTAŻU TYLNEGO STAL 239X202 | 17.2 | 1 | NR | 16.9 | 1 | NR | 1.775% | OFFICIAL | 4BX34G46H8993HG100 | 30 | 4BX | INSTALLATION BOX | 34G | SURFACE MOUNTING BOX | 46H | 76 METAL BOXES | 1 | 5 | NR | 218.4 | CCM | 492.2 | 442.98 | G | 8011564223813 | 8011564223813 | 8011564592049 | 85389099
GW76832 | METALLIC CABLE GLAND M25 IP68 | DŁAWIK KABLOWY METALOWY M25 IP68 | 17.2 | 1 | NR | 16.9 | 1 | NR | 1.775% | OFFICIAL | 4BX34G46H8953I6100 | 30 | 4BX | INSTALLATION BOX | 34G | SURFACE MOUNTING BOX | 46H | 76 METAL BOXES | 10 | 100 | NR | 67.2 | CCM | 61.14 | 55.026 | G | 8011564209428 | 8011564563346 | 8011564563353 | 85389099
GW76921 | MET.CABLE GLAND ATEX M12 D3-6,5 IP68 | DŁ.KABLOWY METAL. ATEX M12 D3-6,5 IP68 | 28.9 | 1 | NR | 28.4 | 1 | NR | 1.761% | OFFICIAL | 4BX34G46H9013HM100 | 30 | 4BX | INSTALLATION BOX | 34G | SURFACE MOUNTING BOX | 46H | 76 METAL BOXES | 10 | 100 | NR | 28.219 | CCM | 14.15 | 12.735 | G | 8011564288331 | 8011564632516 | 8011564632523 | 85389099
GW76281 | METAL JUNCT.BOX 91X91X54 NOT PAINTED | METAL PUSZK.PRZYŁ. 91X91X54 N/MALOWANA | 23.2 | 1 | NR | 22.8 | 1 | NR | 1.754% | OFFICIAL | 4BX34G46H8993HE100 | 30 | 4BX | INSTALLATION BOX | 34G | SURFACE MOUNTING BOX | 46H | 76 METAL BOXES | 1 | 40 | NR | 801.625 | CCM | 278 | 250.2 | G | 8011564244016 | 8011564244016 | 8011564589315 | 85381000
GW76292 | METAL JUNCT.BOX 128X103X57 ATEX | METAL PUSZKA PRZYŁ.128X103X57 ATEX | 40.8 | 1 | NR | 40.1 | 1 | NR | 1.746% | OFFICIAL | 4BX34G46H9013HK100 | 30 | 4BX | INSTALLATION BOX | 34G | SURFACE MOUNTING BOX | 46H | 76 METAL BOXES | 1 | 32 | NR | 1314.063 | CCM | 478.312 | 430.481 | G | 8011564248083 | 8011564248083 | 8011564592520 | 85381000
GW76960 | FIXING NUT PG21 | NAKRĘTKA MOCUJĄCA PG21 | 1.75 | 1 | NR | 1.72 | 1 | NR | 1.744% | OFFICIAL | 4BX34G46H8993HI100 | 30 | 4BX | INSTALLATION BOX | 34G | SURFACE MOUNTING BOX | 46H | 76 METAL BOXES | 25 | 100 | NR | 12.155 | CCM | 8.02 | 7.218 | G | 8011564219090 | 8011564571983 | 8011564571990 | 73181631
GW76967 | METAL FIXING NUT M63 | NAKRĘTKA METALOWA MOCUJĄCA M63 | 29.2 | 1 | NR | 28.7 | 1 | NR | 1.742% | OFFICIAL | 4BX34G46H8993HI100 | 30 | 4BX | INSTALLATION BOX | 34G | SURFACE MOUNTING BOX | 46H | 76 METAL BOXES | 25 | 125 | NR | 128.819 | CCM | 28.811 | 26.031 | G | 8011564772823 | 8011564915220 | 8011564915237 | 73181631
GW76262 | METAL JUNCT.BOX 128X103X57 PAINTED | METAL PUSZKA PRZYŁ.128X103X57 MALOWANA | 35.2 | 1 | NR | 34.6 | 1 | NR | 1.734% | OFFICIAL | 4BX34G46H8993HC100 | 30 | 4BX | INSTALLATION BOX | 34G | SURFACE MOUNTING BOX | 46H | 76 METAL BOXES | 1 | 32 | NR | 1291.406 | CCM | 437.75 | 393.975 | G | 8011564223721 | 8011564223721 | 8011564577237 | 85381000
GW76277 | BACK-MOUNTING STEEL PLATE 392X298 | RAMKA DO MONTAŻU TYLNEGO STAL 392X298 | 35.2 | 1 | NR | 34.6 | 1 | NR | 1.734% | OFFICIAL | 4BX34G46H8993HG100 | 30 | 4BX | INSTALLATION BOX | 34G | SURFACE MOUNTING BOX | 46H | 76 METAL BOXES | 1 | 5 | NR | 638.4 | CCM | 1.435 | 1.35 | KG | 8011564223837 | 8011564223837 | 8011564592063 | 85389099
GW76904 | MET.CABLE GLAND ATEX PG13,5 D6,5-12 IP68 | DŁ.KABL.METAL. ATEX PG13,5 D6,5-12 IP68 | 35.2 | 1 | NR | 34.6 | 1 | NR | 1.734% | OFFICIAL | 4BX34G46H9013HM100 | 30 | 4BX | INSTALLATION BOX | 34G | SURFACE MOUNTING BOX | 46H | 76 METAL BOXES | 10 | 100 | NR | 40.399 | CCM | 32.85 | 29.565 | G | 8011564288263 | 8011564632370 | 8011564632387 | 85389099
GW76895 | METAL CABLE GLAND IP68 M63 | DŁAWIK KABLOWY METALOWY IP68 M63 | 119 | 1 | NR | 117 | 1 | NR | 1.709% | OFFICIAL | 4BX34G46H8953I6100 | 30 | 4BX | INSTALLATION BOX | 34G | SURFACE MOUNTING BOX | 46H | 76 METAL BOXES | 5 | 40 | NR | 732.875 | CCM | 311.635 | 298.123 | G | 8011564772793 | 8011564915169 | 8011564915176 | 85389099
GW76272 | BACK-MOUNTING STEEL PLATE 128X103 | RAMKA DO MONTAŻU TYLNEGO STAL 128X103 | 8.95 | 1 | NR | 8.8 | 1 | NR | 1.705% | OFFICIAL | 4BX34G46H8993HG100 | 30 | 4BX | INSTALLATION BOX | 34G | SURFACE MOUNTING BOX | 46H | 76 METAL BOXES | 1 | 10 | NR | 125.125 | CCM | 116.6 | 104.94 | G | 8011564223783 | 8011564223783 | 8011564592018 | 85389099
GW76896 | METALLIC CABLE GLAND M16 IP68 | DŁAWIK KABLOWY METALOWY M16 IP68 | 8.95 | 1 | NR | 8.8 | 1 | NR | 1.705% | OFFICIAL | 4BX34G46H8953I6100 | 30 | 4BX | INSTALLATION BOX | 34G | SURFACE MOUNTING BOX | 46H | 76 METAL BOXES | 10 | 100 | NR | 45.36 | CCM | 20.32 | 18.288 | G | 8011564215610 | 8011564568518 | 8011564568525 | 85389099
GW76276 | BACK-MOUNTING STEEL PLATE 294X244 | RAMKA DO MONTAŻU TYLNEGO STAL 294X244 | 23.9 | 1 | NR | 23.5 | 1 | NR | 1.702% | OFFICIAL | 4BX34G46H8993HG100 | 30 | 4BX | INSTALLATION BOX | 34G | SURFACE MOUNTING BOX | 46H | 76 METAL BOXES | 1 | 5 | NR | 3869 | CCM | 744 | 669.6 | G | 8011564223820 | 8011564223820 | 8011564592056 | 85389099
GW76847 | METALLIC CABLE GLAND PG42 IP65 | DŁAWIK KABLOWY METALOWY PG42 IP65 | 23.9 | 1 | NR | 23.5 | 1 | NR | 1.702% | OFFICIAL | 4BX34G46H8953I6100 | 30 | 4BX | INSTALLATION BOX | 34G | SURFACE MOUNTING BOX | 46H | 76 METAL BOXES | 1 | 10 | NR | 302.4 | CCM | 174.5 | 157.05 | G | 8011564209541 | 8011564209541 | 8011564563599 | 85389099
GW76910 | MET.CABLE GLAND ATEX PG48 D37-44 IP68 | DŁ.KABLOWY METAL. ATEX PG48 D37-44 IP68 | 301 | 1 | NR | 296 | 1 | NR | 1.689% | OFFICIAL | 4BX34G46H9013HM100 | 30 | 4BX | INSTALLATION BOX | 34G | SURFACE MOUNTING BOX | 46H | 76 METAL BOXES | 2 | 10 | NR | 403.988 | CCM | 345.5 | 310.95 | G | 8011564288324 | 8011564632493 | 8011564632509 | 85389099
GW76825 | METALLIC CABLE GLAND PG11 IP68 | DŁAWIK KABLOWY METALOWY PG11 IP68 | 9.05 | 1 | NR | 8.9 | 1 | NR | 1.685% | OFFICIAL | 4BX34G46H8953I6100 | 30 | 4BX | INSTALLATION BOX | 34G | SURFACE MOUNTING BOX | 46H | 76 METAL BOXES | 10 | 100 | NR | 45.36 | CCM | 25.9 | 23.31 | G | 8011564209350 | 8011564563209 | 8011564563216 | 85389099
GW76833 | METALLIC CABLE GLAND M32 IP68 | DŁAWIK KABLOWY METALOWY M32 IP68 | 24.8 | 1 | NR | 24.4 | 1 | NR | 1.639% | OFFICIAL | 4BX34G46H8953I6100 | 30 | 4BX | INSTALLATION BOX | 34G | SURFACE MOUNTING BOX | 46H | 76 METAL BOXES | 5 | 50 | NR | 196.368 | CCM | 74.16 | 66.744 | G | 8011564209435 | 8011564563360 | 8011564563377 | 85389099
GW76828 | METALLIC CABLE GLAND PG21 IP68 | DŁAWIK KABLOWY METALOWY PG21 IP68 | 18.9 | 1 | NR | 18.6 | 1 | NR | 1.613% | OFFICIAL | 4BX34G46H8953I6100 | 30 | 4BX | INSTALLATION BOX | 34G | SURFACE MOUNTING BOX | 46H | 76 METAL BOXES | 5 | 50 | NR | 90.72 | CCM | 59.48 | 53.532 | G | 8011564209381 | 8011564563261 | 8011564563278 | 85389099
GW76985 | MET.THREADED BLANKING PLUGS PG36 IP65 | MET.ZAŚLEPKI GWINTOWANE PG36 IP65 | 18.9 | 1 | NR | 18.6 | 1 | NR | 1.613% | OFFICIAL | 4BX34G46H8953IE100 | 30 | 4BX | INSTALLATION BOX | 34G | SURFACE MOUNTING BOX | 46H | 76 METAL BOXES | 5 | 50 | NR | 75.2 | CCM | 71.46 | 64.314 | G | 8011564221468 | 8011564573819 | 8011564573826 | 85389099
GW76867 | METAL ENL.ADAPTER MAL.PG16-FEM.PG21 IP65 | ADAPTER OBU.METAL MĘS.PG16-ŻEŃ.PG21 IP65 | 12.7 | 1 | NR | 12.5 | 1 | NR | 1.6% | OFFICIAL | 4BX34G46H8953IA100 | 30 | 4BX | INSTALLATION BOX | 34G | SURFACE MOUNTING BOX | 46H | 76 METAL BOXES | 10 | 100 | NR | 45.36 | CCM | 22.64 | 20.376 | G | 8011564218932 | 8011564571655 | 8011564571662 | 85389099
GW76826 | METALLIC CABLE GLAND PG13,5 IP68 | DŁAWIK KABLOWY METALOWY PG13,5 IP68 | 9.95 | 1 | NR | 9.8 | 1 | NR | 1.531% | OFFICIAL | 4BX34G46H8953I6100 | 30 | 4BX | INSTALLATION BOX | 34G | SURFACE MOUNTING BOX | 46H | 76 METAL BOXES | 10 | 100 | NR | 45.36 | CCM | 37.22 | 33.498 | G | 8011564209367 | 8011564563223 | 8011564563230 | 85389099
GW76956 | FIXING NUT M50 | NAKRĘTKA MOCUJĄCA M50 | 6.95 | 1 | NR | 6.85 | 1 | NR | 1.46% | OFFICIAL | 4BX34G46H8993HI100 | 30 | 4BX | INSTALLATION BOX | 34G | SURFACE MOUNTING BOX | 46H | 76 METAL BOXES | 10 | 50 | NR | 24.31 | CCM | 47.46 | 42.714 | G | 8011564219052 | 8011564571907 | 8011564571914 | 73181631
GW76957 | FIXING NUT PG11 | NAKRĘTKA MOCUJĄCA PG11 | 0.76 | 1 | NR | 0.75 | 1 | NR | 1.333% | OFFICIAL | 4BX34G46H8993HI100 | 30 | 4BX | INSTALLATION BOX | 34G | SURFACE MOUNTING BOX | 46H | 76 METAL BOXES | 25 | 100 | NR | 12.155 | CCM | 3.06 | 2.754 | G | 8011564219069 | 8011564571921 | 8011564571938 | 73181631
GW76972 | METAL CLOSING CAP M12 | METALOWA ZATYCZKA M12 | 4 | 1 | NR | 3.95 | 1 | NR | 1.266% | OFFICIAL | 4BX34G46H8953IE100 | 30 | 4BX | INSTALLATION BOX | 34G | SURFACE MOUNTING BOX | 46H | 76 METAL BOXES | 100 | 400 | NR | 9.653 | CCM | 4.8 | 4.5 | G | 8011564773271 | 8011564916029 | 8011564916036 | 85389099
GW76981 | MET.THREADED BLANKING PLUGS PG13,5 IP65 | MET.ZAŚLEPKI GWINTOWANE PG13,5 IP65 | 4.85 | 1 | NR | 4.8 | 1 | NR | 1.042% | OFFICIAL | 4BX34G46H8953IE100 | 30 | 4BX | INSTALLATION BOX | 34G | SURFACE MOUNTING BOX | 46H | 76 METAL BOXES | 10 | 100 | NR | 12.96 | CCM | 9.78 | 8.802 | G | 8011564221420 | 8011564573734 | 8011564573741 | 85389099
GW76951 | FIXING NUT M16 | NAKRĘTKA MOCUJĄCA M16 | 1 | 1 | NR | 0.99 | 1 | NR | 1.01% | OFFICIAL | 4BX34G46H8993HI100 | 30 | 4BX | INSTALLATION BOX | 34G | SURFACE MOUNTING BOX | 46H | 76 METAL BOXES | 25 | 100 | NR | 12.96 | CCM | 3.53 | 3.177 | G | 8011564219007 | 8011564571808 | 8011564571815 | 73181631
GW76958 | FIXING NUT PG13,5 | NAKRĘTKA MOCUJĄCA PG13,5 | 0.87 | 1 | NR | 0.92 | 1 | NR | -5.435% | OFFICIAL | 4BX34G46H8993HI100 | 30 | 4BX | INSTALLATION BOX | 34G | SURFACE MOUNTING BOX | 46H | 76 METAL BOXES | 25 | 100 | NR | 12.155 | CCM | 4.39 | 3.951 | G | 8011564219076 | 8011564571945 | 8011564571952 | 73181631
GW76953 | FIXING NUT M25 | NAKRĘTKA MOCUJĄCA M25 | 1.85 | 1 | NR | 2.35 | 1 | NR | -21.28% | OFFICIAL | 4BX34G46H8993HI100 | 30 | 4BX | INSTALLATION BOX | 34G | SURFACE MOUNTING BOX | 46H | 76 METAL BOXES | 25 | 100 | NR | 12.155 | CCM | 7.71 | 6.939 | G | 8011564219021 | 8011564571846 | 8011564571853 | 73181631
GW42002 | S.M.DISTRIBUTION BOARD 200X150X60 IP41 | NATYN. ROZDZIELNICA 200X150X60 IP41 | 11.8 | 1 | NR | 11.5 | 1 | NR | 2.609% | OFFICIAL | 4BX34G48F54117C100 | 30 | 4BX | INSTALLATION BOX | 34G | SURFACE MOUNTING BOX | 48F | TV RANGE ENCLOSURES | 1 | 44 | NR | 2196.409 | CCM | 334.795 | 301.316 | G | 8011564012721 | 8011564322264 | 8011564322264 | 85381000
GW42005 | S.M.DISTRIBUTION BOARD 300X200X60 IP41 | NATYN. ROZDZIELNICA 300X200X60 IP41 | 20 | 1 | NR | 19.6 | 1 | NR | 2.041% | OFFICIAL | 4BX34G48F54117C100 | 30 | 4BX | INSTALLATION BOX | 34G | SURFACE MOUNTING BOX | 48F | TV RANGE ENCLOSURES | 1 | 21 | NR | 4602 | CCM | 663.286 | 596.957 | G | 8011564012752 | 8011564516359 | 8011564516359 | 85381000
GW42003 | S.M.DISTRIBUTION BOARD 200X150X80 IP41 | NATYN. ROZDZIELNICA 200X150X80 IP41 | 10.9 | 1 | NR | 10.7 | 1 | NR | 1.869% | OFFICIAL | 4BX34G48F54117C100 | 30 | 4BX | INSTALLATION BOX | 34G | SURFACE MOUNTING BOX | 48F | TV RANGE ENCLOSURES | 1 | 32 | NR | 3020.063 | CCM | 381.563 | 343.406 | G | 8011564012738 | 8011564322271 | 8011564322271 | 85381000
GW42007 | S.M.DISTRIBUTION BOARD 300X200X120 IP41 | NATYN. ROZDZIELNICA 300X200X120 IP41 | 24.9 | 1 | NR | 24.5 | 1 | NR | 1.633% | OFFICIAL | 4BX34G48F54117C100 | 30 | 4BX | INSTALLATION BOX | 34G | SURFACE MOUNTING BOX | 48F | TV RANGE ENCLOSURES | 1 | 10 | NR | 9664.2 | CCM | 889.1 | 800.19 | G | 8011564012776 | 8011564322318 | 8011564322318 | 85381000
GW42006 | S.M.DISTRIBUTION BOARD 300X200X80 IP41 | NATYN. ROZDZIELNICA 300X200X80 IP41 | 21 | 1 | NR | 23.1 | 1 | NR | -9.091% | OFFICIAL | 4BX34G48F54117C100 | 30 | 4BX | INSTALLATION BOX | 34G | SURFACE MOUNTING BOX | 48F | TV RANGE ENCLOSURES | 1 | 16 | NR | 6040.125 | CCM | 733.125 | 659.813 | G | 8011564012769 | 8011564322301 | 8011564322301 | 85381000
GW42008 | S.M.DISTRIBUTION BOARD 400X300X60 IP41 | NATYN. ROZDZIELNICA 400X300X60 IP41 | 38.5 | 1 | NR | 42.4 | 1 | NR | -9.198% | OFFICIAL | 4BX34G48F54117C100 | 30 | 4BX | INSTALLATION BOX | 34G | SURFACE MOUNTING BOX | 48F | TV RANGE ENCLOSURES | 1 | 10 | NR | 9664.2 | CCM | 1.327 | 1.225 | KG | 8011564012783 | 8011564516366 | 8011564516366 | 85381000
GW42001 | S.M.DISTRIBUTION BOARD 200X150X40 IP41 | NATYN. ROZDZIELNICA 200X150X40 IP41 | 9.35 | 1 | NR | 10.3 | 1 | NR | -9.223% | OFFICIAL | 4BX34G48F54117C100 | 30 | 4BX | INSTALLATION BOX | 34G | SURFACE MOUNTING BOX | 48F | TV RANGE ENCLOSURES | 1 | 32 | NR | 1444.406 | CCM | 303.125 | 278.11 | G | 8011564012714 | 8011564363731 | 8011564363731 | 85381000
GW42010 | S.M.DISTRIBUTION BOARD 400X300X120 IP41 | NATYN. ROZDZIELNICA 400X300X120 IP41 | 48.7 | 1 | NR | 53.7 | 1 | NR | -9.311% | OFFICIAL | 4BX34G48F54117C100 | 30 | 4BX | INSTALLATION BOX | 34G | SURFACE MOUNTING BOX | 48F | TV RANGE ENCLOSURES | 1 | 5 | NR | 19328.4 | CCM | 1.736 | 1.563 | KG | 8011564012806 | 8011564322349 | 8011564322349 | 85381000
GW42009 | S.M.DISTRIBUTION BOARD 400X300X80 IP41 | NATYN. ROZDZIELNICA 400X300X80 IP41 | 38.7 | 1 | NR | 42.7 | 1 | NR | -9.368% | OFFICIAL | 4BX34G48F54117C100 | 30 | 4BX | INSTALLATION BOX | 34G | SURFACE MOUNTING BOX | 48F | TV RANGE ENCLOSURES | 1 | 8 | NR | 12080.25 | CCM | 1.458 | 1.328 | KG | 8011564012790 | 8011564322332 | 8011564322332 | 85381000
GW42004 | S.M.DISTRIBUTION BOARD 300X200X40 IP41 | NATYN. ROZDZIELNICA 300X200X40 IP41 | 18.1 | 1 | NR | 20 | 1 | NR | -9.5% | OFFICIAL | 4BX34G48F54117C100 | 30 | 4BX | INSTALLATION BOX | 34G | SURFACE MOUNTING BOX | 48F | TV RANGE ENCLOSURES | 1 | 16 | NR | 2888.813 | CCM | 602.313 | 558.45 | G | 8011564012745 | 8011564363748 | 8011564363748 | 85381000
GW40455N | TERMINAL BLOCK N (7x16mm2) | SKRZ. ZACISK. N(7x16mm2) | 12.5 | 1 | NR | 12.2 | 1 | NR | 2.459% | OFFICIAL | 4BX37G44F47813K100 | 30 | 4BX | INSTALLATION BOX | 37G | FLUSH MOUNTING BOX | 44F | 40 FLUSH MOUN.DIST.B | 1 | 50 | NR | 100 | CCM | 17.3 | 17.3 | G | 8034035052057 | 8034035052057 | 8034035052057 | 85369010
GW40461N | PAIR OF HORIZONTAL JOINING ELEMENT | PARA ZŁĄCZ ZŁĄCZE PIONOWE | 12.5 | 1 | NR | 12.2 | 1 | NR | 2.459% | OFFICIAL | 4BX37G44F47813K100 | 30 | 4BX | INSTALLATION BOX | 37G | FLUSH MOUNTING BOX | 44F | 40 FLUSH MOUN.DIST.B | 1 | 50 | NR | 72.203 | CCM | 42 | 37.8 | G | 8034035052026 | 8034035052026 | 8034035052026 | 85389099
GW40673 | SPARE BOX FOR DECORATIVE ENCLOSURE 8M | ZAPASOWA PUSZKA DO OBUDOWY DEKORAC.8M | 4.25 | 1 | NR | 4.15 | 1 | NR | 2.41% | OFFICIAL | 4BX37G44F46512P100 | 30 | 4BX | INSTALLATION BOX | 37G | FLUSH MOUNTING BOX | 44F | 40 FLUSH MOUN.DIST.B | 16 | 16 | NR | 4593.75 | CCM | 268.75 | 241.875 | G | 8011564441965 | 8011564669239 | 8011564669239 | 85381000
GW40685 | BACK BOX FOR 40 CDKI ENCLOSURE 12M | #N/A | 4.6 | 1 | NR | 4.5 | 1 | NR | 2.222% | OFFICIAL | 4BX37G44F46112T100 | 30 | 4BX | INSTALLATION BOX | 37G | FLUSH MOUNTING BOX | 44F | 40 FLUSH MOUN.DIST.B | 1 | 12 | NR | 6125 | CCM | 400.293 | 400.293 | G | 8034035018015 | 8034035018015 | 8034035425110 | 85389099
GW40655 | F.M.ENCLOSURE BLANK DOOR 8M IP40 | OBUDOWA PODTYN.DRZWI LITE 8M IP40 | 18.6 | 1 | NR | 18.2 | 1 | NR | 2.198% | OFFICIAL | 4BX37G44F46312G100 | 30 | 4BX | INSTALLATION BOX | 37G | FLUSH MOUNTING BOX | 44F | 40 FLUSH MOUN.DIST.B | 1 | 18 | NR | 5369 | CCM | 598.833 | 547.791 | G | 8011564130814 | 8011564511217 | 8011564511217 | 85381000
GW40688 | BACK BOX FOR 40 CDKI ENCLOSURE 36M | #N/A | 14.4 | 1 | NR | 14.1 | 1 | NR | 2.128% | OFFICIAL | 4BX37G44F46112T100 | 30 | 4BX | INSTALLATION BOX | 37G | FLUSH MOUNTING BOX | 44F | 40 FLUSH MOUN.DIST.B | 1 | 5 | NR | 18207 | CCM | 1.085 | 0.841 | KG | 8034035013201 | 8034035013201 | 8034035420702 | 85389099
GWN1401XB | DOMO CENTER KIT H.2700 DOOR GLASS R.9003 | DOMO CENTER ZES.H.2700 DRZWI SZKL R.9003 | 1970 | 1 | NR | 1930 | 1 | NR | 2.073% | OFFICIAL | 4BX37G44F45113B100 | 30 | 4BX | INSTALLATION BOX | 37G | FLUSH MOUNTING BOX | 44F | 40 FLUSH MOUN.DIST.B | 1 | 1 | NR | 66030 | CCM | 68.598 | 68.598 | KG | 8011564832343 | 8011564832343 | 8011564832343 | 85381000
GWN1831CP | DOMO CENTER KIT H.2400 DOOR&PANEL MIRROR | DOMO CENTER ZESTAW H.2400 DRZW&PANEL LUS | 1970 | 1 | NR | 1930 | 1 | NR | 2.073% | OFFICIAL | 4BX37G44F45113B100 | 30 | 4BX | INSTALLATION BOX | 37G | FLUSH MOUNTING BOX | 44F | 40 FLUSH MOUN.DIST.B | 1 | 1 | NR | 20181 | CCM | 68.117 | 68.117 | KG | 8011564837027 | 8011564837027 | 8011564837027 | 85381000
GWN1131 | DOMO CENTER KIT COUPLING BACK-MOUNT.BOX | DOMO CENTER ZESTAW MOC.TYLNA PUSZKA MOC. | 24.7 | 1 | NR | 24.2 | 1 | NR | 2.066% | OFFICIAL | 4BX37G44F45113L100 | 30 | 4BX | INSTALLATION BOX | 37G | FLUSH MOUNTING BOX | 44F | 40 FLUSH MOUN.DIST.B | 1 | 1 | NR | 1620 | CCM | 359.055 | 284.761 | G | 8011564832701 | 8011564832701 | 8011564832701 | 85381000
GW40154N | F.M.ENCLOSURE 48M METAL DOOR | OBUDOWA WBUD. 48M DRZWI ŚL. METAL. | 153 | 1 | NR | 150 | 1 | NR | 2% | OFFICIAL | 4BX37G44F47813G100 | 30 | 4BX | INSTALLATION BOX | 37G | FLUSH MOUNTING BOX | 44F | 40 FLUSH MOUN.DIST.B | 1 | 1 | NR | 40964 | CCM | 5.5 | 4.95 | KG | 8034035051890 | 8034035051890 | 8034035051890 | 85381000
GWN1201XB | DOMO CENTER KIT H.2700 ENCLOSURE RAL9003 | DOMO CENTER ZESTAW H.2700 OBUDOW.RAL9003 | 1530 | 1 | NR | 1500 | 1 | NR | 2% | OFFICIAL | 4BX37G44F45113B100 | 30 | 4BX | INSTALLATION BOX | 37G | FLUSH MOUNTING BOX | 44F | 40 FLUSH MOUN.DIST.B | 1 | 1 | NR | 28341 | CCM | 56.222 | 56.222 | KG | 8011564832312 | 8011564832312 | 8011564832312 | 85381000
GW40611 | F.M.DIST.BOARD SMOK.T.DOOR 72M(18X4)IP40 | PODTY.ROZDZIE.DRZ.DYM.PRZE.72M(18X4)IP40 | 207 | 1 | NR | 203 | 1 | NR | 1.97% | OFFICIAL | 4BX37G44F46112E100 | 30 | 4BX | INSTALLATION BOX | 37G | FLUSH MOUNTING BOX | 44F | 40 FLUSH MOUN.DIST.B | 1 | 1 | NR | 81168 | CCM | 6.88 | 5.5 | KG | 8011564062559 | 8011564062559 | 8011564062559 | 85381000
GW40891 | F.M.DIST.BOARD BLANK DOOR 72M(18X4) IP40 | ROZDZIE.PODTYN.DRZWI LITE 72M(18X4) IP40 | 207 | 1 | NR | 203 | 1 | NR | 1.97% | OFFICIAL | 4BX37G44F46112F100 | 30 | 4BX | INSTALLATION BOX | 37G | FLUSH MOUNTING BOX | 44F | 40 FLUSH MOUN.DIST.B | 1 | 1 | NR | 81168 | CCM | 6.918 | 5.538 | KG | 8011564224575 | 8011564224575 | 8011564224575 | 85381000
GW40165N | PLASTERBD.F.M.ENCLOSURE 60M METAL DOOR | OBUDOWA WBUD. KART-GIPS 60M.DRZWI METAL. | 259 | 1 | NR | 254 | 1 | NR | 1.969% | OFFICIAL | 4BX37G44F47813I100 | 30 | 4BX | INSTALLATION BOX | 37G | FLUSH MOUNTING BOX | 44F | 40 FLUSH MOUN.DIST.B | 1 | 1 | NR | 47348 | CCM | 6.65 | 5.985 | KG | 8034035051951 | 8034035051951 | 8034035051951 | 85381000
GW40674 | SPARE BOX FOR DECORATIVE ENCLOSURE 12M | ZAPASOWA PUSZKA DO OBUDOWY DEKORAC.12M | 5.2 | 1 | NR | 5.1 | 1 | NR | 1.961% | OFFICIAL | 4BX37G44F46512P100 | 30 | 4BX | INSTALLATION BOX | 37G | FLUSH MOUNTING BOX | 44F | 40 FLUSH MOUN.DIST.B | 12 | 12 | NR | 6125 | CCM | 370.833 | 333.75 | G | 8011564441972 | 8011564669246 | 8011564669246 | 85381000
GW40155N | F.M.ENCLOSURE 60M METAL DOOR | OBUDOWA WBUD. 60M DRZWI ŚL. METAL. | 208 | 1 | NR | 204 | 1 | NR | 1.961% | OFFICIAL | 4BX37G44F47813G100 | 30 | 4BX | INSTALLATION BOX | 37G | FLUSH MOUNTING BOX | 44F | 40 FLUSH MOUN.DIST.B | 1 | 1 | NR | 47348 | CCM | 6.53 | 5.877 | KG | 8034035051906 | 8034035051906 | 8034035051906 | 85381000
GW41890AB | FRONTAL KIT AB D.B. BLANK DOOR 54M IP40 | #N/A | 156 | 1 | NR | 153 | 1 | NR | 1.961% | OFFICIAL | 4BX37G44F46112V100 | 30 | 4BX | INSTALLATION BOX | 37G | FLUSH MOUNTING BOX | 44F | 40 FLUSH MOUN.DIST.B | 1 | 2 | NR | 49685.625 | CCM | 3.091 | 2.971 | KG | 8034035087257 | 8034035465956 | 8034035465956 | 85389099
GWN1861XB | DOMO CENTER KIT H.2400 METAL DOOR R.9003 | DOMO CENTER ZES.H.2400 DRZWI MET R.9003 | 1560 | 1 | NR | 1530 | 1 | NR | 1.961% | OFFICIAL | 4BX37G44F45113B100 | 30 | 4BX | INSTALLATION BOX | 37G | FLUSH MOUNTING BOX | 44F | 40 FLUSH MOUN.DIST.B | 1 | 1 | NR | 55380 | CCM | 55.841 | 55.841 | KG | 8011564832428 | 8011564832428 | 8011564832428 | 85381000
GW40610BT | QUADRO D.INC.FUME'54M(18X3) IP40 M.B.60F | ROZDZ. D.WB.FUME'54M(18X3) IP40 M.B.60F | 157 | 1 | NR | 154 | 1 | NR | 1.948% | OFFICIAL | 4BX37G44F46112H100 | 30 | 4BX | INSTALLATION BOX | 37G | FLUSH MOUNTING BOX | 44F | 40 FLUSH MOUN.DIST.B | 1 | 2 | NR | 49685.625 | CCM | 4.956 | 4.835 | KG | 8011564896987 | 8011564918924 | 8011564918924 | 85371098
GW40890BT | QUADRO D.IN.CIECA 54M(18X3) IP40 M.B.60F | ROZDZ. D.WB. ŚL. 54M(18X3) IP40 M.B.60F | 157 | 1 | NR | 154 | 1 | NR | 1.948% | OFFICIAL | 4BX37G44F46112T100 | 30 | 4BX | INSTALLATION BOX | 37G | FLUSH MOUNTING BOX | 44F | 40 FLUSH MOUN.DIST.B | 1 | 2 | NR | 49685.625 | CCM | 4.872 | 4.751 | KG | 8011564897090 | 8011564919242 | 8011564919242 | 85371098
GW41885AB | FRONTAL KIT AB D.B. BLANK DOOR 12M IP40 | #N/A | 31.7 | 1 | NR | 31.1 | 1 | NR | 1.929% | OFFICIAL | 4BX37G44F46112V100 | 30 | 4BX | INSTALLATION BOX | 37G | FLUSH MOUNTING BOX | 44F | 40 FLUSH MOUN.DIST.B | 1 | 12 | NR | 10455 | CCM | 649.041 | 512.416 | G | 8034035087226 | 8034035465963 | 8034035465963 | 85389099
GW40336 | F.M.DEC.ENCLOSURE 4+8M.IP40 TRASP.DOOR | PODTY.DEKOR.OBUDOWA 4+8M.IP40 PRZEŹ.DRZW | 31.8 | 1 | NR | 31.2 | 1 | NR | 1.923% | OFFICIAL | 4BX37G44F47613A100 | 30 | 4BX | INSTALLATION BOX | 37G | FLUSH MOUNTING BOX | 44F | 40 FLUSH MOUN.DIST.B | 1 | 10 | NR | 12546 | CCM | 1.058 | 0.952 | KG | 8011564041349 | 8011564354944 | 8011564354944 | 85381000
GW40179N | PLASTER.F.M.ENCLOSURE 48M.MET.DOOR MEDIA | OB. WBUD. K-G 48M PORTA MET. MULTIM. | 319 | 1 | NR | 313 | 1 | NR | 1.917% | OFFICIAL | 4BX37G44F47813I100 | 30 | 4BX | INSTALLATION BOX | 37G | FLUSH MOUNTING BOX | 44F | 40 FLUSH MOUN.DIST.B | 1 | 1 | NR | 40432 | CCM | 6 | 5.4 | KG | 8034035052002 | 8034035052002 | 8034035052002 | 85381000
GW40390C | FRONTAL KIT MULTIMEDIA ENCL. 36M COMPACT | ZEST.MULTIMEDIA OBUD.PRZEDN. 36M KOMPAKT | 319 | 1 | NR | 313 | 1 | NR | 1.917% | OFFICIAL | 4BX37G44F46912R100 | 30 | 4BX | INSTALLATION BOX | 37G | FLUSH MOUNTING BOX | 44F | 40 FLUSH MOUN.DIST.B | 1 | 1 | NR | 38040.75 | CCM | 3.658 | 3.629 | KG | 8034035024009 | 8034035024009 | 8034035024009 | 85389099
GWN1051XB | DOMO CENTER ENCLOSURE 40M DOOR GLASS | DOMO CENTER OBUDOWA 40M DRZWI SZKLANE | 267 | 1 | NR | 262 | 1 | NR | 1.908% | OFFICIAL | 4BX37G44F45113J100 | 30 | 4BX | INSTALLATION BOX | 37G | FLUSH MOUNTING BOX | 44F | 40 FLUSH MOUN.DIST.B | 1 | 1 | NR | 34584.375 | CCM | 6.601 | 5.478 | KG | 8011564832534 | 8011564832534 | 8011564832534 | 85381000
GW40178N | PLASTER.F.M.ENCLOSURE 36M MET.DOOR MEDIA | OB. WB. KART-GIPS 36M PORTA MET. MULTIM. | 268 | 1 | NR | 263 | 1 | NR | 1.901% | OFFICIAL | 4BX37G44F47813I100 | 30 | 4BX | INSTALLATION BOX | 37G | FLUSH MOUNTING BOX | 44F | 40 FLUSH MOUN.DIST.B | 1 | 1 | NR | 30856 | CCM | 4.84 | 4.356 | KG | 8034035051999 | 8034035051999 | 8034035051999 | 85381000
GWN1431CP | DOMO CENTER KIT H.2700 DOOR&PANEL MIRROR | DOMO CENTER ZESTAW H.2700 DRZW&PANEL LUS | 2170 | 1 | NR | 2130 | 1 | NR | 1.878% | OFFICIAL | 4BX37G44F45113B100 | 30 | 4BX | INSTALLATION BOX | 37G | FLUSH MOUNTING BOX | 44F | 40 FLUSH MOUN.DIST.B | 1 | 1 | NR | 9798.75 | CCM | 76.749 | 76.749 | KG | 8011564837010 | 8011564837010 | 8011564837010 | 85381000
GWN1101CF | DOMO CENTER DOOR SMOKED TR.GLASS H.1500 | DOMO CENTER DRZWI SZKŁO PRZEŹ.DYM H.1500 | 493 | 1 | NR | 484 | 1 | NR | 1.86% | OFFICIAL | 4BX37G44F45113J100 | 30 | 4BX | INSTALLATION BOX | 37G | FLUSH MOUNTING BOX | 44F | 40 FLUSH MOUN.DIST.B | 1 | 1 | NR | 55380 | CCM | 19.5 | 17.55 | KG | 8011564832626 | 8011564832626 | 8011564832626 | 85381000
GW40153N | F.M.ENCLOSURE 36M METAL DOOR | OBUDOWA WBUD. 36M DRZWI ŚL. METAL. | 110 | 1 | NR | 108 | 1 | NR | 1.852% | OFFICIAL | 4BX37G44F47813G100 | 30 | 4BX | INSTALLATION BOX | 37G | FLUSH MOUNTING BOX | 44F | 40 FLUSH MOUN.DIST.B | 1 | 1 | NR | 31668 | CCM | 4.3 | 3.87 | KG | 8034035051883 | 8034035051883 | 8034035051883 | 85381000
GW40164N | PLASTERBD.F.M.ENCLOSURE 48M METAL DOOR | OBUDOWA WBUD. KART-GIPS 48M.DRZWI METAL. | 165 | 1 | NR | 162 | 1 | NR | 1.852% | OFFICIAL | 4BX37G44F47813I100 | 30 | 4BX | INSTALLATION BOX | 37G | FLUSH MOUNTING BOX | 44F | 40 FLUSH MOUN.DIST.B | 1 | 1 | NR | 40432 | CCM | 5.68 | 5.112 | KG | 8034035051944 | 8034035051944 | 8034035051944 | 85381000
GW40671 | SPARE BOX FOR DECORATIVE ENCLOSURE 4M | ZAPASOWA PUSZKA DO OBUDOWY DEKORAC.4M | 2.75 | 1 | NR | 2.7 | 1 | NR | 1.852% | OFFICIAL | 4BX37G44F46512P100 | 30 | 4BX | INSTALLATION BOX | 37G | FLUSH MOUNTING BOX | 44F | 40 FLUSH MOUN.DIST.B | 12 | 12 | NR | 2357.333 | CCM | 150.833 | 135.75 | G | 8011564441958 | 8011564669222 | 8011564669222 | 85381000
GWN1024 | DOMO CENTER FUNCT.FR.H.600 BACK-M.PLATE | DOMO CENTER RAM.FUNK.H.600 TYL.PŁYT.MOC | 111 | 1 | NR | 109 | 1 | NR | 1.835% | OFFICIAL | 4BX37G44F45113F100 | 30 | 4BX | INSTALLATION BOX | 37G | FLUSH MOUNTING BOX | 44F | 40 FLUSH MOUN.DIST.B | 1 | 1 | NR | 39711 | CCM | 6.539 | 5.624 | KG | 8011564832480 | 8011564832480 | 8011564832480 | 85381000
GW40225VA | FL.MOU.DECORATIVE ENCLOSURE 8M SLATE | PODTYNK. OBUD. DEKORACYJNA 8M ŁUPEK | 50.1 | 1 | NR | 49.2 | 1 | NR | 1.829% | OFFICIAL | 4BX37G44F46512N100 | 30 | 4BX | INSTALLATION BOX | 37G | FLUSH MOUNTING BOX | 44F | 40 FLUSH MOUN.DIST.B | 1 | 16 | NR | 5850 | CCM | 575.625 | 518.063 | G | 8011564442023 | 8011564668935 | 8011564668935 | 85381000
GW40225VT | FL.MOU.DECORATIVE ENCLOSURE 8M TITANIUM | PODTYNK. OBUD. DEKORACYJNA 8M TYTAN | 50.1 | 1 | NR | 49.2 | 1 | NR | 1.829% | OFFICIAL | 4BX37G44F46512N100 | 30 | 4BX | INSTALLATION BOX | 37G | FLUSH MOUNTING BOX | 44F | 40 FLUSH MOUN.DIST.B | 1 | 16 | NR | 5850 | CCM | 592.813 | 533.531 | G | 8011564442030 | 8011564668942 | 8011564668942 | 85381000
GW40604 | F.M.ENCLOSURE SMOKED TR.DOOR 8M IP40 | OBUDOWA PODTYN.DRZWI DYMNE PRZEŹ.8M IP40 | 22.3 | 1 | NR | 21.9 | 1 | NR | 1.826% | OFFICIAL | 4BX37G44F46112E100 | 30 | 4BX | INSTALLATION BOX | 37G | FLUSH MOUNTING BOX | 44F | 40 FLUSH MOUN.DIST.B | 1 | 12 | NR | 6400 | CCM | 587.5 | 528.75 | G | 8011564062443 | 8011564384439 | 8011564384439 | 85381000
GW40884 | F.M.ENCLOSURE BLANK DOOR 8M.IP40 | OBUDOWA PODTYN.DRZWI LITE 8M IP40 | 22.3 | 1 | NR | 21.9 | 1 | NR | 1.826% | OFFICIAL | 4BX37G44F46112F100 | 30 | 4BX | INSTALLATION BOX | 37G | FLUSH MOUNTING BOX | 44F | 40 FLUSH MOUN.DIST.B | 1 | 12 | NR | 6400 | CCM | 587.417 | 503.706 | G | 8011564243514 | 8011564588714 | 8011564588714 | 85381000
GWN1064XB | DOMO CENTER PANEL W.OUT WINDOWS H.600 | DOMO CENTER PANEL BEZ OKIENEK H.600 | 112 | 1 | NR | 110 | 1 | NR | 1.818% | OFFICIAL | 4BX37G44F45113J100 | 30 | 4BX | INSTALLATION BOX | 37G | FLUSH MOUNTING BOX | 44F | 40 FLUSH MOUN.DIST.B | 1 | 1 | NR | 18994.5 | CCM | 5.046 | 4.234 | KG | 8011564832558 | 8011564832558 | 8011564832558 | 85381000
GW40679 | SPARE BOX FOR DECORATIVE ENCLOSURE 36M | ZAPASOWA PUSZKA DO OBUDOWY DEKORAC.36M | 16.9 | 1 | NR | 16.6 | 1 | NR | 1.807% | OFFICIAL | 4BX37G44F46512P100 | 30 | 4BX | INSTALLATION BOX | 37G | FLUSH MOUNTING BOX | 44F | 40 FLUSH MOUN.DIST.B | 5 | 5 | NR | 18207 | CCM | 992 | 892.8 | G | 8011564441996 | 8011564669260 | 8011564669260 | 85381000
GW41237TB | FL.MOU.DECORATIVE ENCL.FRONT.4M WHITE | PODTYN.DEKOR.OBUD.FRONT 4M ML.BIAŁY | 11.3 | 1 | NR | 11.1 | 1 | NR | 1.802% | OFFICIAL | 4BX37G44F46512N100 | 30 | 4BX | INSTALLATION BOX | 37G | FLUSH MOUNTING BOX | 44F | 40 FLUSH MOUN.DIST.B | 1 | 12 | NR | 2357.333 | CCM | 227.5 | 204.75 | G | 8011564755130 | 8011564901124 | 8011564901124 | 85381000
GW41237TN | FL.MOU.DECORATIVE ENCL.FRONT.4M B.TONER | PODTYN.DEKOR.OBUD.FRONT 4M CZARNY | 11.3 | 1 | NR | 11.1 | 1 | NR | 1.802% | OFFICIAL | 4BX37G44F46512N100 | 30 | 4BX | INSTALLATION BOX | 37G | FLUSH MOUNTING BOX | 44F | 40 FLUSH MOUN.DIST.B | 1 | 12 | NR | 2357.333 | CCM | 220.573 | 179.622 | G | 8011564755147 | 8011564901131 | 8011564901131 | 85381000
GWN1121XB | DOMO CENTER UNDERDOOR 40M | DOMO CENTER PANEL PODDRZWIOWY 40M | 114 | 1 | NR | 112 | 1 | NR | 1.786% | OFFICIAL | 4BX37G44F45113J100 | 30 | 4BX | INSTALLATION BOX | 37G | FLUSH MOUNTING BOX | 44F | 40 FLUSH MOUN.DIST.B | 1 | 1 | NR | 9798.75 | CCM | 2.168 | 1.602 | KG | 8011564832688 | 8011564832688 | 8011564832688 | 85381000
GW40174N | F.M.ENCLOSURE 48M METAL DOOR MULTIMEDIA | OBUDOWA WBUD. 48M DRZWI METAL. MULTIM. | 287 | 1 | NR | 282 | 1 | NR | 1.773% | OFFICIAL | 4BX37G44F47813G100 | 30 | 4BX | INSTALLATION BOX | 37G | FLUSH MOUNTING BOX | 44F | 40 FLUSH MOUN.DIST.B | 1 | 1 | NR | 40432 | CCM | 5.9 | 5.31 | KG | 8034035051975 | 8034035051975 | 8034035051975 | 85381000
GWN1014 | DOMO CENTER FUNCTIONAL FRAMES H.600 | DOMO CENTER RAMY FUNKCJONALNE H.600 | 115 | 1 | NR | 113 | 1 | NR | 1.77% | OFFICIAL | 4BX37G44F45113F100 | 30 | 4BX | INSTALLATION BOX | 37G | FLUSH MOUNTING BOX | 44F | 40 FLUSH MOUN.DIST.B | 1 | 1 | NR | 39711 | CCM | 5.875 | 5.104 | KG | 8011564832466 | 8011564832466 | 8011564832466 | 85381000
GW40233TN | FL.MOU.DECORATIVE ENCLOSURE 24M B.TONER | PODTYNK. OBUD. DEKORACYJNA 24M CZARNA | 51.8 | 1 | NR | 50.9 | 1 | NR | 1.768% | OFFICIAL | 4BX37G44F46512N100 | 30 | 4BX | INSTALLATION BOX | 37G | FLUSH MOUNTING BOX | 44F | 40 FLUSH MOUN.DIST.B | 1 | 5 | NR | 15030.7 | CCM | 1.556 | 1.4 | KG | 8011564442092 | 8011564669000 | 8011564669000 | 85381000
GW40293TB | F.M. DEC. ENCLOSURE 24M WHITE BD | PODTYNK. OBUD. DEKORAC. 24M ML.BIAŁA BD | 51.8 | 1 | NR | 50.9 | 1 | NR | 1.768% | OFFICIAL | 4BX37G44F46512L100 | 30 | 4BX | INSTALLATION BOX | 37G | FLUSH MOUNTING BOX | 44F | 40 FLUSH MOUN.DIST.B | 1 | 5 | NR | 15030.7 | CCM | 1.536 | 1.352 | KG | 8011564856608 | 8011564987388 | 8011564987388 | 85381000
GW40608 | F.M.ENCLOSURE SMOKED TR.DOOR 18M IP40 | OBUDOWA PODTYN.DRZWI DYMNE PRZE.18M IP40 | 51.8 | 1 | NR | 50.9 | 1 | NR | 1.768% | OFFICIAL | 4BX37G44F46112E100 | 30 | 4BX | INSTALLATION BOX | 37G | FLUSH MOUNTING BOX | 44F | 40 FLUSH MOUN.DIST.B | 1 | 4 | NR | 19200 | CCM | 1.66 | 1.494 | KG | 8011564062467 | 8011564514232 | 8011564514232 | 85381000
GW40888 | F.M.ENCLOSURE BLANK DOOR 18M.IP40 | OBUDOWA PODTYN.DRZWI LITE 18M IP40 | 51.8 | 1 | NR | 50.9 | 1 | NR | 1.768% | OFFICIAL | 4BX37G44F46112F100 | 30 | 4BX | INSTALLATION BOX | 37G | FLUSH MOUNTING BOX | 44F | 40 FLUSH MOUN.DIST.B | 1 | 4 | NR | 19200 | CCM | 1.62 | 1.393 | KG | 8011564224537 | 8011564578531 | 8011564578531 | 85381000
GW40605 | F.M.ENCLOSURE SMOKED TR.DOOR 12M IP40 | OBUDOWA PODTYN.DRZWI DYMNE PRZE.12M IP40 | 28.8 | 1 | NR | 28.3 | 1 | NR | 1.767% | OFFICIAL | 4BX37G44F46112E100 | 30 | 4BX | INSTALLATION BOX | 37G | FLUSH MOUNTING BOX | 44F | 40 FLUSH MOUN.DIST.B | 1 | 8 | NR | 12080.25 | CCM | 945.75 | 841.07 | G | 8011564062450 | 8011564384446 | 8011564384446 | 85381000
GWN1141 | DOMO CENTER HORIZONTAL DIVIDERS | DOMO CENTER PRZEKŁADKI POZIOME | 34.6 | 1 | NR | 34 | 1 | NR | 1.765% | OFFICIAL | 4BX37G44F45113L100 | 30 | 4BX | INSTALLATION BOX | 37G | FLUSH MOUNTING BOX | 44F | 40 FLUSH MOUN.DIST.B | 1 | 1 | NR | 5443.75 | CCM | 857.158 | 425.252 | G | 8011564832749 | 8011564832749 | 8011564832749 | 85381000
GWN1002 | DOMO CENTER-BACK-M.BOX H.2400 MAS&PLAST. | DOMO CENTER-TYL.PU.MOC H.2400 CEG&KAGIP | 521 | 1 | NR | 512 | 1 | NR | 1.758% | OFFICIAL | 4BX37G44F45113D100 | 30 | 4BX | INSTALLATION BOX | 37G | FLUSH MOUNTING BOX | 44F | 40 FLUSH MOUN.DIST.B | 1 | 1 | NR | 94248 | CCM | 30.816 | 28.929 | KG | 8011564832435 | 8011564832435 | 8011564832435 | 85381000
GW40237VA | FL.MOU.DECORATIVE ENCLOSURE 4M SLATE | PODTYNK. OBUD. DEKORACYJNA 4M ŁUPEK | 34.8 | 1 | NR | 34.2 | 1 | NR | 1.754% | OFFICIAL | 4BX37G44F46512N100 | 30 | 4BX | INSTALLATION BOX | 37G | FLUSH MOUNTING BOX | 44F | 40 FLUSH MOUN.DIST.B | 1 | 12 | NR | 2986.333 | CCM | 344.583 | 310.125 | G | 8011564442146 | 8011564669055 | 8011564669055 | 85381000
GW40237VT | FL.MOU.DECORATIVE ENCLOSURE 4M TITANIUM | PODTYNK. OBUD. DEKORACYJNA 4M TYTAN | 34.8 | 1 | NR | 34.2 | 1 | NR | 1.754% | OFFICIAL | 4BX37G44F46512N100 | 30 | 4BX | INSTALLATION BOX | 37G | FLUSH MOUNTING BOX | 44F | 40 FLUSH MOUN.DIST.B | 1 | 12 | NR | 2986.333 | CCM | 346.667 | 312 | G | 8011564442153 | 8011564669062 | 8011564669062 | 85381000
GW40337 | F.M.DEC.ENCLOSURE 4+12M.IP40 TRASP.DOOR | PODTY.DEKO.OBUDOWA 4+12M.IP40 PRZEŹ.DRZW | 34.8 | 1 | NR | 34.2 | 1 | NR | 1.754% | OFFICIAL | 4BX37G44F47613A100 | 30 | 4BX | INSTALLATION BOX | 37G | FLUSH MOUNTING BOX | 44F | 40 FLUSH MOUN.DIST.B | 1 | 6 | NR | 12250 | CCM | 1.261 | 1.135 | KG | 8011564041356 | 8011564512559 | 8011564512559 | 85381000
GW40689 | BACK BOX FOR 40 CDKI ENCLOSURE 54M | #N/A | 23.2 | 1 | NR | 22.8 | 1 | NR | 1.754% | OFFICIAL | 4BX37G44F46112T100 | 30 | 4BX | INSTALLATION BOX | 37G | FLUSH MOUNTING BOX | 44F | 40 FLUSH MOUN.DIST.B | 1 | 3 | NR | 33123.75 | CCM | 1.337 | 1.331 | KG | 8034035012723 | 8034035012723 | 8034035420306 | 85389099
GWN1261XB | DOMO CENTER KIT H.2700 UPRIGHT COLUMN | DOMO CENTER ZESTAW H.2700 KOLUMNA PION | 1160 | 1 | NR | 1140 | 1 | NR | 1.754% | OFFICIAL | 4BX37G44F45113B100 | 30 | 4BX | INSTALLATION BOX | 37G | FLUSH MOUNTING BOX | 44F | 40 FLUSH MOUN.DIST.B | 1 | 1 | NR | 28341 | CCM | 50.074 | 50.074 | KG | 8011564832336 | 8011564832336 | 8011564832336 | 85381000
GWN1461XB | DOMO CENTER KIT H.2700 METAL DOOR R.9003 | DOMO CENTER ZES.H.2700 DRZWI MET R.9003 | 1740 | 1 | NR | 1710 | 1 | NR | 1.754% | OFFICIAL | 4BX37G44F45113B100 | 30 | 4BX | INSTALLATION BOX | 37G | FLUSH MOUNTING BOX | 44F | 40 FLUSH MOUN.DIST.B | 1 | 1 | NR | 66030 | CCM | 61.868 | 61.868 | KG | 8011564832367 | 8011564832367 | 8011564832367 | 85381000
GWN1077XB | DOMO CENTER H.300 VELIA PANEL RAL9003 | DOMO CENTER H.300 PANEL VELIA RAL9003 | 98.8 | 1 | NR | 97.1 | 1 | NR | 1.751% | OFFICIAL | 4BX37G44F45113J100 | 30 | 4BX | INSTALLATION BOX | 37G | FLUSH MOUNTING BOX | 44F | 40 FLUSH MOUN.DIST.B | 1 | 1 | NR | 9798.75 | CCM | 2.954 | 2.085 | KG | 8011564832602 | 8011564832602 | 8011564832602 | 85381000
GW40229VA | FL.MOU.DECORATIVE ENCLOSURE 12M SLATE | PODTYNK. OBUD. DEKORACYJNA 12M ŁUPEK | 64.3 | 1 | NR | 63.2 | 1 | NR | 1.741% | OFFICIAL | 4BX37G44F46512N100 | 30 | 4BX | INSTALLATION BOX | 37G | FLUSH MOUNTING BOX | 44F | 40 FLUSH MOUN.DIST.B | 1 | 12 | NR | 9405 | CCM | 783.333 | 705 | G | 8011564442061 | 8011564668973 | 8011564668973 | 85381000
GW40229VT | FL.MOU.DECORATIVE ENCLOSURE 12M TITANIUM | PODTYNK. OBUD. DEKORACYJNA 12M TYTAN | 64.3 | 1 | NR | 63.2 | 1 | NR | 1.741% | OFFICIAL | 4BX37G44F46512N100 | 30 | 4BX | INSTALLATION BOX | 37G | FLUSH MOUNTING BOX | 44F | 40 FLUSH MOUN.DIST.B | 1 | 12 | NR | 9405 | CCM | 795 | 715.5 | G | 8011564442078 | 8011564668980 | 8011564668980 | 85381000
GW41239TB | FL.MOU.DECORATIVE ENCL.FRONT.36M WHITE | PODTYN.DEKOR.OBUD.FRONT 36M ML.BIAŁY | 64.3 | 1 | NR | 63.2 | 1 | NR | 1.741% | OFFICIAL | 4BX37G44F46512N100 | 30 | 4BX | INSTALLATION BOX | 37G | FLUSH MOUNTING BOX | 44F | 40 FLUSH MOUN.DIST.B | 1 | 5 | NR | 25920 | CCM | 1.723 | 1.551 | KG | 8011564755178 | 8011564901162 | 8011564901162 | 85381000
GW41239TN | FL.MOU.DECORATIVE ENCL.FRONT.36M B.TONER | PODTYN.DEKOR.OBUD.FRONT 36M CZARNY | 64.3 | 1 | NR | 63.2 | 1 | NR | 1.741% | OFFICIAL | 4BX37G44F46512N100 | 30 | 4BX | INSTALLATION BOX | 37G | FLUSH MOUNTING BOX | 44F | 40 FLUSH MOUN.DIST.B | 1 | 5 | NR | 25920 | CCM | 1.755 | 1.58 | KG | 8011564755185 | 8011564901179 | 8011564901179 | 85381000
GW40151N | F.M.ENCLOSURE 12M METAL DOOR | OBUDOWA WBUD. 12M DRZWI ŚL. METAL. | 70.2 | 1 | NR | 69 | 1 | NR | 1.739% | OFFICIAL | 4BX37G44F47813G100 | 30 | 4BX | INSTALLATION BOX | 37G | FLUSH MOUNTING BOX | 44F | 40 FLUSH MOUN.DIST.B | 1 | 1 | NR | 19152 | CCM | 2.68 | 2.412 | KG | 8034035051852 | 8034035051852 | 8034035051852 | 85381000
GW40611BQ | QUADRO D.INC.FUME'72M(18X4) IP40 M.B.80F | ROZDZ. D.WB.FUME'72M(18X4) IP40 M.B.80F | 234 | 1 | NR | 230 | 1 | NR | 1.739% | OFFICIAL | 4BX37G44F46112H100 | 30 | 4BX | INSTALLATION BOX | 37G | FLUSH MOUNTING BOX | 44F | 40 FLUSH MOUN.DIST.B | 1 | 1 | NR | 81168 | CCM | 7.61 | 6.231 | KG | 8011564897007 | 8011564897007 | 8011564897007 | 85371098
GW40891BQ | QUADRO D.IN.CIECA 72M(18X4) IP40 M.B.80F | ROZDZ. D.WB. ŚL. 72M(18X4) IP40 M.B.80F | 234 | 1 | NR | 230 | 1 | NR | 1.739% | OFFICIAL | 4BX37G44F46112T100 | 30 | 4BX | INSTALLATION BOX | 37G | FLUSH MOUNTING BOX | 44F | 40 FLUSH MOUN.DIST.B | 1 | 1 | NR | 81168 | CCM | 7.522 | 6.143 | KG | 8011564897113 | 8011564897113 | 8011564897113 | 85371098
GW40233VA | FL.MOU.DECORATIVE ENCLOSURE 24M SLATE | PODTYNK. OBUD. DEKORACYJNA 24M ŁUPEK | 99.7 | 1 | NR | 98 | 1 | NR | 1.735% | OFFICIAL | 4BX37G44F46512N100 | 30 | 4BX | INSTALLATION BOX | 37G | FLUSH MOUNTING BOX | 44F | 40 FLUSH MOUN.DIST.B | 1 | 5 | NR | 15030.7 | CCM | 1.58 | 1.422 | KG | 8011564442108 | 8011564669017 | 8011564669017 | 85381000
GW40233VT | FL.MOU.DECORATIVE ENCLOSURE 24M TITANIUM | PODTYNK. OBUD. DEKORACYJNA 24M TYTAN | 99.7 | 1 | NR | 98 | 1 | NR | 1.735% | OFFICIAL | 4BX37G44F46512N100 | 30 | 4BX | INSTALLATION BOX | 37G | FLUSH MOUNTING BOX | 44F | 40 FLUSH MOUN.DIST.B | 1 | 5 | NR | 15030.7 | CCM | 1.552 | 1.397 | KG | 8011564442115 | 8011564669024 | 8011564669024 | 85381000
GW40606 | F.M.DIST.BOARD SMOK.T.DOOR 24M(12X2)IP40 | PODTY.ROZDZIE.DRZ.DYM.PRZE.24M(12X2)IP40 | 58.7 | 1 | NR | 57.7 | 1 | NR | 1.733% | OFFICIAL | 4BX37G44F46112E100 | 30 | 4BX | INSTALLATION BOX | 37G | FLUSH MOUNTING BOX | 44F | 40 FLUSH MOUN.DIST.B | 1 | 6 | NR | 19065 | CCM | 1.837 | 1.642 | KG | 8011564062498 | 8011564384507 | 8011564384507 | 85381000
GW40886 | F.M.DIST.BOARD BLANK DOOR 24M(12X2) IP40 | ROZDZIE.PODTYN.DRZWI LITE 24M(12X2) IP40 | 58.7 | 1 | NR | 57.7 | 1 | NR | 1.733% | OFFICIAL | 4BX37G44F46112F100 | 30 | 4BX | INSTALLATION BOX | 37G | FLUSH MOUNTING BOX | 44F | 40 FLUSH MOUN.DIST.B | 1 | 6 | NR | 19065 | CCM | 1.79 | 1.611 | KG | 8011564224544 | 8011564578548 | 8011564578548 | 85381000
GW40463N | SECURITY LOCK GERMAN F.M. ENCLOSURE | ZAMEK ZABEZ. DO OBUD. WB. ST.NIEMIECKI | 47 | 1 | NR | 46.2 | 1 | NR | 1.732% | OFFICIAL | 4BX37G44F47813K100 | 30 | 4BX | INSTALLATION BOX | 37G | FLUSH MOUNTING BOX | 44F | 40 FLUSH MOUN.DIST.B | 1 | 50 | NR | 100 | CCM | 21.56 | 21.56 | G | 8034035052033 | 8034035052033 | 8034035052033 | 83014090
GWN1062XB | DOMO CENTER PANEL W.OUT WINDOWS H.300 | DOMO CENTER PANEL BEZ OKIENEK H.300 | 88.5 | 1 | NR | 87 | 1 | NR | 1.724% | OFFICIAL | 4BX37G44F45113J100 | 30 | 4BX | INSTALLATION BOX | 37G | FLUSH MOUNTING BOX | 44F | 40 FLUSH MOUN.DIST.B | 1 | 1 | NR | 9798.75 | CCM | 2.84 | 2.237 | KG | 8011564832541 | 8011564832541 | 8011564832541 | 85381000
GW40463 | SECURITY LOCK GERM. FL.ENCLOSURE | ZAMEK ZABEZ. DO OBUD. ST.NIEMIECKI | 59.1 | 1 | NR | 58.1 | 1 | NR | 1.721% | OFFICIAL | 4BX37G44F47813K100 | 30 | 4BX | INSTALLATION BOX | 37G | FLUSH MOUNTING BOX | 44F | 40 FLUSH MOUN.DIST.B | 1 | 10 | NR | 162 | CCM | 49.6 | 44.64 | G | 8011564097148 | 8011564097148 | 8011564465398 | 83014090
GW40229TN | FL.MOU.DECORATIVE ENCLOSURE 12M B.TONER | PODTYNK. OBUD. DEKORACYJNA 12M CZARNA | 29.6 | 1 | NR | 29.1 | 1 | NR | 1.718% | OFFICIAL | 4BX37G44F46512N100 | 30 | 4BX | INSTALLATION BOX | 37G | FLUSH MOUNTING BOX | 44F | 40 FLUSH MOUN.DIST.B | 1 | 12 | NR | 9405 | CCM | 778.333 | 700.5 | G | 8011564442054 | 8011564668966 | 8011564668966 | 85381000
GW40289TB | F.M. DEC. ENCLOSURE 12M WHITE BD | PODTYNK. OBUD. DEKORAC. 12M ML.BIAŁA BD | 29.6 | 1 | NR | 29.1 | 1 | NR | 1.718% | OFFICIAL | 4BX37G44F46512L100 | 30 | 4BX | INSTALLATION BOX | 37G | FLUSH MOUNTING BOX | 44F | 40 FLUSH MOUN.DIST.B | 1 | 12 | NR | 9405 | CCM | 786.886 | 669.803 | G | 8011564856592 | 8011564987371 | 8011564987371 | 85381000
GWN1124XB | DOMO CENTER UNDERDOOR H.300 | DOMO CENTER PANEL PODDRZWIOWY H300 | 77.1 | 1 | NR | 75.8 | 1 | NR | 1.715% | OFFICIAL | 4BX37G44F45113J100 | 30 | 4BX | INSTALLATION BOX | 37G | FLUSH MOUNTING BOX | 44F | 40 FLUSH MOUN.DIST.B | 1 | 1 | NR | 9798.75 | CCM | 2.156 | 1.554 | KG | 8011564832695 | 8011564832695 | 8011564832695 | 85381000
GWN1142 | DOMO CENTER VERTICAL DIVIDERS | DOMO CENTER PRZEKŁADKI PIONOWE | 119 | 1 | NR | 117 | 1 | NR | 1.709% | OFFICIAL | 4BX37G44F45113L100 | 30 | 4BX | INSTALLATION BOX | 37G | FLUSH MOUNTING BOX | 44F | 40 FLUSH MOUN.DIST.B | 1 | 1 | NR | 22335.5 | CCM | 3.575 | 3.225 | KG | 8011564832756 | 8011564832756 | 8011564832756 | 85381000
GW40603 | F.M.ENCLOSURE SMOKED TR.DOOR 6M IP40 | OBUDOWA PODTYN.DRZWI DYMNE PRZEŹ.6M IP40 | 17.9 | 1 | NR | 17.6 | 1 | NR | 1.705% | OFFICIAL | 4BX37G44F46112E100 | 30 | 4BX | INSTALLATION BOX | 37G | FLUSH MOUNTING BOX | 44F | 40 FLUSH MOUN.DIST.B | 1 | 21 | NR | 4602 | CCM | 458.048 | 412.243 | G | 8011564062436 | 8011564516076 | 8011564516076 | 85381000
GW40883 | F.M.ENCLOSURE BLANK DOOR 6M.IP40 | OBUDOWA PODTYN.DRZWI LITE 6M IP40 | 17.9 | 1 | NR | 17.6 | 1 | NR | 1.705% | OFFICIAL | 4BX37G44F46112F100 | 30 | 4BX | INSTALLATION BOX | 37G | FLUSH MOUNTING BOX | 44F | 40 FLUSH MOUN.DIST.B | 1 | 21 | NR | 4602 | CCM | 457.714 | 411.943 | G | 8011564246829 | 8011564591226 | 8011564591226 | 85381000
GW41233VA | FL.MOU.DECORATIVE ENCL.FRONT.24M SLATE | PODTYN.DEKOR.OBUD.FRONT 24M ŁUPEK | 95.5 | 1 | NR | 93.9 | 1 | NR | 1.704% | OFFICIAL | 4BX37G44F46512N100 | 30 | 4BX | INSTALLATION BOX | 37G | FLUSH MOUNTING BOX | 44F | 40 FLUSH MOUN.DIST.B | 1 | 5 | NR | 15030.7 | CCM | 1.126 | 0.914 | KG | 8011564755116 | 8011564901100 | 8011564901100 | 85381000
GW41233VT | FL.MOU.DECORATIVE ENCL.FRONT.24M TITAN. | PODTYN.DEKOR.OBUD.FRONT 24M TYTAN | 95.5 | 1 | NR | 93.9 | 1 | NR | 1.704% | OFFICIAL | 4BX37G44F46512N100 | 30 | 4BX | INSTALLATION BOX | 37G | FLUSH MOUNTING BOX | 44F | 40 FLUSH MOUN.DIST.B | 1 | 5 | NR | 15030.7 | CCM | 1.128 | 0.916 | KG | 8011564755123 | 8011564901117 | 8011564901117 | 85381000
GW41225VA | FL.MOU.DECORATIVE ENCL.FRONT.8M SLATE | PODTYN.DEKOR.OBUD.FRONT 8M ŁUPEK | 47.9 | 1 | NR | 47.1 | 1 | NR | 1.699% | OFFICIAL | 4BX37G44F46512N100 | 30 | 4BX | INSTALLATION BOX | 37G | FLUSH MOUNTING BOX | 44F | 40 FLUSH MOUN.DIST.B | 1 | 16 | NR | 4189.5 | CCM | 373.125 | 335.813 | G | 8011564755031 | 8011564901025 | 8011564901025 | 85381000
GW41225VT | FL.MOU.DECORATIVE ENCL.FRONT.8M TITAN. | PODTYN.DEKOR.OBUD.FRONT 8M TYTAN | 47.9 | 1 | NR | 47.1 | 1 | NR | 1.699% | OFFICIAL | 4BX37G44F46512N100 | 30 | 4BX | INSTALLATION BOX | 37G | FLUSH MOUNTING BOX | 44F | 40 FLUSH MOUN.DIST.B | 1 | 16 | NR | 4189.5 | CCM | 360.043 | 295.617 | G | 8011564755048 | 8011564901032 | 8011564901032 | 85381000
GW40677 | SPARE BOX FOR DECORATIVE ENCLOSURE 24M | ZAPASOWA PUSZKA DO OBUDOWY DEKORAC.24M | 9 | 1 | NR | 8.85 | 1 | NR | 1.695% | OFFICIAL | 4BX37G44F46512P100 | 30 | 4BX | INSTALLATION BOX | 37G | FLUSH MOUNTING BOX | 44F | 40 FLUSH MOUN.DIST.B | 5 | 5 | NR | 10750.2 | CCM | 602 | 541.8 | G | 8011564441989 | 8011564669253 | 8011564669253 | 85381000
GWN1801XB | DOMO CENTER KIT H.2400 DOOR GLASS R.9003 | DOMO CENTER ZES.H.2400 DRZWI SZKL R.9003 | 1800 | 1 | NR | 1770 | 1 | NR | 1.695% | OFFICIAL | 4BX37G44F45113B100 | 30 | 4BX | INSTALLATION BOX | 37G | FLUSH MOUNTING BOX | 44F | 40 FLUSH MOUN.DIST.B | 1 | 1 | NR | 55380 | CCM | 61.066 | 61.066 | KG | 8011564832404 | 8011564832404 | 8011564832404 | 85381000
GWN1022 | DOMO CENTER FUNCT.FR.H.300 BACK-M.PLATE | DOMO CENTER RAM.FUNK.H.300 TYL.PŁYT.MOC | 84.1 | 1 | NR | 82.7 | 1 | NR | 1.693% | OFFICIAL | 4BX37G44F45113F100 | 30 | 4BX | INSTALLATION BOX | 37G | FLUSH MOUNTING BOX | 44F | 40 FLUSH MOUN.DIST.B | 1 | 1 | NR | 20181 | CCM | 3.13 | 2.771 | KG | 8011564832473 | 8011564832473 | 8011564832473 | 85381000
GW40606BD | QUADRO D.INC.FUME'24M(12X2) IP40 M.B.28F | ROZDZ. D.WB.FUME'24M(12X2) IP40 M.B.28F | 66.1 | 1 | NR | 65 | 1 | NR | 1.692% | OFFICIAL | 4BX37G44F46112H100 | 30 | 4BX | INSTALLATION BOX | 37G | FLUSH MOUNTING BOX | 44F | 40 FLUSH MOUN.DIST.B | 1 | 6 | NR | 19065 | CCM | 2.074 | 1.896 | KG | 8011564896932 | 8011564918689 | 8011564918689 | 85371098
GW40886BD | QUADRO D.IN.CIECA 24M(12X2) IP40 M.B.28F | ROZDZ. D.WB. ŚL. 24M(12X2) IP40 M.B.28F | 66.1 | 1 | NR | 65 | 1 | NR | 1.692% | OFFICIAL | 4BX37G44F46112T100 | 30 | 4BX | INSTALLATION BOX | 37G | FLUSH MOUNTING BOX | 44F | 40 FLUSH MOUN.DIST.B | 1 | 6 | NR | 19065 | CCM | 2.058 | 1.88 | KG | 8011564897052 | 8011564918979 | 8011564918979 | 85371098
GWN1111CP | DOMO CENTER DOOR & PANEL MIRROR F.H.1800 | DOMO CENTER DRZWI I PANEL WY.LUST.H.1800 | 906 | 1 | NR | 891 | 1 | NR | 1.684% | OFFICIAL | 4BX37G44F45113J100 | 30 | 4BX | INSTALLATION BOX | 37G | FLUSH MOUNTING BOX | 44F | 40 FLUSH MOUN.DIST.B | 1 | 1 | NR | 66030 | CCM | 35.545 | 32.199 | KG | 8011564832657 | 8011564832657 | 8011564832657 | 85381000
GWN1012 | DOMO CENTER FUNCTIONAL FRAMES H.300 | DOMO CENTER RAMY FUNKCJONALNE H.300 | 90.7 | 1 | NR | 89.2 | 1 | NR | 1.682% | OFFICIAL | 4BX37G44F45113F100 | 30 | 4BX | INSTALLATION BOX | 37G | FLUSH MOUNTING BOX | 44F | 40 FLUSH MOUN.DIST.B | 1 | 1 | NR | 20181 | CCM | 2.89 | 2.491 | KG | 8011564832459 | 8011564832459 | 8011564832459 | 85381000
GW41889AB | FRONTAL KIT AB D.B. BLANK DOOR 36M IP40 | #N/A | 97.1 | 1 | NR | 95.5 | 1 | NR | 1.675% | OFFICIAL | 4BX37G44F46112V100 | 30 | 4BX | INSTALLATION BOX | 37G | FLUSH MOUNTING BOX | 44F | 40 FLUSH MOUN.DIST.B | 1 | 3 | NR | 41820 | CCM | 2.123 | 1.823 | KG | 8034035087240 | 8034035471162 | 8034035471162 | 85389099
GW40239TN | FL.MOU.DECORATIVE ENCLOSURE 36M B.TONER | PODTYNK. OBUD. DEKORACYJNA 36M CZARNA | 72.9 | 1 | NR | 71.7 | 1 | NR | 1.674% | OFFICIAL | 4BX37G44F46512N100 | 30 | 4BX | INSTALLATION BOX | 37G | FLUSH MOUNTING BOX | 44F | 40 FLUSH MOUN.DIST.B | 1 | 5 | NR | 25920 | CCM | 2.508 | 2.257 | KG | 8011564442177 | 8011564669086 | 8011564669086 | 85381000
GW40299TB | F.M. DEC. ENCLOSURE 36M WHITE BD | PODTYNK. OBUD. DEKORAC. 36M ML.BIAŁA BD | 72.9 | 1 | NR | 71.7 | 1 | NR | 1.674% | OFFICIAL | 4BX37G44F46512L100 | 30 | 4BX | INSTALLATION BOX | 37G | FLUSH MOUNTING BOX | 44F | 40 FLUSH MOUN.DIST.B | 1 | 5 | NR | 25920 | CCM | 2.435 | 2.163 | KG | 8011564856615 | 8011564987395 | 8011564987395 | 85381000
GW40152N | F.M.ENCLOSURE 24M METAL DOOR | OBUDOWA WBUD. 24M DRZWI ŚL. METAL. | 91.3 | 1 | NR | 89.8 | 1 | NR | 1.67% | OFFICIAL | 4BX37G44F47813G100 | 30 | 4BX | INSTALLATION BOX | 37G | FLUSH MOUNTING BOX | 44F | 40 FLUSH MOUN.DIST.B | 1 | 1 | NR | 25070.5 | CCM | 3.4 | 3.06 | KG | 8034035051869 | 8034035051869 | 8034035051869 | 85381000
GW40659 | F.M.ENCLOSURE BLANK DOOR 24M.(12X2) IP40 | OBUDOWA PODTYN.DRZWI LITE 24M(12X2) IP40 | 42.7 | 1 | NR | 42 | 1 | NR | 1.667% | OFFICIAL | 4BX37G44F46312G100 | 30 | 4BX | INSTALLATION BOX | 37G | FLUSH MOUNTING BOX | 44F | 40 FLUSH MOUN.DIST.B | 1 | 6 | NR | 16107 | CCM | 1.374 | 1.237 | KG | 8011564130852 | 8011564511262 | 8011564511262 | 85381000
GWN1031F | DOMO CENTER KIT MULTIMEDIA DISTR. FULL | DOMO CENTER ZEST.DYST. MULTIMEDIA PEŁEN | 427 | 1 | NR | 420 | 1 | NR | 1.667% | OFFICIAL | 4BX37G44F45113F100 | 30 | 4BX | INSTALLATION BOX | 37G | FLUSH MOUNTING BOX | 44F | 40 FLUSH MOUN.DIST.B | 1 | 1 | NR | 39711 | CCM | 7.63 | 6.39 | KG | 8034035024047 | 8034035024047 | 8034035024047 | 85389099
GWN1111XB | DOMO CENTER DOOR METAL RAL9003 H.1800 | DOMO CENTER DRZWI METAL RAL9003 H.1800 | 305 | 1 | NR | 300 | 1 | NR | 1.667% | OFFICIAL | 4BX37G44F45113J100 | 30 | 4BX | INSTALLATION BOX | 37G | FLUSH MOUNTING BOX | 44F | 40 FLUSH MOUN.DIST.B | 1 | 1 | NR | 66030 | CCM | 18.5 | 16.65 | KG | 8011564832671 | 8011564832671 | 8011564832671 | 85381000
GWN1601XB | DOMO CENTER KIT H.2400 ENCLOSURE RAL9003 | DOMO CENTER ZESTAW H.2400 OBUDOW.RAL9003 | 1220 | 1 | NR | 1200 | 1 | NR | 1.667% | OFFICIAL | 4BX37G44F45113B100 | 30 | 4BX | INSTALLATION BOX | 37G | FLUSH MOUNTING BOX | 44F | 40 FLUSH MOUN.DIST.B | 1 | 1 | NR | 28341 | CCM | 48.133 | 48.133 | KG | 8011564832374 | 8011564832374 | 8011564832374 | 85381000
GW40173N | F.M.ENCLOSURE 36M METAL DOOR MULTIMEDIA | OBUDOWA WBUD. 36M DRZWI METAL. MULTIM. | 245 | 1 | NR | 241 | 1 | NR | 1.66% | OFFICIAL | 4BX37G44F47813G100 | 30 | 4BX | INSTALLATION BOX | 37G | FLUSH MOUNTING BOX | 44F | 40 FLUSH MOUN.DIST.B | 1 | 1 | NR | 30856 | CCM | 4.77 | 4.293 | KG | 8034035051968 | 8034035051968 | 8034035051968 | 85381000
GW40602 | F.M.ENCLOSURE SMOKED TR.DOOR 4M IP40 | OBUDOWA PODTYN.DRZWI DYMNE PRZEŹ.4M IP40 | 12.3 | 1 | NR | 12.1 | 1 | NR | 1.653% | OFFICIAL | 4BX37G44F46112E100 | 30 | 4BX | INSTALLATION BOX | 37G | FLUSH MOUNTING BOX | 44F | 40 FLUSH MOUN.DIST.B | 1 | 36 | NR | 2684.5 | CCM | 309.361 | 278.425 | G | 8011564062412 | 8011564515314 | 8011564515314 | 85381000
GW40882 | F.M.ENCLOSURE BLANK DOOR 4M.IP40 | OBUDOWA PODTYN.DRZWI LITE 4M IP40 | 12.3 | 1 | NR | 12.1 | 1 | NR | 1.653% | OFFICIAL | 4BX37G44F46112F100 | 30 | 4BX | INSTALLATION BOX | 37G | FLUSH MOUNTING BOX | 44F | 40 FLUSH MOUN.DIST.B | 1 | 36 | NR | 2684.5 | CCM | 307.222 | 276.5 | G | 8011564246812 | 8011564591219 | 8011564591219 | 85381000
GWN1042XB | DOMO CENTER FRAMES H.2400 | DOMO CENTER RAMY H.2400 | 246 | 1 | NR | 242 | 1 | NR | 1.653% | OFFICIAL | 4BX37G44F45113H100 | 30 | 4BX | INSTALLATION BOX | 37G | FLUSH MOUNTING BOX | 44F | 40 FLUSH MOUN.DIST.B | 1 | 1 | NR | 53280 | CCM | 4.993 | 4.27 | KG | 8011564832510 | 8011564832510 | 8011564832510 | 85381000
GWN1101CP | DOMO CENTER DOOR & PANEL MIRROR F.H.1500 | DOMO CENTER DRZWI I PANEL WY.LUST.H.1500 | 861 | 1 | NR | 847 | 1 | NR | 1.653% | OFFICIAL | 4BX37G44F45113J100 | 30 | 4BX | INSTALLATION BOX | 37G | FLUSH MOUNTING BOX | 44F | 40 FLUSH MOUN.DIST.B | 1 | 1 | NR | 55380 | CCM | 43.716 | 43.716 | KG | 8011564832640 | 8011564832640 | 8011564832640 | 85381000
GWN1133 | DOMO CENTER - CHANNEL CROSSING FLOOR | DOMO CENTER - KANAŁ PODŁOGOWY | 67.8 | 1 | NR | 66.7 | 1 | NR | 1.649% | OFFICIAL | 4BX37G44F45113L100 | 30 | 4BX | INSTALLATION BOX | 37G | FLUSH MOUNTING BOX | 44F | 40 FLUSH MOUN.DIST.B | 1 | 1 | NR | 39711 | CCM | 4.706 | 3.891 | KG | 8011564832725 | 8011564832725 | 8011564832725 | 85381000
GW40609BD | QUADRO D.INC.FUME'36M(18X2) IP40 M.B.40F | ROZDZ. D.WB.FUME'36M(18X2) IP40 M.B.40F | 99.1 | 1 | NR | 97.5 | 1 | NR | 1.641% | OFFICIAL | 4BX37G44F46112H100 | 30 | 4BX | INSTALLATION BOX | 37G | FLUSH MOUNTING BOX | 44F | 40 FLUSH MOUN.DIST.B | 1 | 3 | NR | 41820 | CCM | 3.526 | 3.095 | KG | 8011564896956 | 8011564918726 | 8011564918726 | 85371098
GW40163N | PLASTERBD.F.M.ENCLOSURE 36M METAL DOOR | OBUDOWA WBUD. KART-GIPS 36M.DRZWI METAL. | 124 | 1 | NR | 122 | 1 | NR | 1.639% | OFFICIAL | 4BX37G44F47813I100 | 30 | 4BX | INSTALLATION BOX | 37G | FLUSH MOUNTING BOX | 44F | 40 FLUSH MOUN.DIST.B | 1 | 1 | NR | 29659.5 | CCM | 4.013 | 4.001 | KG | 8034035051937 | 8034035051937 | 8034035051937 | 85381000
GW41229VA | FL.MOU.DECORATIVE ENCL.FRONT.12M SLATE | PODTYN.DEKOR.OBUD.FRONT 12M ŁUPEK | 62 | 1 | NR | 61 | 1 | NR | 1.639% | OFFICIAL | 4BX37G44F46512N100 | 30 | 4BX | INSTALLATION BOX | 37G | FLUSH MOUNTING BOX | 44F | 40 FLUSH MOUN.DIST.B | 1 | 12 | NR | 6262.792 | CCM | 487.917 | 439.125 | G | 8011564755079 | 8011564901063 | 8011564901063 | 85381000
GW41229VT | FL.MOU.DECORATIVE ENCL.FRONT.12M TITAN. | PODTYN.DEKOR.OBUD.FRONT 12M TYTAN | 62 | 1 | NR | 61 | 1 | NR | 1.639% | OFFICIAL | 4BX37G44F46512N100 | 30 | 4BX | INSTALLATION BOX | 37G | FLUSH MOUNTING BOX | 44F | 40 FLUSH MOUN.DIST.B | 1 | 12 | NR | 6262.792 | CCM | 484.167 | 435.75 | G | 8011564755086 | 8011564901070 | 8011564901070 | 85381000
GWN1003 | DOMO CENTER-BACK-M.BOX H.2700 MAS&PLAST. | DOMO CENTER-TYL.PU.MOC H.2700 CEG&KAGIP | 560 | 1 | NR | 551 | 1 | NR | 1.633% | OFFICIAL | 4BX37G44F45113D100 | 30 | 4BX | INSTALLATION BOX | 37G | FLUSH MOUNTING BOX | 44F | 40 FLUSH MOUN.DIST.B | 1 | 1 | NR | 105336 | CCM | 33 | 29.7 | KG | 8011564832442 | 8011564832442 | 8011564832442 | 85381000
GW40161N | PLASTERBD.F.M.ENCLOSURE 12M METAL DOOR | OBUDOWA WBUD. KART-GIPS 12M.DRZWI METAL. | 87.8 | 1 | NR | 86.4 | 1 | NR | 1.62% | OFFICIAL | 4BX37G44F47813I100 | 30 | 4BX | INSTALLATION BOX | 37G | FLUSH MOUNTING BOX | 44F | 40 FLUSH MOUN.DIST.B | 1 | 1 | NR | 19152 | CCM | 2.75 | 2.475 | KG | 8034035051913 | 8034035051913 | 8034035051913 | 85381000
GW40609 | F.M.DIST.BOARD SMOK.T.DOOR 36M(18X2)IP40 | PODTY.ROZDZIE.DRZ.DYM.PRZE.36M(18X2)IP40 | 87.9 | 1 | NR | 86.5 | 1 | NR | 1.618% | OFFICIAL | 4BX37G44F46112E100 | 30 | 4BX | INSTALLATION BOX | 37G | FLUSH MOUNTING BOX | 44F | 40 FLUSH MOUN.DIST.B | 1 | 3 | NR | 41820 | CCM | 3.216 | 2.587 | KG | 8011564062511 | 8011564384538 | 8011564384538 | 85381000
GW40889 | F.M.DIST.BOARD BLANK DOOR 36M(18X2) IP40 | ROZDZIE.PODTYN.DRZWI LITE 36M(18X2) IP40 | 87.9 | 1 | NR | 86.5 | 1 | NR | 1.618% | OFFICIAL | 4BX37G44F46112F100 | 30 | 4BX | INSTALLATION BOX | 37G | FLUSH MOUNTING BOX | 44F | 40 FLUSH MOUN.DIST.B | 1 | 3 | NR | 41820 | CCM | 3.109 | 2.714 | KG | 8011564224551 | 8011564578555 | 8011564578555 | 85381000
GW40889BS | QUADRO D.IN.CIECA 36M(18X2) IP40 M.B.20F | ROZDZ. D.WB. ŚL. 36M(18X2) IP40 M.B.20F | 94.2 | 1 | NR | 92.7 | 1 | NR | 1.618% | OFFICIAL | 4BX37G44F46112T100 | 30 | 4BX | INSTALLATION BOX | 37G | FLUSH MOUNTING BOX | 44F | 40 FLUSH MOUN.DIST.B | 1 | 3 | NR | 41820 | CCM | 3.287 | 2.856 | KG | 8011564897069 | 8011564918986 | 8011564918986 | 85371098
GW40390F | FRONTAL KIT MULTIMEDIA ENCL. 54M FULL | ZEST.MULTIMEDIA OBUD.PRZEDN. 54M PEŁEN | 378 | 1 | NR | 372 | 1 | NR | 1.613% | OFFICIAL | 4BX37G44F46912R100 | 30 | 4BX | INSTALLATION BOX | 37G | FLUSH MOUNTING BOX | 44F | 40 FLUSH MOUN.DIST.B | 1 | 1 | NR | 50960.25 | CCM | 6.271 | 4.633 | KG | 8034035024016 | 8034035024016 | 8034035024016 | 85389099
GW40452 | TERMINAL BLOCK 24M PLASTERB. ENCLOSURE | LISTWA PRZYŁĄCZ.24M OBUD. POD PŁ.GI-KART | 18.9 | 1 | NR | 18.6 | 1 | NR | 1.613% | OFFICIAL | 4BX37G44F47813K100 | 30 | 4BX | INSTALLATION BOX | 37G | FLUSH MOUNTING BOX | 44F | 40 FLUSH MOUN.DIST.B | 1 | 20 | NR | 419.05 | CCM | 216.35 | 202.142 | G | 8011564097063 | 8011564465336 | 8011564465336 | 85369010
GW40657 | F.M.ENCLOSURE BLANK DOOR 12M IP40 | OBUDOWA PODTYN.DRZWI LITE 12M IP40 | 25.2 | 1 | NR | 24.8 | 1 | NR | 1.613% | OFFICIAL | 4BX37G44F46312G100 | 30 | 4BX | INSTALLATION BOX | 37G | FLUSH MOUNTING BOX | 44F | 40 FLUSH MOUN.DIST.B | 1 | 8 | NR | 9187.5 | CCM | 856.125 | 748.815 | G | 8011564130838 | 8011564511231 | 8011564511231 | 85381000
GW43052S | ENCL. DOOR LOCK CLOSING SHUTTER | OBUD. ZAMEK DO DRZWI ZAMYKAJĄCE ROLETĘ | 3.15 | 1 | NR | 3.1 | 1 | NR | 1.613% | OFFICIAL | 4BX37G44F47813G100 | 30 | 4BX | INSTALLATION BOX | 37G | FLUSH MOUNTING BOX | 44F | 40 FLUSH MOUN.DIST.B | 1 | 10 | NR | 423.225 | CCM | 18.5 | 16.65 | G | 8011564279919 | 8011564279919 | 8011564627086 | 85389099
GW40687 | BACK BOX FOR 40 CDKI ENCLOSURE 24M | #N/A | 9.55 | 1 | NR | 9.4 | 1 | NR | 1.596% | OFFICIAL | 4BX37G44F46112T100 | 30 | 4BX | INSTALLATION BOX | 37G | FLUSH MOUNTING BOX | 44F | 40 FLUSH MOUN.DIST.B | 1 | 5 | NR | 10750.2 | CCM | 624.719 | 465.75 | G | 8034035012730 | 8034035012730 | 8034035420313 | 85389099
GW40661 | F.M.ENCLOSURE BLANK DOOR 36M.(18X2) IP40 | OBUDOWA PODTYN.DRZWI LITE 36M(18X2) IP40 | 64 | 1 | NR | 63 | 1 | NR | 1.587% | OFFICIAL | 4BX37G44F46312G100 | 30 | 4BX | INSTALLATION BOX | 37G | FLUSH MOUNTING BOX | 44F | 40 FLUSH MOUN.DIST.B | 1 | 3 | NR | 24500 | CCM | 2.307 | 2.076 | KG | 8011564130876 | 8011564511286 | 8011564511286 | 85381000
GWN1134 | DOMO CENTER FIX.BRACKET INTERNET GATEWAY | DOMO CENTER UCHWYT MOCW.BRAMKI INTERNET | 38.5 | 1 | NR | 37.9 | 1 | NR | 1.583% | OFFICIAL | 4BX37G44F45113L100 | 30 | 4BX | INSTALLATION BOX | 37G | FLUSH MOUNTING BOX | 44F | 40 FLUSH MOUN.DIST.B | 1 | 1 | NR | 1620 | CCM | 346.134 | 271.84 | G | 8011564832732 | 8011564832732 | 8011564832732 | 85381000
GW41886AB | FRONTAL KIT AB D.B. BLANK DOOR 24M IP40 | #N/A | 64.5 | 1 | NR | 63.5 | 1 | NR | 1.575% | OFFICIAL | 4BX37G44F46112V100 | 30 | 4BX | INSTALLATION BOX | 37G | FLUSH MOUNTING BOX | 44F | 40 FLUSH MOUN.DIST.B | 1 | 5 | NR | 25092 | CCM | 1.37 | 1.157 | KG | 8034035087233 | 8034035465932 | 8034035465932 | 85389099
GW40237TB | FL.MOU.DECORATIVE ENCLOSURE 4M WHITE | PODTYNK. OBUD. DEKORACYJNA 4M ML. BIAŁA | 13 | 1 | NR | 12.8 | 1 | NR | 1.562% | OFFICIAL | 4BX37G44F46512N100 | 30 | 4BX | INSTALLATION BOX | 37G | FLUSH MOUNTING BOX | 44F | 40 FLUSH MOUN.DIST.B | 1 | 12 | NR | 2986.333 | CCM | 344.583 | 310.125 | G | 8011564442122 | 8011564669031 | 8011564669031 | 85381000
GW40237TN | FL.MOU.DECORATIVE ENCLOSURE 4M B.TONER | PODTYNK. OBUD. DEKORACYJNA 4M CZARNA | 13 | 1 | NR | 12.8 | 1 | NR | 1.562% | OFFICIAL | 4BX37G44F46512N100 | 30 | 4BX | INSTALLATION BOX | 37G | FLUSH MOUNTING BOX | 44F | 40 FLUSH MOUN.DIST.B | 1 | 12 | NR | 2986.333 | CCM | 345.833 | 311.25 | G | 8011564442139 | 8011564669048 | 8011564669048 | 85381000
GW40287TB | F.M. DEC. ENCLOSURE 4M WHITE BD | PODTYNK. OBUD. DEKORAC. 4M ML.BIAŁA BD | 13 | 1 | NR | 12.8 | 1 | NR | 1.562% | OFFICIAL | 4BX37G44F46512L100 | 30 | 4BX | INSTALLATION BOX | 37G | FLUSH MOUNTING BOX | 44F | 40 FLUSH MOUN.DIST.B | 1 | 12 | NR | 2986.333 | CCM | 345.863 | 286.26 | G | 8011564856578 | 8011564987357 | 8011564987357 | 85381000
GW40453 | TERMINAL BLOCK 36M PLASTERB. ENCLOSURE | LISTWA PRZYŁĄCZ.36M OBUD. POD PŁ.GI-KART | 26 | 1 | NR | 25.6 | 1 | NR | 1.562% | OFFICIAL | 4BX37G44F47813K100 | 30 | 4BX | INSTALLATION BOX | 37G | FLUSH MOUNTING BOX | 44F | 40 FLUSH MOUN.DIST.B | 1 | 20 | NR | 740.35 | CCM | 270.405 | 252.142 | G | 8011564097070 | 8011564465343 | 8011564465343 | 85369010
GWN1135 | KIT COPPIA CHIUSURA SICUREZZA PANNELLI F | ZEST. ZAMKN ZABEZP PANELE F | 26 | 1 | NR | 25.6 | 1 | NR | 1.562% | OFFICIAL | 4BX37G44F45113L100 | 30 | 4BX | INSTALLATION BOX | 37G | FLUSH MOUNTING BOX | 44F | 40 FLUSH MOUN.DIST.B | 1 | 10 | NR | 162 | CCM | 45.73 | 45.73 | G | 8011564897182 | 8011564897182 | 8011564921597 | 85389099
GWN1043XB | DOMO CENTER FRAMES H.2700 | DOMO CENTER RAMY H.2700 | 262 | 1 | NR | 258 | 1 | NR | 1.55% | OFFICIAL | 4BX37G44F45113H100 | 30 | 4BX | INSTALLATION BOX | 37G | FLUSH MOUNTING BOX | 44F | 40 FLUSH MOUN.DIST.B | 1 | 1 | NR | 53280 | CCM | 5.562 | 4.688 | KG | 8011564832527 | 8011564832527 | 8011564832527 | 85381000
GW41225TB | FL.MOU.DECORATIVE ENCL.FRONT.8M WHITE | PODTYN.DEKOR.OBUD.FRONT 8M ML.BIAŁY | 19.8 | 1 | NR | 19.5 | 1 | NR | 1.538% | OFFICIAL | 4BX37G44F46512N100 | 30 | 4BX | INSTALLATION BOX | 37G | FLUSH MOUNTING BOX | 44F | 40 FLUSH MOUN.DIST.B | 1 | 16 | NR | 4189.5 | CCM | 312.5 | 281.25 | G | 8011564755208 | 8011564901193 | 8011564901193 | 85381000
GW41225TN | FL.MOU.DECORATIVE ENCL.FRONT.8M B.TONER | PODTYN.DEKOR.OBUD.FRONT 8M CZARNY | 19.8 | 1 | NR | 19.5 | 1 | NR | 1.538% | OFFICIAL | 4BX37G44F46512N100 | 30 | 4BX | INSTALLATION BOX | 37G | FLUSH MOUNTING BOX | 44F | 40 FLUSH MOUN.DIST.B | 1 | 16 | NR | 4189.5 | CCM | 356.25 | 320.625 | G | 8011564755024 | 8011564901018 | 8011564901018 | 85381000
GWN1122XB | DOMO CENTER FINISH. PANEL KIT MULTIMEDIA | DOMO CENTER-PRZ.PANEL PODDRZW. | 133 | 1 | NR | 131 | 1 | NR | 1.527% | OFFICIAL | 4BX37G44F45113J100 | 30 | 4BX | INSTALLATION BOX | 37G | FLUSH MOUNTING BOX | 44F | 40 FLUSH MOUN.DIST.B | 1 | 1 | NR | 9798.75 | CCM | 3.251 | 2.23 | KG | 8011564884014 | 8011564884014 | 8011564884014 | 85381000
GWN1111CF | DOMO CENTER DOOR SMOKED TR.GLASS H.1800 | DOMO CENTER DRZWI SZKŁO PRZEŹ.DYM H.1800 | 534 | 1 | NR | 526 | 1 | NR | 1.521% | OFFICIAL | 4BX37G44F45113J100 | 30 | 4BX | INSTALLATION BOX | 37G | FLUSH MOUNTING BOX | 44F | 40 FLUSH MOUN.DIST.B | 1 | 1 | NR | 66030 | CCM | 23.5 | 21.15 | KG | 8011564832633 | 8011564832633 | 8011564832633 | 85381000
GW41239VA | FL.MOU.DECORATIVE ENCL.FRONT.36M SLATE | PODTYN.DEKOR.OBUD.FRONT 36M ŁUPEK | 134 | 1 | NR | 132 | 1 | NR | 1.515% | OFFICIAL | 4BX37G44F46512N100 | 30 | 4BX | INSTALLATION BOX | 37G | FLUSH MOUNTING BOX | 44F | 40 FLUSH MOUN.DIST.B | 1 | 5 | NR | 25920 | CCM | 1.772 | 1.595 | KG | 8011564755192 | 8011564901186 | 8011564901186 | 85381000
GW41239VT | FL.MOU.DECORATIVE ENCL.FRONT.36M TITAN. | PODTYN.DEKOR.OBUD.FRONT 36M TYTAN | 134 | 1 | NR | 132 | 1 | NR | 1.515% | OFFICIAL | 4BX37G44F46512N100 | 30 | 4BX | INSTALLATION BOX | 37G | FLUSH MOUNTING BOX | 44F | 40 FLUSH MOUN.DIST.B | 1 | 5 | NR | 25920 | CCM | 1.772 | 1.595 | KG | 8011564755017 | 8011564901001 | 8011564901001 | 85381000
GW40468 | MODULES COVER PROFILE TONER BLACK | PROFIL POKRYWY MODUŁÓW CZARNY | 33.9 | 100 | NR | 33.4 | 100 | NR | 1.497% | OFFICIAL | 4BX37G44F46512P100 | 30 | 4BX | INSTALLATION BOX | 37G | FLUSH MOUNTING BOX | 44F | 40 FLUSH MOUN.DIST.B | 1 | 50 | NR | 84.645 | CCM | 10 | 9 | G | 8011564440838 | 8011564668140 | 8011564668140 | 85389099
GW41237VA | FL.MOU.DECORATIVE ENCL.FRONT.4M SLATE | PODTYN.DEKOR.OBUD.FRONT 4M ŁUPEK | 33.9 | 1 | NR | 33.4 | 1 | NR | 1.497% | OFFICIAL | 4BX37G44F46512N100 | 30 | 4BX | INSTALLATION BOX | 37G | FLUSH MOUNTING BOX | 44F | 40 FLUSH MOUN.DIST.B | 1 | 12 | NR | 2357.333 | CCM | 215.333 | 174.382 | G | 8011564755154 | 8011564901148 | 8011564901148 | 85381000
GW41237VT | FL.MOU.DECORATIVE ENCL.FRONT.4M TITAN. | PODTYN.DEKOR.OBUD.FRONT 4M TYTAN | 33.9 | 1 | NR | 33.4 | 1 | NR | 1.497% | OFFICIAL | 4BX37G44F46512N100 | 30 | 4BX | INSTALLATION BOX | 37G | FLUSH MOUNTING BOX | 44F | 40 FLUSH MOUN.DIST.B | 1 | 12 | NR | 2357.333 | CCM | 216.333 | 175.382 | G | 8011564755161 | 8011564901155 | 8011564901155 | 85381000
GW40690 | BACK BOX FOR 40 CDKI ENCLOSURE 72M | #N/A | 34 | 1 | NR | 33.5 | 1 | NR | 1.493% | OFFICIAL | 4BX37G44F46112T100 | 30 | 4BX | INSTALLATION BOX | 37G | FLUSH MOUNTING BOX | 44F | 40 FLUSH MOUN.DIST.B | 1 | 2 | NR | 46035 | CCM | 2.42 | 2.42 | KG | 8034035018008 | 8034035018008 | 8034035425103 | 85389099
GW41229TB | FL.MOU.DECORATIVE ENCL.FRONT.12M WHITE | PODTYN.DEKOR.OBUD.FRONT 12M ML.BIAŁY | 27.2 | 1 | NR | 26.8 | 1 | NR | 1.493% | OFFICIAL | 4BX37G44F46512N100 | 30 | 4BX | INSTALLATION BOX | 37G | FLUSH MOUNTING BOX | 44F | 40 FLUSH MOUN.DIST.B | 1 | 12 | NR | 6262.792 | CCM | 485 | 436.5 | G | 8011564755055 | 8011564901049 | 8011564901049 | 85381000
GW41229TN | FL.MOU.DECORATIVE ENCL.FRONT.12M B.TONER | PODTYN.DEKOR.OBUD.FRONT 12M CZARNY | 27.2 | 1 | NR | 26.8 | 1 | NR | 1.493% | OFFICIAL | 4BX37G44F46512N100 | 30 | 4BX | INSTALLATION BOX | 37G | FLUSH MOUNTING BOX | 44F | 40 FLUSH MOUN.DIST.B | 1 | 12 | NR | 6262.792 | CCM | 484.167 | 435.75 | G | 8011564755062 | 8011564901056 | 8011564901056 | 85381000
GW41233TB | FL.MOU.DECORATIVE ENCL.FRONT.24M WHITE | PODTYN.DEKOR.OBUD.FRONT 24M ML.BIAŁY | 48.1 | 1 | NR | 47.4 | 1 | NR | 1.477% | OFFICIAL | 4BX37G44F46512N100 | 30 | 4BX | INSTALLATION BOX | 37G | FLUSH MOUNTING BOX | 44F | 40 FLUSH MOUN.DIST.B | 1 | 5 | NR | 15030.7 | CCM | 1.102 | 0.992 | KG | 8011564755093 | 8011564901087 | 8011564901087 | 85381000
GW41233TN | FL.MOU.DECORATIVE ENCL.FRONT.24M B.TONER | PODTYN.DEKOR.OBUD.FRONT 24M CZARNY | 48.1 | 1 | NR | 47.4 | 1 | NR | 1.477% | OFFICIAL | 4BX37G44F46512N100 | 30 | 4BX | INSTALLATION BOX | 37G | FLUSH MOUNTING BOX | 44F | 40 FLUSH MOUN.DIST.B | 1 | 5 | NR | 15030.7 | CCM | 1.106 | 0.995 | KG | 8011564755109 | 8011564901094 | 8011564901094 | 85381000
GWN1066XB | DOMO CENTER PANEL W.OUT WINDOWS H.900 | DOMO CENTER PANEL BEZ OKIENEK H.900 | 139 | 1 | NR | 137 | 1 | NR | 1.46% | OFFICIAL | 4BX37G44F45113J100 | 30 | 4BX | INSTALLATION BOX | 37G | FLUSH MOUNTING BOX | 44F | 40 FLUSH MOUN.DIST.B | 1 | 1 | NR | 28341 | CCM | 7.588 | 6.163 | KG | 8011564832565 | 8011564832565 | 8011564832565 | 85381000
GWN1132 | DOMO CENTER SAFETY LOCK | DOMO CENTER ZAMEK BEZPIECZEŃSTWA | 34.9 | 1 | NR | 34.4 | 1 | NR | 1.453% | OFFICIAL | 4BX37G44F45113L100 | 30 | 4BX | INSTALLATION BOX | 37G | FLUSH MOUNTING BOX | 44F | 40 FLUSH MOUN.DIST.B | 1 | 1 | NR | 1620 | CCM | 273.375 | 189.081 | G | 8011564832718 | 8011564832718 | 8011564832718 | 85381000
GW40610 | F.M.DIST.BOARD SMOK.T.DOOR 54M(18X3)IP40 | PODTY.ROZDZIE.DRZ.DYM.PRZE.54M(18X3)IP40 | 141 | 1 | NR | 139 | 1 | NR | 1.439% | OFFICIAL | 4BX37G44F46112E100 | 30 | 4BX | INSTALLATION BOX | 37G | FLUSH MOUNTING BOX | 44F | 40 FLUSH MOUN.DIST.B | 1 | 2 | NR | 49685.625 | CCM | 4.794 | 4.315 | KG | 8011564062535 | 8011564512535 | 8011564512535 | 85381000
GW40890 | F.M.DIST.BOARD BLANK DOOR 54M(18X3) IP40 | ROZDZIE.PODTYN.DRZWI LITE 54M(18X3) IP40 | 141 | 1 | NR | 139 | 1 | NR | 1.439% | OFFICIAL | 4BX37G44F46112F100 | 30 | 4BX | INSTALLATION BOX | 37G | FLUSH MOUNTING BOX | 44F | 40 FLUSH MOUN.DIST.B | 1 | 2 | NR | 49685.625 | CCM | 4.92 | 4.92 | KG | 8011564224568 | 8011564578562 | 8011564578562 | 85381000
GW40239VA | FL.MOU.DECORATIVE ENCLOSURE 36M SLATE | PODTYNK. OBUD. DEKORACYJNA 36M ŁUPEK | 142 | 1 | NR | 140 | 1 | NR | 1.429% | OFFICIAL | 4BX37G44F46512N100 | 30 | 4BX | INSTALLATION BOX | 37G | FLUSH MOUNTING BOX | 44F | 40 FLUSH MOUN.DIST.B | 1 | 5 | NR | 25920 | CCM | 2.501 | 2.251 | KG | 8011564442184 | 8011564669093 | 8011564669093 | 85381000
GW40239VT | FL.MOU.DECORATIVE ENCLOSURE 36M TITANIUM | PODTYNK. OBUD. DEKORACYJNA 36M TYTAN | 142 | 1 | NR | 140 | 1 | NR | 1.429% | OFFICIAL | 4BX37G44F46512N100 | 30 | 4BX | INSTALLATION BOX | 37G | FLUSH MOUNTING BOX | 44F | 40 FLUSH MOUN.DIST.B | 1 | 5 | NR | 25920 | CCM | 2.511 | 2.26 | KG | 8011564442191 | 8011564669109 | 8011564669109 | 85381000
GW40885 | F.M.ENCLOSURE BLANK DOOR 12M.IP40 | OBUDOWA PODTYN.DRZWI LITE 12M IP40 | 28.8 | 1 | NR | 28.4 | 1 | NR | 1.408% | OFFICIAL | 4BX37G44F46112F100 | 30 | 4BX | INSTALLATION BOX | 37G | FLUSH MOUNTING BOX | 44F | 40 FLUSH MOUN.DIST.B | 1 | 8 | NR | 12080.25 | CCM | 946.125 | 824.485 | G | 8011564243521 | 8011564588721 | 8011564588721 | 85381000
GW38098 | KIT PRESA TELEFONICA RJ11 + CAVO | ZESTAW GNIAZDO TELEWIZYJNE RJ11 + KABEL | 28.9 | 1 | NR | 28.5 | 1 | NR | 1.404% | OFFICIAL | 4BX37G44F46912R100 | 30 | 4BX | INSTALLATION BOX | 37G | FLUSH MOUNTING BOX | 44F | 40 FLUSH MOUN.DIST.B | 1 | 1 | NR | 1620 | CCM | 64.323 | 46.9 | G | 8011564890800 | 8011564890800 | 8011564890800 | 85389099
GWN1101XB | DOMO CENTER DOOR METAL RAL9003 H.1500 | DOMO CENTER DRZWI METAL RAL9003 H.1500 | 290 | 1 | NR | 286 | 1 | NR | 1.399% | OFFICIAL | 4BX37G44F45113J100 | 30 | 4BX | INSTALLATION BOX | 37G | FLUSH MOUNTING BOX | 44F | 40 FLUSH MOUN.DIST.B | 1 | 1 | NR | 55380 | CCM | 14.75 | 12.049 | KG | 8011564832664 | 8011564832664 | 8011564832664 | 85381000
GW40225TN | FL.MOU.DECORATIVE ENCLOSURE 8M B.TONER | PODTYNK. OBUD. DEKORACYJNA 8M CZARNA | 21.8 | 1 | NR | 21.5 | 1 | NR | 1.395% | OFFICIAL | 4BX37G44F46512N100 | 30 | 4BX | INSTALLATION BOX | 37G | FLUSH MOUNTING BOX | 44F | 40 FLUSH MOUN.DIST.B | 1 | 16 | NR | 5850 | CCM | 584.375 | 525.938 | G | 8011564442016 | 8011564668928 | 8011564668928 | 85381000
GW40285TB | F.M. DEC. ENCLOSURE 8M WHITE BD | PODTYNK. OBUD. DEKORAC. 8M ML.BIAŁA BD | 21.8 | 1 | NR | 21.5 | 1 | NR | 1.395% | OFFICIAL | 4BX37G44F46512L100 | 30 | 4BX | INSTALLATION BOX | 37G | FLUSH MOUNTING BOX | 44F | 40 FLUSH MOUN.DIST.B | 1 | 16 | NR | 5850 | CCM | 595.59 | 513.439 | G | 8011564856585 | 8011564987364 | 8011564987364 | 85381000
GW41891AB | FRONTAL KIT AB D.B. BLANK DOOR 72M IP40 | #N/A | 230 | 1 | NR | 227 | 1 | NR | 1.322% | OFFICIAL | 4BX37G44F46112V100 | 30 | 4BX | INSTALLATION BOX | 37G | FLUSH MOUNTING BOX | 44F | 40 FLUSH MOUN.DIST.B | 1 | 1 | NR | 92070 | CCM | 4.948 | 3.661 | KG | 8034035087264 | 8034035087264 | 8034035087264 | 85389099
GW43044S | ADHESIV LABELS | ETYKIETA SAMOPRZYLEPNA | 1.55 | 1 | NR | 1.53 | 1 | NR | 1.307% | OFFICIAL | 4BX37G44F47813G100 | 30 | 4BX | INSTALLATION BOX | 37G | FLUSH MOUNTING BOX | 44F | 40 FLUSH MOUN.DIST.B | 10 | 100 | NR | 36.094 | CCM | 11.14 | 0.041 | G | 8011564279858 | 8011564627079 | 8011564663626 | 48211010
GW40451 | TERMINAL BLOCK 12M PLASTERB. ENCLOSURE | LISTWA PRZYŁĄCZ.12M OBUD. POD PŁ.GI-KART | 15.8 | 1 | NR | 15.6 | 1 | NR | 1.282% | OFFICIAL | 4BX37G44F47813K100 | 30 | 4BX | INSTALLATION BOX | 37G | FLUSH MOUNTING BOX | 44F | 40 FLUSH MOUN.DIST.B | 1 | 20 | NR | 740.35 | CCM | 186.85 | 152.142 | G | 8011564097056 | 8011564465329 | 8011564465329 | 85369010
GW40601 | F.M.ENCLOSURE SMOKED TR.DOOR 2M IP40 | OBUDOWA PODTYN.DRZWI DYMNE PRZEŹ.2M IP40 | 4.5 | 1 | NR | 4.45 | 1 | NR | 1.124% | OFFICIAL | 4BX37G44F46112E100 | 30 | 4BX | INSTALLATION BOX | 37G | FLUSH MOUNTING BOX | 44F | 40 FLUSH MOUN.DIST.B | 1 | 60 | NR | 1218 | CCM | 130.883 | 112.82 | G | 8011564062399 | 8011564512818 | 8011564512818 | 85381000
GWN1661XB | DOMO CENTER KIT H.2400 UPRIGHT COLUMN | DOMO CENTER ZESTAW H.2400 KOLUMNA PION | 1030 | 1 | NR | 1020 | 1 | NR | 0.9804% | OFFICIAL | 4BX37G44F45113B100 | 30 | 4BX | INSTALLATION BOX | 37G | FLUSH MOUNTING BOX | 44F | 40 FLUSH MOUN.DIST.B | 1 | 1 | NR | 28341 | CCM | 45.867 | 45.867 | KG | 8011564832398 | 8011564832398 | 8011564832398 | 85381000
GW40454N | TERMINAL BLOCK N+PE(2x16 mm2 +14x10 mm2) | SKRZ. ZACISK. N+T (2x16 mm2 + 14x10 mm2) | 10.5 | 1 | NR | 10.4 | 1 | NR | 0.9615% | OFFICIAL | 4BX37G44F47813K100 | 30 | 4BX | INSTALLATION BOX | 37G | FLUSH MOUNTING BOX | 44F | 40 FLUSH MOUN.DIST.B | 1 | 50 | NR | 72.203 | CCM | 62 | 55.8 | G | 8034035052040 | 8034035052040 | 8034035052040 | 85369010
GW40162N | PLASTERBD.F.M.ENCLOSURE 24M METAL DOOR | OBUDOWA WBUD. KART-GIPS 24M.DRZWI METAL. | 107 | 1 | NR | 106 | 1 | NR | 0.9434% | OFFICIAL | 4BX37G44F47813I100 | 30 | 4BX | INSTALLATION BOX | 37G | FLUSH MOUNTING BOX | 44F | 40 FLUSH MOUN.DIST.B | 1 | 1 | NR | 24472 | CCM | 3.53 | 3.177 | KG | 8034035051920 | 8034035051920 | 8034035051920 | 85381000
GW40467TB | 6,5M COVER PROFILE FOR DEC.ENCL.WHITE | 6,5M PROFIL POKRYWY DO OBUD. DEKOR.BIAŁY | 0.65 | 1 | NR | 0.65 | 1 | NR | 0% | OFFICIAL | 4BX37G44F46512P100 | 30 | 4BX | INSTALLATION BOX | 37G | FLUSH MOUNTING BOX | 44F | 40 FLUSH MOUN.DIST.B | 50 | 50 | NR | 84.645 | CCM | 15.3 | 13.77 | G | 8011564441910 | 8011564668881 | 8011564668881 | 85389099
GW40467TN | 6,5M COVER PROFILE FOR DEC.ENCL.BLACK | 6,5M PROFIL POKRYWY DO OBUD.DEKOR.CZARNY | 0.65 | 1 | NR | 0.65 | 1 | NR | 0% | OFFICIAL | 4BX37G44F46512P100 | 30 | 4BX | INSTALLATION BOX | 37G | FLUSH MOUNTING BOX | 44F | 40 FLUSH MOUN.DIST.B | 50 | 50 | NR | 84.645 | CCM | 10.09 | 7.33 | G | 8011564441927 | 8011564668898 | 8011564668898 | 85389099
GW40467VA | 6,5M COVER PROFILE FOR DEC.ENCL.SLATE | 6,5M PROFIL POKRYWY DO OBUD.DEKOR.ŁUPEK | 0.65 | 1 | NR | 0.65 | 1 | NR | 0% | OFFICIAL | 4BX37G44F46512P100 | 30 | 4BX | INSTALLATION BOX | 37G | FLUSH MOUNTING BOX | 44F | 40 FLUSH MOUN.DIST.B | 50 | 50 | NR | 84.645 | CCM | 10.52 | 7.76 | G | 8011564441934 | 8011564668904 | 8011564668904 | 85389099
GW40467VT | 6,5M COVER PROFILE FOR DEC.ENCL.TITANIUM | 6,5M PROFIL POKRYWY DO OBUD.DEKOR.TYTAN | 0.65 | 1 | NR | 0.65 | 1 | NR | 0% | OFFICIAL | 4BX37G44F46512P100 | 30 | 4BX | INSTALLATION BOX | 37G | FLUSH MOUNTING BOX | 44F | 40 FLUSH MOUN.DIST.B | 50 | 50 | NR | 84.645 | CCM | 10.52 | 7.76 | G | 8011564441941 | 8011564669215 | 8011564669215 | 85389099
GW40229TB | FL.MOU.DECORATIVE ENCLOSURE 12M WHITE | PODTYNK. OBUD. DEKORACYJNA 12M ML. BIAŁA | 19.3 | 1 | NR | 29.1 | 1 | NR | -33.68% | OFFICIAL | 4BX37G44F46512N100 | 30 | 4BX | INSTALLATION BOX | 37G | FLUSH MOUNTING BOX | 44F | 40 FLUSH MOUN.DIST.B | 1 | 12 | NR | 9405 | CCM | 780.417 | 702.375 | G | 8011564442047 | 8011564668959 | 8011564668959 | 85381000
GW40239TB | FL.MOU.DECORATIVE ENCLOSURE 36M WHITE | PODTYNK. OBUD. DEKORACYJNA 36M ML. BIAŁA | 47.1 | 1 | NR | 71.6 | 1 | NR | -34.22% | OFFICIAL | 4BX37G44F46512N100 | 30 | 4BX | INSTALLATION BOX | 37G | FLUSH MOUNTING BOX | 44F | 40 FLUSH MOUN.DIST.B | 1 | 5 | NR | 25920 | CCM | 2.498 | 2.248 | KG | 8011564442160 | 8011564669079 | 8011564669079 | 85381000
GW40225TB | FL.MOU.DECORATIVE ENCLOSURE 8M WHITE | PODTYNK. OBUD. DEKORACYJNA 8M ML. BIAŁA | 14.1 | 1 | NR | 21.5 | 1 | NR | -34.42% | OFFICIAL | 4BX37G44F46512N100 | 30 | 4BX | INSTALLATION BOX | 37G | FLUSH MOUNTING BOX | 44F | 40 FLUSH MOUN.DIST.B | 1 | 16 | NR | 5850 | CCM | 590.313 | 531.281 | G | 8011564442009 | 8011564668911 | 8011564668911 | 85381000
GW40605BS | CENTR.INC.P.FUME' 12M.IP40 M.BIP.14F | OBUDOWA WBUD.P.FUME' 12M.IP40 M.BIP.14F | 19.2 | 1 | NR | 30.5 | 1 | NR | -37.05% | OFFICIAL | 4BX37G44F46112H100 | 30 | 4BX | INSTALLATION BOX | 37G | FLUSH MOUNTING BOX | 44F | 40 FLUSH MOUN.DIST.B | 1 | 8 | NR | 12080.25 | CCM | 759.048 | 648.038 | G | 8011564896901 | 8011564918634 | 8011564918634 | 85381000
GW40604BS | CENTR.INC.P.FUME' 8M.IP40 M.BIP.9F | OBUD. WBUD.P.FUME' 8M.IP40 M.BIP.9F | 14.9 | 1 | NR | 23.7 | 1 | NR | -37.13% | OFFICIAL | 4BX37G44F46112H100 | 30 | 4BX | INSTALLATION BOX | 37G | FLUSH MOUNTING BOX | 44F | 40 FLUSH MOUN.DIST.B | 1 | 12 | NR | 6400 | CCM | 677.866 | 600.583 | G | 8011564896895 | 8011564918603 | 8011564918603 | 85381000
GW40885BS | CENTR.INC.P.CIECA 12M IP40 MOR.BIP.14F | OBUD.WBUD.P.ŚL. 12M IP40 MOR.BIP.14F | 19 | 1 | NR | 30.5 | 1 | NR | -37.7% | OFFICIAL | 4BX37G44F46112T100 | 30 | 4BX | INSTALLATION BOX | 37G | FLUSH MOUNTING BOX | 44F | 40 FLUSH MOUN.DIST.B | 1 | 8 | NR | 12080.25 | CCM | 1.056 | 0.944 | KG | 8011564897021 | 8011564918948 | 8011564918948 | 85381000
GW40233TB | FL.MOU.DECORATIVE ENCLOSURE 24M WHITE | PODTYNK. OBUD. DEKORACYJNA 24M ML. BIAŁA | 31.7 | 1 | NR | 51 | 1 | NR | -37.84% | OFFICIAL | 4BX37G44F46512N100 | 30 | 4BX | INSTALLATION BOX | 37G | FLUSH MOUNTING BOX | 44F | 40 FLUSH MOUN.DIST.B | 1 | 5 | NR | 15030.7 | CCM | 1.548 | 1.393 | KG | 8011564442085 | 8011564668997 | 8011564668997 | 85381000
GW40884BS | CENTR.INC.P.CIECA 8M IP40 MOR.BIP.9F | OBUD.WBUD.P.ŚL. 8M IP40 MOR.BIP.9F | 14.6 | 1 | NR | 23.7 | 1 | NR | -38.4% | OFFICIAL | 4BX37G44F46112T100 | 30 | 4BX | INSTALLATION BOX | 37G | FLUSH MOUNTING BOX | 44F | 40 FLUSH MOUN.DIST.B | 1 | 12 | NR | 6400 | CCM | 678.565 | 601.463 | G | 8011564897014 | 8011564918931 | 8011564918931 | 85381000
GW40609BS | QUADRO D.INC.FUME'36M(18X2) IP40 M.B.20F | ROZDZ. D.WB.FUME'36M(18X2) IP40 M.B.20F | 56.3 | 1 | NR | 92.7 | 1 | NR | -39.27% | OFFICIAL | 4BX37G44F46112H100 | 30 | 4BX | INSTALLATION BOX | 37G | FLUSH MOUNTING BOX | 44F | 40 FLUSH MOUN.DIST.B | 1 | 3 | NR | 41820 | CCM | 2.899 | 2.899 | KG | 8011564896949 | 8011564918696 | 8011564918696 | 85371098
GW40889BD | QUADRO D.IN.CIECA 36M(18X2) IP40 M.B.40F | ROZDZ. D.WB. ŚL. 36M(18X2) IP40 M.B.40F | 53.2 | 1 | NR | 97.5 | 1 | NR | -45.44% | OFFICIAL | 4BX37G44F46112T100 | 30 | 4BX | INSTALLATION BOX | 37G | FLUSH MOUNTING BOX | 44F | 40 FLUSH MOUN.DIST.B | 1 | 3 | NR | 41820 | CCM | 3.482 | 3.051 | KG | 8011564897076 | 8011564918993 | 8011564918993 | 85371098
GW40608BS | CENTR.INC.P.FUME' 18M.IP40 M.BIP.20F | ROZDZ.WB.P.FUME' 18M.IP40 M.BIP.20F | 28.8 | 1 | NR | 54.7 | 1 | NR | -47.35% | OFFICIAL | 4BX37G44F46112H100 | 30 | 4BX | INSTALLATION BOX | 37G | FLUSH MOUNTING BOX | 44F | 40 FLUSH MOUN.DIST.B | 1 | 4 | NR | 19200 | CCM | 1.872 | 1.861 | KG | 8011564896918 | 8011564918665 | 8011564918665 | 85381000
GW40610BD | QUADRO D.INC.FUME'54M(18X3) IP40 M.B.40F | ROZDZ. D.WB.FUME'54M(18X3) IP40 M.B.40F | 78.3 | 1 | NR | 149 | 1 | NR | -47.45% | OFFICIAL | 4BX37G44F46112H100 | 30 | 4BX | INSTALLATION BOX | 37G | FLUSH MOUNTING BOX | 44F | 40 FLUSH MOUN.DIST.B | 1 | 2 | NR | 49685.625 | CCM | 4.761 | 4.64 | KG | 8011564896970 | 8011564918917 | 8011564918917 | 85371098
GW40606BS | QUADRO D.INC.FUME'24M(12X2) IP40 M.B.14F | ROZDZ. D.WB.FUME'24M(12X2) IP40 M.B.14F | 31.6 | 1 | NR | 61.8 | 1 | NR | -48.87% | OFFICIAL | 4BX37G44F46112H100 | 30 | 4BX | INSTALLATION BOX | 37G | FLUSH MOUNTING BOX | 44F | 40 FLUSH MOUN.DIST.B | 1 | 6 | NR | 19065 | CCM | 1.963 | 1.783 | KG | 8011564896925 | 8011564918672 | 8011564918672 | 85371098
GW40890BD | QUADRO D.IN.CIECA 54M(18X3) IP40 M.B.40F | ROZDZ. D.WB. ŚL. 54M(18X3) IP40 M.B.40F | 76 | 1 | NR | 149 | 1 | NR | -48.99% | OFFICIAL | 4BX37G44F46112T100 | 30 | 4BX | INSTALLATION BOX | 37G | FLUSH MOUNTING BOX | 44F | 40 FLUSH MOUN.DIST.B | 1 | 2 | NR | 49685.625 | CCM | 4.677 | 4.556 | KG | 8011564897083 | 8011564919235 | 8011564919235 | 85371098
GW40888BS | CENTR.INC.P.CIECA 18M IP40 MOR.BIP.20F | OBUD.WB.P.ŚL. 18M IP40 MOR.BIP.20F | 26.5 | 1 | NR | 54.7 | 1 | NR | -51.55% | OFFICIAL | 4BX37G44F46112T100 | 30 | 4BX | INSTALLATION BOX | 37G | FLUSH MOUNTING BOX | 44F | 40 FLUSH MOUN.DIST.B | 1 | 4 | NR | 19200 | CCM | 1.615 | 1.577 | KG | 8011564897038 | 8011564918955 | 8011564918955 | 85381000
GW40886BS | QUADRO D.IN.CIECA 24M(12X2) IP40 M.B.14F | ROZDZ. D.WB. ŚL. 24M(12X2) IP40 M.B.14F | 29.6 | 1 | NR | 61.8 | 1 | NR | -52.1% | OFFICIAL | 4BX37G44F46112T100 | 30 | 4BX | INSTALLATION BOX | 37G | FLUSH MOUNTING BOX | 44F | 40 FLUSH MOUN.DIST.B | 1 | 6 | NR | 19065 | CCM | 1.928 | 1.75 | KG | 8011564897045 | 8011564918962 | 8011564918962 | 85371098
GW40611BD | QUADRO D.INC.FUME'72M(18X4) IP40 M.B.40F | ROZDZ. D.WB.FUME'72M(18X4) IP40 M.B.40F | 105 | 1 | NR | 220 | 1 | NR | -52.27% | OFFICIAL | 4BX37G44F46112H100 | 30 | 4BX | INSTALLATION BOX | 37G | FLUSH MOUNTING BOX | 44F | 40 FLUSH MOUN.DIST.B | 1 | 1 | NR | 81168 | CCM | 7.22 | 5.84 | KG | 8011564896994 | 8011564896994 | 8011564896994 | 85371098
GW40891BD | QUADRO D.IN.CIECA 72M(18X4) IP40 M.B.40F | ROZDZ. D.WB. ŚL. 72M(18X4) IP40 M.B.40F | 102 | 1 | NR | 220 | 1 | NR | -53.64% | OFFICIAL | 4BX37G44F46112T100 | 30 | 4BX | INSTALLATION BOX | 37G | FLUSH MOUNTING BOX | 44F | 40 FLUSH MOUN.DIST.B | 1 | 1 | NR | 81168 | CCM | 7.132 | 5.752 | KG | 8011564897106 | 8011564897106 | 8011564897106 | 85371098
GW48023 | LONG SELF-TAPPING SCREW 3X38 FOR LID | DŁUGI SAMOGWINTUJ. WKRĘT 3X38 DO POKRYW | 7.6 | 100 | NR | 7.15 | 100 | NR | 6.294% | OFFICIAL | 4BX37G47F51315O100 | 30 | 4BX | INSTALLATION BOX | 37G | FLUSH MOUNTING BOX | 47F | 48 JUNCTION BOXES | 300 | 4200 | NR | 1.995 | CCM | 1.395 | 1.256 | G | 8011564018259 | 8011564328846 | 8011564328853 | 73181499
GW48117 | BACK BOX FLUSH M. DIN R.BRICK 294X152X75 | #N/A | 3.3 | 1 | NR | 3.2 | 1 | NR | 3.125% | OFFICIAL | 4BX37G47F51315R100 | 30 | 4BX | INSTALLATION BOX | 37G | FLUSH MOUNTING BOX | 47F | 48 JUNCTION BOXES | 1 | 20 | NR | 6480 | CCM | 295.731 | 246.922 | G | 8034035087738 | 8034035465970 | 8034035465970 | 85389099
GW48013 | SHOCKPROOF H.R.PLAIN LIDS F.BOX 92X92 | POKR.LITE WYSOKOODP.AMORTY.DO PUSZ.92X92 | 1.08 | 1 | NR | 1.05 | 1 | NR | 2.857% | OFFICIAL | 4BX37G47F51315K100 | 30 | 4BX | INSTALLATION BOX | 37G | FLUSH MOUNTING BOX | 47F | 48 JUNCTION BOXES | 10 | 120 | NR | 160.533 | CCM | 27.342 | 24.608 | G | 8011564016507 | 8011564325661 | 8011564364097 | 85389099
GW48004 | FLUSH MOUNTING JUNCTION BOX 152X98X70 | PUSZKA PRZYŁĄCZ.PODTYNK.152X98X70 | 1.9 | 1 | NR | 1.85 | 1 | NR | 2.703% | OFFICIAL | 4BX37G47F51315G100 | 30 | 4BX | INSTALLATION BOX | 37G | FLUSH MOUNTING BOX | 47F | 48 JUNCTION BOXES | 1 | 64 | NR | 1670.625 | CCM | 144.5 | 118.772 | G | 8011564016415 | 8011564591455 | 8011564591455 | 85381000
GW48008P | PROTECTIVE SHIELD FOR JUNCTION BOX PT 8 | OSŁONA ZABEZP.DO PUSZKI PRZYŁ. PT 8 | 3.8 | 1 | NR | 3.7 | 1 | NR | 2.703% | OFFICIAL | 4BX37G47F51315G100 | 30 | 4BX | INSTALLATION BOX | 37G | FLUSH MOUNTING BOX | 47F | 48 JUNCTION BOXES | 50 | 50 | NR | 924.42 | CCM | 90.185 | 77.272 | G | 8011564801820 | 8011564941427 | 8011564941427 | 85389099
GW48009 | F. MOU. JUNCTION BOX DIN RAIL 480X160X75 | SZYNA DIN PUSZKA PRZYŁ.PODTY.480X160X75 | 12.4 | 1 | NR | 12.1 | 1 | NR | 2.479% | OFFICIAL | 4BX37G47F51315G100 | 30 | 4BX | INSTALLATION BOX | 37G | FLUSH MOUNTING BOX | 47F | 48 JUNCTION BOXES | 1 | 17 | NR | 8907.294 | CCM | 744.41 | 593.629 | G | 8011564016460 | 8011564516489 | 8011564516489 | 85381000
GW48009P | PROTECTIVE SHIELD FOR JUNCTION BOX PT 9 | OSŁONA ZABEZP.DO PUSZKI PRZYŁ. PT 9 | 4.2 | 1 | NR | 4.1 | 1 | NR | 2.439% | OFFICIAL | 4BX37G47F51315G100 | 30 | 4BX | INSTALLATION BOX | 37G | FLUSH MOUNTING BOX | 47F | 48 JUNCTION BOXES | 40 | 40 | NR | 1312.369 | CCM | 130.362 | 105.953 | G | 8011564801837 | 8011564941434 | 8011564941434 | 85389099
GW48017AB | SHOCKPROOF AB BLANK LID F.BOX 196X152 | #N/A | 4.2 | 1 | NR | 4.1 | 1 | NR | 2.439% | OFFICIAL | 4BX37G47F51315P100 | 30 | 4BX | INSTALLATION BOX | 37G | FLUSH MOUNTING BOX | 47F | 48 JUNCTION BOXES | 10 | 50 | NR | 586.3 | CCM | 113.866 | 105.644 | G | 8034035087271 | 8034035087271 | 8034035469718 | 85389099
GW48020 | SHOCKPROOF H.R.PLAIN LIDS F.BOX 480X160 | POKR.LITE WYSOKOOD.AMORT.DO PUSZ.480X160 | 13.5 | 1 | NR | 13.2 | 1 | NR | 2.273% | OFFICIAL | 4BX37G47F51315K100 | 30 | 4BX | INSTALLATION BOX | 37G | FLUSH MOUNTING BOX | 47F | 48 JUNCTION BOXES | 10 | 40 | NR | 1354.5 | CCM | 310.25 | 279.225 | G | 8011564016576 | 8011564325807 | 8011564364165 | 85389099
GW48087 | DEEP LID FOR BOX 294X152 | POKRYWA GŁĘBOKA DO PUSZKI 294X152 | 18.4 | 1 | NR | 18 | 1 | NR | 2.222% | OFFICIAL | 4BX37G47F51315M100 | 30 | 4BX | INSTALLATION BOX | 37G | FLUSH MOUNTING BOX | 47F | 48 JUNCTION BOXES | 1 | 5 | NR | 6674.8 | CCM | 506.8 | 456.12 | G | 8011564063334 | 8011564063334 | 8011564385795 | 85389099
GW48116PM | BACK BOX FLUSH M.DIN R. 196X152X75 GREEN | #N/A | 9.25 | 1 | NR | 9.05 | 1 | NR | 2.21% | OFFICIAL | 4BX37G47F51315T100 | 30 | 4BX | INSTALLATION BOX | 37G | FLUSH MOUNTING BOX | 47F | 48 JUNCTION BOXES | 1 | 30 | NR | 3813 | CCM | 198.087 | 164.354 | G | 8034035087721 | 8034035466021 | 8034035466021 | 85389099
GW48020AB | SHOCKPROOF AB BLANK LID F.BOX 480X160 | #N/A | 14.4 | 1 | NR | 14.1 | 1 | NR | 2.128% | OFFICIAL | 4BX37G47F51315P100 | 30 | 4BX | INSTALLATION BOX | 37G | FLUSH MOUNTING BOX | 47F | 48 JUNCTION BOXES | 1 | 20 | NR | 2709 | CCM | 339.978 | 316.317 | G | 8034035087707 | 8034035087707 | 8034035469749 | 85389099
GW48084 | DEEP LID FOR BOX 152X98 | POKRYWA GŁĘBOKA DO PUSZKI 152X98 | 7.2 | 1 | NR | 7.05 | 1 | NR | 2.128% | OFFICIAL | 4BX37G47F51315M100 | 30 | 4BX | INSTALLATION BOX | 37G | FLUSH MOUNTING BOX | 47F | 48 JUNCTION BOXES | 1 | 10 | NR | 1610.24 | CCM | 192.1 | 172.89 | G | 8011564063273 | 8011564063273 | 8011564385702 | 85389099
GW48622 | LID PTC 308X169X70 IP55 | POKRYWA PTC 308X169X70 IP55 | 19.2 | 1 | NR | 18.8 | 1 | NR | 2.128% | OFFICIAL | 4BX37G47F51516Q100 | 30 | 4BX | INSTALLATION BOX | 37G | FLUSH MOUNTING BOX | 47F | 48 JUNCTION BOXES | 1 | 20 | NR | 1465.75 | CCM | 403.55 | 359.15 | G | 8011564063570 | 8011564063570 | 8011564398016 | 85389099
GW48672 | MODULAR JUNCTION BOX IP55 308X169X70 | PUSZKA PRZYŁĄCZ.MODUŁ.IP55 308X169X70 | 19.2 | 1 | NR | 18.8 | 1 | NR | 2.128% | OFFICIAL | 4BX37G47F51516I100 | 30 | 4BX | INSTALLATION BOX | 37G | FLUSH MOUNTING BOX | 47F | 48 JUNCTION BOXES | 1 | 14 | NR | 6903 | CCM | 655.143 | 589.629 | G | 8011564071780 | 8011564071780 | 8011564397910 | 85381000
GW48026 | COUPLER FOR BOX BOTTOMS | ZŁĄCZKA DO DOŁU PUSZEK | 2.4 | 1 | NR | 2.35 | 1 | NR | 2.128% | OFFICIAL | 4BX37G47F51516M100 | 30 | 4BX | INSTALLATION BOX | 37G | FLUSH MOUNTING BOX | 47F | 48 JUNCTION BOXES | 5 | 25 | NR | 855 | CCM | 73.44 | 66.096 | G | 8011564063907 | 8011564386617 | 8011564386624 | 85389099
GW48116 | BACK BOX FLUSH M. DIN R.BRICK 196X152X75 | #N/A | 2.4 | 1 | NR | 2.35 | 1 | NR | 2.128% | OFFICIAL | 4BX37G47F51315R100 | 30 | 4BX | INSTALLATION BOX | 37G | FLUSH MOUNTING BOX | 47F | 48 JUNCTION BOXES | 1 | 30 | NR | 4560 | CCM | 209.828 | 163.089 | G | 8034035087714 | 8034035465987 | 8034035465987 | 85389099
GW48007P | PROTECTIVE SHIELD FOR JUNCTION BOX PT 7 | OSŁONA ZABEZP.DO PUSZKI PRZYŁ. PT 7 | 2.45 | 1 | NR | 2.4 | 1 | NR | 2.083% | OFFICIAL | 4BX37G47F51315G100 | 30 | 4BX | INSTALLATION BOX | 37G | FLUSH MOUNTING BOX | 47F | 48 JUNCTION BOXES | 60 | 60 | NR | 689.233 | CCM | 69.629 | 59.837 | G | 8011564801813 | 8011564941410 | 8011564941410 | 85389099
GW48088 | DEEP LID FOR BOX 392X152 | POKRYWA GŁĘBOKA DO PUSZKI 392X152 | 24.5 | 1 | NR | 24 | 1 | NR | 2.083% | OFFICIAL | 4BX37G47F51315M100 | 30 | 4BX | INSTALLATION BOX | 37G | FLUSH MOUNTING BOX | 47F | 48 JUNCTION BOXES | 1 | 5 | NR | 10158.75 | CCM | 632.4 | 569.16 | G | 8011564063358 | 8011564063358 | 8011564385825 | 85389099
GW48623 | LID PTC 398X169X70 IP55 | POKRYWA PTC 398X169X70 IP55 | 24.7 | 1 | NR | 24.2 | 1 | NR | 2.066% | OFFICIAL | 4BX37G47F51516Q100 | 30 | 4BX | INSTALLATION BOX | 37G | FLUSH MOUNTING BOX | 47F | 48 JUNCTION BOXES | 1 | 15 | NR | 1880 | CCM | 496.133 | 461.03 | G | 8011564063594 | 8011564063594 | 8011564398023 | 85389099
GW48011 | F. MOU. JUNCTION BOX DIN RAIL 516X294X90 | SZYNA DIN PUSZKA PRZYŁ.PODTY.516X294X90 | 39.8 | 1 | NR | 39 | 1 | NR | 2.051% | OFFICIAL | 4BX37G47F51315G100 | 30 | 4BX | INSTALLATION BOX | 37G | FLUSH MOUNTING BOX | 47F | 48 JUNCTION BOXES | 1 | 5 | NR | 22878 | CCM | 1.71 | 1.363 | KG | 8011564016484 | 8011564364080 | 8011564364080 | 85381000
GW48012 | INTERNAL DIVIDER FOR PT BOXES | PRZEKŁADKA WEWN. DO PUSZEK PT | 45.9 | 100 | NR | 45 | 100 | NR | 2% | OFFICIAL | 4BX37G47F51315I100 | 30 | 4BX | INSTALLATION BOX | 37G | FLUSH MOUNTING BOX | 47F | 48 JUNCTION BOXES | 50 | 300 | NR | 97.717 | CCM | 14.007 | 12.606 | G | 8011564016491 | 8011564325647 | 8011564325654 | 85389099
GW48011P | PROTECTIVE SHIELD FOR JUNCTION BOX PT 11 | OSŁONA ZABEZP.DO PUSZKI PRZYŁ. PT 11 | 7.65 | 1 | NR | 7.5 | 1 | NR | 2% | OFFICIAL | 4BX37G47F51315G100 | 30 | 4BX | INSTALLATION BOX | 37G | FLUSH MOUNTING BOX | 47F | 48 JUNCTION BOXES | 25 | 25 | NR | 2825.55 | CCM | 291.949 | 246.084 | G | 8011564427228 | 8011564941403 | 8011564941403 | 85389099
GW48251 | SEALABLE PLAIN LID UPRIGHT BOX 520X260 | USZCZEL.POKR.GŁAD.PUSZKA PION 520X260 | 40.8 | 1 | NR | 40 | 1 | NR | 2% | OFFICIAL | 4BX37G47F51115E100 | 30 | 4BX | INSTALLATION BOX | 37G | FLUSH MOUNTING BOX | 47F | 48 JUNCTION BOXES | 1 | 10 | NR | 3298.4 | CCM | 768.9 | 692.01 | G | 8011564027350 | 8011564027350 | 8011564364240 | 85389099
GW48267 | SEALABLE DEEP LID UPRIGHT BOX 260X260X74 | USZCZ.POKR.GŁAD.PUSZKA PION 260X260X74 | 45.9 | 1 | NR | 45 | 1 | NR | 2% | OFFICIAL | 4BX37G47F51115E100 | 30 | 4BX | INSTALLATION BOX | 37G | FLUSH MOUNTING BOX | 47F | 48 JUNCTION BOXES | 1 | 10 | NR | 7823.4 | CCM | 851.8 | 766.62 | G | 8011564027329 | 8011564027329 | 8011564338920 | 85389099
GW48007 | F. MOU. JUNCTION BOX DIN RAIL 294X152X75 | SZYNA DIN PUSZKA PRZYŁ.PODTY.294X152X75 | 5.15 | 1 | NR | 5.05 | 1 | NR | 1.98% | OFFICIAL | 4BX37G47F51315G100 | 30 | 4BX | INSTALLATION BOX | 37G | FLUSH MOUNTING BOX | 47F | 48 JUNCTION BOXES | 1 | 22 | NR | 5702.727 | CCM | 419.18 | 324.082 | G | 8011564016446 | 8011564325593 | 8011564325593 | 85381000
GW48119 | BACK BOX FLUSH M. DIN R.BRICK 480X160X75 | #N/A | 7.75 | 1 | NR | 7.6 | 1 | NR | 1.974% | OFFICIAL | 4BX37G47F51315R100 | 30 | 4BX | INSTALLATION BOX | 37G | FLUSH MOUNTING BOX | 47F | 48 JUNCTION BOXES | 1 | 10 | NR | 9103.5 | CCM | 494.53 | 372.33 | G | 8034035087776 | 8034035466007 | 8034035466007 | 85389099
GW48010P | PROTECTIVE SHIELD FOR JUNCTION BOX PT 10 | OSŁONA ZABEZP.DO PUSZKI PRZYŁ. PT 10 | 5.2 | 1 | NR | 5.1 | 1 | NR | 1.961% | OFFICIAL | 4BX37G47F51315G100 | 30 | 4BX | INSTALLATION BOX | 37G | FLUSH MOUNTING BOX | 47F | 48 JUNCTION BOXES | 30 | 30 | NR | 1693.125 | CCM | 179.796 | 156.07 | G | 8011564427211 | 8011564941441 | 8011564941441 | 85389099
GW48271 | SEALABLE DEEP LID UPRIGHT BOX 520X260X74 | USZCZ.POKR.GŁAD.PUSZKA PION 520X260X74 | 72.9 | 1 | NR | 71.5 | 1 | NR | 1.958% | OFFICIAL | 4BX37G47F51115E100 | 30 | 4BX | INSTALLATION BOX | 37G | FLUSH MOUNTING BOX | 47F | 48 JUNCTION BOXES | 1 | 5 | NR | 15646.8 | CCM | 1.44 | 1.296 | KG | 8011564027336 | 8011564027336 | 8011564338937 | 85389099
GW48231 | UPRIGHTS BOX 520X260X121 DEEP LID | PUSZKA PION 520X260X121 POKRYWA GŁĘB. | 99.9 | 1 | NR | 98 | 1 | NR | 1.939% | OFFICIAL | 4BX37G47F51115C100 | 30 | 4BX | INSTALLATION BOX | 37G | FLUSH MOUNTING BOX | 47F | 48 JUNCTION BOXES | 1 | 4 | NR | 35464.344 | CCM | 2.931 | 2.638 | KG | 8011564027312 | 8011564364226 | 8011564364226 | 85381000
GW48019AB | SHOCKPROOF AB BLANK LID F.BOX 392X152 | #N/A | 10.6 | 1 | NR | 10.4 | 1 | NR | 1.923% | OFFICIAL | 4BX37G47F51315P100 | 30 | 4BX | INSTALLATION BOX | 37G | FLUSH MOUNTING BOX | 47F | 48 JUNCTION BOXES | 10 | 20 | NR | 1915.2 | CCM | 277.61 | 259.483 | G | 8034035087295 | 8034035087295 | 8034035469732 | 85389099
GW48016 | SHOCKPROOF H.R.PLAIN LIDS F.BOX 160X130 | POKR.LITE WYSOKOOD.AMORT.DO PUSZ.160X130 | 2.65 | 1 | NR | 2.6 | 1 | NR | 1.923% | OFFICIAL | 4BX37G47F51315K100 | 30 | 4BX | INSTALLATION BOX | 37G | FLUSH MOUNTING BOX | 47F | 48 JUNCTION BOXES | 10 | 100 | NR | 349.031 | CCM | 66.2 | 59.58 | G | 8011564016538 | 8011564325722 | 8011564364127 | 85389099
GW48022 | SHOCKPROOF H.R.PLAIN LIDS F.BOX 516X294 | POKR.LITE WYSOKOOD.AMORT.DO PUSZ.516X294 | 21.4 | 1 | NR | 21 | 1 | NR | 1.905% | OFFICIAL | 4BX37G47F51315K100 | 30 | 4BX | INSTALLATION BOX | 37G | FLUSH MOUNTING BOX | 47F | 48 JUNCTION BOXES | 10 | 20 | NR | 2709 | CCM | 537.9 | 484.11 | G | 8011564016590 | 8011564325845 | 8011564364189 | 85389099
GW48686 | FLUSH-MOUNT.COMB.ENCL.4M+2FL.IP55 GR7035 | PODTYNK.OBUDOWA ŁĄCZ.4M+2FL.IP55 GR7035 | 53.9 | 1 | NR | 52.9 | 1 | NR | 1.89% | OFFICIAL | 4BX37G47F51516K100 | 30 | 4BX | INSTALLATION BOX | 37G | FLUSH MOUNTING BOX | 47F | 48 JUNCTION BOXES | 1 | 4 | NR | 8725.781 | CCM | 926.25 | 833.625 | G | 8011564071728 | 8011564071728 | 8011564397842 | 85381000
GW48005 | FLUSH MOUNTING JUNCTION BOX 160X130X70 | PUSZKA PRZYŁĄCZ.PODTYNK.160X130X70 | 2.7 | 1 | NR | 2.65 | 1 | NR | 1.887% | OFFICIAL | 4BX37G47F51315G100 | 30 | 4BX | INSTALLATION BOX | 37G | FLUSH MOUNTING BOX | 47F | 48 JUNCTION BOXES | 1 | 49 | NR | 2560.408 | CCM | 186.82 | 145.488 | G | 8011564016422 | 8011564325579 | 8011564325579 | 85381000
GW48691 | MODULAR JUNCTION BOX IP55 138X169X70 TR. | PUSZKA PRZYŁĄCZ.MODUŁ.138X169X70 PRZEŹ | 16.3 | 1 | NR | 16 | 1 | NR | 1.875% | OFFICIAL | 4BX37G47F51516I100 | 30 | 4BX | INSTALLATION BOX | 37G | FLUSH MOUNTING BOX | 47F | 48 JUNCTION BOXES | 1 | 28 | NR | 3451.5 | CCM | 343.036 | 307.58 | G | 8011564071704 | 8011564071704 | 8011564397828 | 85381000
GW48645 | SET OF 4 LONG SCREWS FIXING LIDS | ZEST. 4 DŁUGICH WKRĘTÓW DO MOC.POKRYW | 5.45 | 1 | NR | 5.35 | 1 | NR | 1.869% | OFFICIAL | 4BX37G47F51516M100 | 30 | 4BX | INSTALLATION BOX | 37G | FLUSH MOUNTING BOX | 47F | 48 JUNCTION BOXES | 1 | 100 | NR | 76.125 | CCM | 18.66 | 16.794 | G | 8011564099487 | 8011564099487 | 8011564457669 | 85389099
GW48247 | SEALABLE PLAIN LID UPRIGHT BOX 260X260 | USZCZEL.POKR.GŁAD. PUSZKA PION 260X260 | 27.5 | 1 | NR | 27 | 1 | NR | 1.852% | OFFICIAL | 4BX37G47F51115E100 | 30 | 4BX | INSTALLATION BOX | 37G | FLUSH MOUNTING BOX | 47F | 48 JUNCTION BOXES | 1 | 15 | NR | 1273 | CCM | 391.133 | 352.02 | G | 8011564027343 | 8011564027343 | 8011564364233 | 85389099
GW48673 | MODULAR JUNCTION BOX IP55 398X169X70 | PUSZKA PRZYŁĄCZ.MODUŁ.IP55 398X169X70 | 27.5 | 1 | NR | 27 | 1 | NR | 1.852% | OFFICIAL | 4BX37G47F51516I100 | 30 | 4BX | INSTALLATION BOX | 37G | FLUSH MOUNTING BOX | 47F | 48 JUNCTION BOXES | 1 | 9 | NR | 11041.25 | CCM | 823 | 740.7 | G | 8011564071766 | 8011564071766 | 8011564397897 | 85381000
GW48119PM | BACK BOX FLUSH M.DIN R. 480X160X75 GREEN | #N/A | 22.2 | 1 | NR | 21.8 | 1 | NR | 1.835% | OFFICIAL | 4BX37G47F51315T100 | 30 | 4BX | INSTALLATION BOX | 37G | FLUSH MOUNTING BOX | 47F | 48 JUNCTION BOXES | 1 | 10 | NR | 9103.5 | CCM | 486.054 | 363.854 | G | 8034035087783 | 8034035466045 | 8034035466045 | 85389099
GW48682 | FLUSH-MOUNT.MOD.ENCL.12M IP55 GR7035 | PODTYNK.OBUDOWA MODUŁ.12M IP55 GR7035 | 55.6 | 1 | NR | 54.6 | 1 | NR | 1.832% | OFFICIAL | 4BX37G47F51516K100 | 30 | 4BX | INSTALLATION BOX | 37G | FLUSH MOUNTING BOX | 47F | 48 JUNCTION BOXES | 1 | 4 | NR | 12899.25 | CCM | 1.114 | 1.003 | KG | 8011564071711 | 8011564071711 | 8011564397835 | 85381000
GW48207 | UPRIGHTS BOX 260X260X121 PLAIN LID | PUSZKA PION 260X260X121 POKRYWA GŁAD | 39 | 1 | NR | 38.3 | 1 | NR | 1.828% | OFFICIAL | 4BX37G47F51115C100 | 30 | 4BX | INSTALLATION BOX | 37G | FLUSH MOUNTING BOX | 47F | 48 JUNCTION BOXES | 1 | 8 | NR | 12080.25 | CCM | 1.02 | 0.909 | KG | 8011564027282 | 8011564364196 | 8011564364196 | 85381000
GW48227 | UPRIGHTS BOX 260X260X121 DEEP LID | PUSZKA PION 260X260X121 POKRYWA GŁĘB. | 61.7 | 1 | NR | 60.6 | 1 | NR | 1.815% | OFFICIAL | 4BX37G47F51115C100 | 30 | 4BX | INSTALLATION BOX | 37G | FLUSH MOUNTING BOX | 47F | 48 JUNCTION BOXES | 1 | 4 | NR | 18270 | CCM | 1.572 | 1.415 | KG | 8011564027305 | 8011564512627 | 8011564512627 | 85381000
GW48211 | UPRIGHTS BOX 520X260X121 PLAIN LID | PUSZKA PION 520X260X121 POKRYWA GŁAD | 61.9 | 1 | NR | 60.8 | 1 | NR | 1.809% | OFFICIAL | 4BX37G47F51115C100 | 30 | 4BX | INSTALLATION BOX | 37G | FLUSH MOUNTING BOX | 47F | 48 JUNCTION BOXES | 1 | 6 | NR | 23642.896 | CCM | 2.086 | 1.877 | KG | 8011564027299 | 8011564364202 | 8011564364202 | 85381000
GW48018AB | SHOCKPROOF AB BLANK LID F.BOX 294X152 | #N/A | 5.7 | 1 | NR | 5.6 | 1 | NR | 1.786% | OFFICIAL | 4BX37G47F51315P100 | 30 | 4BX | INSTALLATION BOX | 37G | FLUSH MOUNTING BOX | 47F | 48 JUNCTION BOXES | 10 | 40 | NR | 834.35 | CCM | 157.455 | 148.178 | G | 8034035087288 | 8034035469725 | 8034035469725 | 85389099
GW48021 | SHOCKPROOF H.R.PLAIN LIDS F.BOX 516X202 | POKR.LITE WYSOKOOD.AMORT.DO PUSZ.516X202 | 17.3 | 1 | NR | 17 | 1 | NR | 1.765% | OFFICIAL | 4BX37G47F51315K100 | 30 | 4BX | INSTALLATION BOX | 37G | FLUSH MOUNTING BOX | 47F | 48 JUNCTION BOXES | 10 | 30 | NR | 2234.4 | CCM | 303.233 | 272.91 | G | 8011564016583 | 8011564325821 | 8011564364172 | 85389099
GW48085 | DEEP LID FOR BOX 160X130 | POKRYWA GŁĘBOKA DO PUSZKI 160X130 | 8.7 | 1 | NR | 8.55 | 1 | NR | 1.754% | OFFICIAL | 4BX37G47F51315M100 | 30 | 4BX | INSTALLATION BOX | 37G | FLUSH MOUNTING BOX | 47F | 48 JUNCTION BOXES | 1 | 8 | NR | 2671.875 | CCM | 253.875 | 228.488 | G | 8011564063297 | 8011564063297 | 8011564514294 | 85389099
GW48015 | SHOCKPROOF H.R.PLAIN LIDS F.BOX 152X98 | POKR.LITE WYSOKOODP.AMORT.DO PUSZ.152X98 | 1.75 | 1 | NR | 1.72 | 1 | NR | 1.744% | OFFICIAL | 4BX37G47F51315K100 | 30 | 4BX | INSTALLATION BOX | 37G | FLUSH MOUNTING BOX | 47F | 48 JUNCTION BOXES | 10 | 100 | NR | 259.969 | CCM | 49.47 | 43 | G | 8011564016521 | 8011564325708 | 8011564364110 | 85389099
GW48621 | LID PTC 138X169X70 IP55 | POKRYWA PTC 138X169X70 IP55 | 11.9 | 1 | NR | 11.7 | 1 | NR | 1.709% | OFFICIAL | 4BX37G47F51516Q100 | 30 | 4BX | INSTALLATION BOX | 37G | FLUSH MOUNTING BOX | 47F | 48 JUNCTION BOXES | 1 | 30 | NR | 977.167 | CCM | 198.233 | 178.41 | G | 8011564063549 | 8011564063549 | 8011564386136 | 85389099
GW48003 | FLUSH MOUNTING JUNCTION BOX 118X96X70 | PUSZKA PRZYŁĄCZ.PODTYNK.118X96X70 | 1.2 | 1 | NR | 1.18 | 1 | NR | 1.695% | OFFICIAL | 4BX37G47F51315G100 | 30 | 4BX | INSTALLATION BOX | 37G | FLUSH MOUNTING BOX | 47F | 48 JUNCTION BOXES | 1 | 84 | NR | 1272.857 | CCM | 116.56 | 95.55 | G | 8011564016408 | 8011564591448 | 8011564591448 | 85381000
GW48010 | F. MOU. JUNCTION BOX DIN RAIL 516X202X90 | SZYNA DIN PUSZKA PRZYŁ.PODTY.516X202X90 | 18 | 1 | NR | 17.7 | 1 | NR | 1.695% | OFFICIAL | 4BX37G47F51315G100 | 30 | 4BX | INSTALLATION BOX | 37G | FLUSH MOUNTING BOX | 47F | 48 JUNCTION BOXES | 1 | 9 | NR | 14400 | CCM | 1.066 | 0.866 | KG | 8011564016477 | 8011564514355 | 8011564514355 | 85381000
GW48086 | DEEP LID FOR BOX 196X152 | POKRYWA GŁĘBOKA DO PUSZKI 196X152 | 12 | 1 | NR | 11.8 | 1 | NR | 1.695% | OFFICIAL | 4BX37G47F51315M100 | 30 | 4BX | INSTALLATION BOX | 37G | FLUSH MOUNTING BOX | 47F | 48 JUNCTION BOXES | 1 | 10 | NR | 2931.5 | CCM | 294.3 | 264.87 | G | 8011564063327 | 8011564063327 | 8011564385788 | 85389099
GW48118PM | BACK BOX FLUSH M.DIN R. 392X152X75 GREEN | #N/A | 18 | 1 | NR | 17.7 | 1 | NR | 1.695% | OFFICIAL | 4BX37G47F51315T100 | 30 | 4BX | INSTALLATION BOX | 37G | FLUSH MOUNTING BOX | 47F | 48 JUNCTION BOXES | 1 | 10 | NR | 5379.2 | CCM | 391.571 | 304.354 | G | 8034035087769 | 8034035466038 | 8034035466038 | 85389099
GW48681 | FLUSH-MOUNT.MOD.ENCL.6M IP55 GR7035 | PODTYNK.OBUDOWA MODUŁ.6M IP55 GR7035 | 42.2 | 1 | NR | 41.5 | 1 | NR | 1.687% | OFFICIAL | 4BX37G47F51516K100 | 30 | 4BX | INSTALLATION BOX | 37G | FLUSH MOUNTING BOX | 47F | 48 JUNCTION BOXES | 1 | 6 | NR | 5562.333 | CCM | 610.667 | 549.6 | G | 8011564071735 | 8011564071735 | 8011564397859 | 85381000
GW48118 | BACK BOX FLUSH M. DIN R.BRICK 392X152X75 | #N/A | 6.1 | 1 | NR | 6 | 1 | NR | 1.667% | OFFICIAL | 4BX37G47F51315R100 | 30 | 4BX | INSTALLATION BOX | 37G | FLUSH MOUNTING BOX | 47F | 48 JUNCTION BOXES | 1 | 10 | NR | 5379.2 | CCM | 398.747 | 311.53 | G | 8034035087752 | 8034035465994 | 8034035465994 | 85389099
GW48051 | COUPLER FOR PT BOXES | ZŁĄCZKA DO PUSZEK PT | 1.25 | 1 | NR | 1.23 | 1 | NR | 1.626% | OFFICIAL | 4BX37G47F51315I100 | 30 | 4BX | INSTALLATION BOX | 37G | FLUSH MOUNTING BOX | 47F | 48 JUNCTION BOXES | 10 | 10 | NR | 162 | CCM | 15.5 | 13.95 | G | 8011564427266 | 8011564656413 | 8011564656413 | 85389099
GW48008 | F. MOU. JUNCTION BOX DIN RAIL 392X152X75 | SZYNA DIN PUSZKA PRZYŁ.PODTY.392X152X75 | 9.45 | 1 | NR | 9.3 | 1 | NR | 1.613% | OFFICIAL | 4BX37G47F51315G100 | 30 | 4BX | INSTALLATION BOX | 37G | FLUSH MOUNTING BOX | 47F | 48 JUNCTION BOXES | 1 | 17 | NR | 7380 | CCM | 593.41 | 441.529 | G | 8011564016453 | 8011564364066 | 8011564364066 | 85381000
GW48644 | WATERTIGHT SAFETY LOCK | WODOSZCZELNY ZAMEK ZABEZPIECZAJĄCY | 18.9 | 1 | NR | 18.6 | 1 | NR | 1.613% | OFFICIAL | 4BX37G47F51516M100 | 30 | 4BX | INSTALLATION BOX | 37G | FLUSH MOUNTING BOX | 47F | 48 JUNCTION BOXES | 1 | 10 | NR | 423.225 | CCM | 42.9 | 32.99 | G | 8011564071834 | 8011564071834 | 8011564397972 | 83014090
GW48117PM | BACK BOX FLUSH M.DIN R. 294X152X75 GREEN | #N/A | 12.7 | 1 | NR | 12.5 | 1 | NR | 1.6% | OFFICIAL | 4BX37G47F51315T100 | 30 | 4BX | INSTALLATION BOX | 37G | FLUSH MOUNTING BOX | 47F | 48 JUNCTION BOXES | 1 | 20 | NR | 6480 | CCM | 289.704 | 238.454 | G | 8034035087745 | 8034035466014 | 8034035466014 | 85389099
GW48002 | FLUSH MOUNTING JUNCTION BOX 118X96X50 | PUSZKA PRZYŁĄCZ.PODTYNK.118X96X50 | 1.32 | 1 | NR | 1.3 | 1 | NR | 1.538% | OFFICIAL | 4BX37G47F51315G100 | 30 | 4BX | INSTALLATION BOX | 37G | FLUSH MOUNTING BOX | 47F | 48 JUNCTION BOXES | 1 | 114 | NR | 937.895 | CCM | 98.51 | 85.224 | G | 8011564016392 | 8011564591431 | 8011564591431 | 85381000
GW48014 | SHOCKPROOF H.R.PLAIN LIDS F.BOX 118X96 | POKR.LITE WYSOKOODP.AMORT.DO PUSZ.118X96 | 1.32 | 1 | NR | 1.3 | 1 | NR | 1.538% | OFFICIAL | 4BX37G47F51315K100 | 30 | 4BX | INSTALLATION BOX | 37G | FLUSH MOUNTING BOX | 47F | 48 JUNCTION BOXES | 10 | 100 | NR | 213.75 | CCM | 39.49 | 35.541 | G | 8011564016514 | 8011564325685 | 8011564364103 | 85389099
GW48671 | MODULAR JUNCTION BOX IP55 138X169X70 | PUSZKA PRZYŁĄCZ.MODUŁ.IP55 138X169X70 | 13.6 | 1 | NR | 13.4 | 1 | NR | 1.493% | OFFICIAL | 4BX37G47F51516I100 | 30 | 4BX | INSTALLATION BOX | 37G | FLUSH MOUNTING BOX | 47F | 48 JUNCTION BOXES | 1 | 28 | NR | 3451.5 | CCM | 337.571 | 303.814 | G | 8011564071803 | 8011564071803 | 8011564397934 | 85381000
GW48024 | PTC INTERNAL DIVIDER | PRZEKŁADKA WEW PTC | 0.71 | 1 | NR | 0.7 | 1 | NR | 1.429% | OFFICIAL | 4BX37G47F51516M100 | 30 | 4BX | INSTALLATION BOX | 37G | FLUSH MOUNTING BOX | 47F | 48 JUNCTION BOXES | 10 | 200 | NR | 95.475 | CCM | 24.605 | 21.2 | G | 8011564063440 | 8011564385962 | 8011564385979 | 85389099
GW48651 | LID PTC 138X169X70 IP55 TRANSP. | POKRYWA PTC 138X169X70 IP55 PRZEŹR. | 14.7 | 1 | NR | 14.5 | 1 | NR | 1.379% | OFFICIAL | 4BX37G47F51516Q100 | 30 | 4BX | INSTALLATION BOX | 37G | FLUSH MOUNTING BOX | 47F | 48 JUNCTION BOXES | 1 | 30 | NR | 977.167 | CCM | 212.1 | 193.57 | G | 8011564063617 | 8011564063617 | 8011564398030 | 85389099
GW48001 | FLUSH MOUNTING JUNCTION BOX 92X92X45 | PUSZKA PRZYŁĄCZENIOWA PODTYNK.92X92X45 | 0.85 | 1 | NR | 0.84 | 1 | NR | 1.19% | OFFICIAL | 4BX37G47F51315G100 | 30 | 4BX | INSTALLATION BOX | 37G | FLUSH MOUNTING BOX | 47F | 48 JUNCTION BOXES | 1 | 162 | NR | 660 | CCM | 74.44 | 58.852 | G | 8011564016385 | 8011564591424 | 8011564591424 | 85381000
GW48643 | SEALABLE SCREWS KIT PTC RANGE | ZESTAW USZCZELNIANYCH WKRĘTÓW SERIA PTC | 4.4 | 1 | NR | 4.35 | 1 | NR | 1.149% | OFFICIAL | 4BX37G47F51516M100 | 30 | 4BX | INSTALLATION BOX | 37G | FLUSH MOUNTING BOX | 47F | 48 JUNCTION BOXES | 1 | 100 | NR | 42.323 | CCM | 10.41 | 9.369 | G | 8011564071827 | 8011564071827 | 8011564397965 | 85389099
GW48006P | PROTECTIVE SHIELD FOR JUNCTION BOX PT 6 | OSŁONA ZABEZP.DO PUSZKI PRZYŁ. PT 6 | 1.92 | 1 | NR | 1.9 | 1 | NR | 1.053% | OFFICIAL | 4BX37G47F51315G100 | 30 | 4BX | INSTALLATION BOX | 37G | FLUSH MOUNTING BOX | 47F | 48 JUNCTION BOXES | 70 | 70 | NR | 537.5 | CCM | 43.14 | 32.83 | G | 8011564801844 | 8011564941458 | 8011564941458 | 85389099
GW48006 | F. MOU. JUNCTION BOX DIN RAIL 196X152X75 | SZYNA DIN PUSZKA PRZYŁ.PODTY.196X152X75 | 3.4 | 1 | NR | 3.65 | 1 | NR | -6.849% | OFFICIAL | 4BX37G47F51315G100 | 30 | 4BX | INSTALLATION BOX | 37G | FLUSH MOUNTING BOX | 47F | 48 JUNCTION BOXES | 1 | 34 | NR | 3364.412 | CCM | 270.62 | 207.476 | G | 8011564016439 | 8011564364059 | 8011564364059 | 85381000
GW48018 | SHOCKPROOF H.R.PLAIN LIDS F.BOX 294X152 | POKR.LITE WYSOKOOD.AMORT.DO PUSZ.294X152 | 4.4 | 1 | NR | 4.85 | 1 | NR | -9.278% | OFFICIAL | 4BX37G47F51315K100 | 30 | 4BX | INSTALLATION BOX | 37G | FLUSH MOUNTING BOX | 47F | 48 JUNCTION BOXES | 10 | 80 | NR | 600.3 | CCM | 138.675 | 124.808 | G | 8011564016552 | 8011564325760 | 8011564364141 | 85389099
GW48019 | SHOCKPROOF H.R.PLAIN LIDS F.BOX 392X152 | POKR.LITE WYSOKOOD.AMORT.DO PUSZ.392X152 | 8.65 | 1 | NR | 9.55 | 1 | NR | -9.424% | OFFICIAL | 4BX37G47F51315K100 | 30 | 4BX | INSTALLATION BOX | 37G | FLUSH MOUNTING BOX | 47F | 48 JUNCTION BOXES | 10 | 40 | NR | 957.6 | CCM | 234.025 | 210.623 | G | 8011564016569 | 8011564325784 | 8011564364158 | 85389099
GW48017 | SHOCKPROOF H.R.PLAIN LIDS F.BOX 196X152 | POKR.LITE WYSOKOOD.AMORT.DO PUSZ.196X152 | 3.35 | 1 | NR | 3.7 | 1 | NR | -9.459% | OFFICIAL | 4BX37G47F51315K100 | 30 | 4BX | INSTALLATION BOX | 37G | FLUSH MOUNTING BOX | 47F | 48 JUNCTION BOXES | 10 | 100 | NR | 430.5 | CCM | 100.91 | 91.582 | G | 8011564016545 | 8011564325746 | 8011564364134 | 85389099
GW24220 | LID WITH CLUTCHES FOR BOXES DIAM.85 | WSPORNIK Z ZACZEPAMI DO PUSZEK ŚR.85 | 1.45 | 1 | NR | 1.4 | 1 | NR | 3.571% | OFFICIAL | 4BX37G47H52516A100 | 30 | 4BX | INSTALLATION BOX | 37G | FLUSH MOUNTING BOX | 47H | 24 FLUSH MOUNT.BOXES | 50 | 600 | NR | 161.07 | CCM | 33.6 | 30.24 | G | 8011564016705 | 8011564326040 | 8011564326057 | 85389099
GW24237 | 8 GANG F.M.BOX W.METAL FIXING SUPP. | 8 MOD. PUSZKA PODTYNK.Z PODP.METAL | 6.3 | 1 | NR | 6.15 | 1 | NR | 2.439% | OFFICIAL | 4BX37G47H52115Q100 | 30 | 4BX | INSTALLATION BOX | 37G | FLUSH MOUNTING BOX | 47H | 24 FLUSH MOUNT.BOXES | 2 | 24 | NR | 1221.458 | CCM | 101.875 | 91.687 | G | 8011564024984 | 8011564336490 | 8011564363175 | 85381000
GW24621 | METAL CASING FOR UND.OUTLET BOX 10-16M | OBUD.METAL DO POPODŁ.PUSZKI WYJ 10-16M | 135 | 1 | NR | 132 | 1 | NR | 2.273% | OFFICIAL | 4BX37G47H53715Z100 | 30 | 4BX | INSTALLATION BOX | 37G | FLUSH MOUNTING BOX | 47H | 24 FLUSH MOUNT.BOXES | 1 | 1 | NR | 12342.375 | CCM | 3.232 | 2.402 | KG | 8011564759657 | 8011564759657 | 8011564759657 | 85381000
GW24322 | METAL DIVIDER FOR F.M 4+4G BOXES | PRZEKŁADKA METAL.DO PUSZEK PODTYN.4+4M | 4.6 | 1 | NR | 4.5 | 1 | NR | 2.222% | OFFICIAL | 4BX37G47H52916F100 | 30 | 4BX | INSTALLATION BOX | 37G | FLUSH MOUNTING BOX | 47H | 24 FLUSH MOUNT.BOXES | 10 | 100 | NR | 42.323 | CCM | 53.551 | 52.776 | G | 8011564228719 | 8011564583313 | 8011564583375 | 85389099
GW24330 | CONNECT.ELEMENT FOR COMBINED BIG BOX | ZŁĄCZE DO ŁĄCZONEJ DUŻEJ PUSZKI | 0.95 | 1 | NR | 0.93 | 1 | NR | 2.151% | OFFICIAL | 4BX37G47H52515Y100 | 30 | 4BX | INSTALLATION BOX | 37G | FLUSH MOUNTING BOX | 47H | 24 FLUSH MOUNT.BOXES | 150 | 150 | NR | 55.873 | CCM | 6.233 | 5.61 | G | 8011564746220 | 8011564700512 | 8011564700512 | 85389099
GW24239 | 18 GANG F.M. BOX W.METAL FIXING SUPP. | 18 MOD. PUSZKA PODTYNK.Z PODP.METAL | 9.75 | 1 | NR | 9.55 | 1 | NR | 2.094% | OFFICIAL | 4BX37G47H52115Q100 | 30 | 4BX | INSTALLATION BOX | 37G | FLUSH MOUNTING BOX | 47H | 24 FLUSH MOUNT.BOXES | 2 | 16 | NR | 3362 | CCM | 206.813 | 149.45 | G | 8011564025004 | 8011564336537 | 8011564363199 | 85381000
GW24403 | 3 GANG FLUSH MOUNTING BIG-BOX | DUŻA PUSZKA PODTYNKOWA 3 MOD. | 1 | 1 | NR | 0.98 | 1 | NR | 2.041% | OFFICIAL | 4BX37G47H52916D100 | 30 | 4BX | INSTALLATION BOX | 37G | FLUSH MOUNTING BOX | 47H | 24 FLUSH MOUNT.BOXES | 15 | 345 | NR | 420.87 | CCM | 51.663 | 47.416 | G | 8011564444522 | 8011564672017 | 8011564672024 | 85381000
GW24323 | METAL DIVIDER FOR F.M 6+6G BOXES | PRZEKŁADKA METAL.DO PUSZEK PODTYN.6+6M | 5.05 | 1 | NR | 4.95 | 1 | NR | 2.02% | OFFICIAL | 4BX37G47H52916F100 | 30 | 4BX | INSTALLATION BOX | 37G | FLUSH MOUNTING BOX | 47H | 24 FLUSH MOUNT.BOXES | 10 | 100 | NR | 38.61 | CCM | 87.33 | 78.597 | G | 8011564228726 | 8011564583320 | 8011564583382 | 85389099
GW24221 | TELECOM CONVEN.STD.BOX | TRADYCYJNA PUSZKA TELEFONICZNA | 1.53 | 1 | NR | 1.5 | 1 | NR | 2% | OFFICIAL | 4BX37G47H52716C100 | 30 | 4BX | INSTALLATION BOX | 37G | FLUSH MOUNTING BOX | 47H | 24 FLUSH MOUNT.BOXES | 1 | 280 | NR | 345.15 | CCM | 44.229 | 39.806 | G | 8011564016644 | 8011564325944 | 8011564325944 | 85381000
GW24611 | UNDERFLOOR OUTLET BOX 10P INOX COVER | PUSZKA WYJ. PODPODŁOG.10P POKRYWA INOX | 153 | 1 | NR | 150 | 1 | NR | 2% | OFFICIAL | 4BX37G47H53715Z100 | 30 | 4BX | INSTALLATION BOX | 37G | FLUSH MOUNTING BOX | 47H | 24 FLUSH MOUNT.BOXES | 1 | 1 | NR | 10749.375 | CCM | 2.407 | 2.064 | KG | 8011564759626 | 8011564759626 | 8011564759626 | 85371098
GW24616 | UNDERFLOOR OUTLET BOX 16P INOX COVER | PUSZKA WYJ. PODPODŁOG.16P POKRYWA INOX | 153 | 1 | NR | 150 | 1 | NR | 2% | OFFICIAL | 4BX37G47H53715Z100 | 30 | 4BX | INSTALLATION BOX | 37G | FLUSH MOUNTING BOX | 47H | 24 FLUSH MOUNT.BOXES | 1 | 1 | NR | 10749.375 | CCM | 2.524 | 2.181 | KG | 8011564787827 | 8011564787827 | 8011564787827 | 85371098
GW24622 | METAL CASING FOR UND.OUTLET BOX 20-32M | OBUD.METAL DO POPODŁ.PUSZKI WYJ 20-32M | 155 | 1 | NR | 152 | 1 | NR | 1.974% | OFFICIAL | 4BX37G47H53715Z100 | 30 | 4BX | INSTALLATION BOX | 37G | FLUSH MOUNTING BOX | 47H | 24 FLUSH MOUNT.BOXES | 1 | 1 | NR | 20725.875 | CCM | 5.332 | 4.502 | KG | 8011564759664 | 8011564759664 | 8011564759664 | 85381000
GW24233 | SPACER FOR ROUND BOXES 91MM | PRZEKŁADKA DO PUSZEK OKRĄGŁYCH 91 MM | 41.8 | 100 | NR | 41 | 100 | NR | 1.951% | OFFICIAL | 4BX37G47H52515Y100 | 30 | 4BX | INSTALLATION BOX | 37G | FLUSH MOUNTING BOX | 47H | 24 FLUSH MOUNT.BOXES | 20 | 200 | NR | 38.063 | CCM | 3.47 | 2.24 | G | 8011564072329 | 8011564398429 | 8011564398436 | 85389099
GW24403P | 3 GANG BIG-BOX MORTAR PROOF PROT.SHIELD | OSŁON.DUŻEJ PUSZKI PRZED ZAPRAWĄ 3 MOD | 26.7 | 100 | NR | 26.2 | 100 | NR | 1.908% | OFFICIAL | 4BX37G47H52916F100 | 30 | 4BX | INSTALLATION BOX | 37G | FLUSH MOUNTING BOX | 47H | 24 FLUSH MOUNT.BOXES | 200 | 200 | NR | 174.516 | CCM | 9.7 | 8.73 | G | 8011564443419 | 8011564670372 | 8011564670372 | 85389099
GW24633 | KIT FOR INSTALL.DEVICE ON DIN RAIL 2M | ZESTAW DO INSTAL.URZĄDZ.NA SZYNIE DIN 2M | 21.4 | 1 | NR | 21 | 1 | NR | 1.905% | OFFICIAL | 4BX37G47H53715Z100 | 30 | 4BX | INSTALLATION BOX | 37G | FLUSH MOUNTING BOX | 47H | 24 FLUSH MOUNT.BOXES | 1 | 30 | NR | 779.133 | CCM | 233.546 | 211.86 | G | 8011564759350 | 8011564759350 | 8011564903647 | 85389099
GW24612 | UNDERFLOOR OUTLET BOX 20P INOX COVER | PUSZKA WYJ. PODPODŁOG.20P POKRYWA INOX | 217 | 1 | NR | 213 | 1 | NR | 1.878% | OFFICIAL | 4BX37G47H53715Z100 | 30 | 4BX | INSTALLATION BOX | 37G | FLUSH MOUNTING BOX | 47H | 24 FLUSH MOUNT.BOXES | 1 | 1 | NR | 18130.5 | CCM | 4.285 | 3.857 | KG | 8011564759633 | 8011564759633 | 8011564759633 | 85371098
GW24617 | UNDERFLOOR OUTLET BOX 32P INOX COVER | PUSZKA WYJ. PODPODŁOG.32P POKRYWA INOX | 217 | 1 | NR | 213 | 1 | NR | 1.878% | OFFICIAL | 4BX37G47H53715Z100 | 30 | 4BX | INSTALLATION BOX | 37G | FLUSH MOUNTING BOX | 47H | 24 FLUSH MOUNT.BOXES | 1 | 1 | NR | 18130.5 | CCM | 4.657 | 4.095 | KG | 8011564787841 | 8011564787841 | 8011564787841 | 85371098
GW24208 | CONICAL F.M.BOX D.65X41 | STOŻKOWA PUSZKA PODTYNK.WYM.65X41 | 45 | 100 | NR | 44.2 | 100 | NR | 1.81% | OFFICIAL | 4BX37G47H52515Y100 | 30 | 4BX | INSTALLATION BOX | 37G | FLUSH MOUNTING BOX | 47H | 24 FLUSH MOUNT.BOXES | 270 | 270 | NR | 289.756 | CCM | 15.393 | 13.3 | G | 8011564016729 | 8011564515284 | 8011564515284 | 85381000
GW24602 | UNDERFLOOR OUTLET BOX 20P HOLLOW COVER | PUSZKA WYJ. PODPODŁOG.20P POKRYWA WGŁ | 169 | 1 | NR | 166 | 1 | NR | 1.807% | OFFICIAL | 4BX37G47H53715Z100 | 30 | 4BX | INSTALLATION BOX | 37G | FLUSH MOUNTING BOX | 47H | 24 FLUSH MOUNT.BOXES | 1 | 1 | NR | 18130.5 | CCM | 3.8 | 3.412 | KG | 8011564759602 | 8011564759602 | 8011564759602 | 85371098
GW24607 | UNDERFLOOR OUTLET BOX 32P HOLLOW COVER | PUSZKA WYJ. PODPODŁOG.32P POKRYWA WGŁ | 169 | 1 | NR | 166 | 1 | NR | 1.807% | OFFICIAL | 4BX37G47H53715Z100 | 30 | 4BX | INSTALLATION BOX | 37G | FLUSH MOUNTING BOX | 47H | 24 FLUSH MOUNT.BOXES | 1 | 1 | NR | 18130.5 | CCM | 4.177 | 3.615 | KG | 8011564787834 | 8011564787834 | 8011564787834 | 85371098
GW24209 | ROUND F.M.BOX D.65X38 | OKRĄGŁA PUSZKA PODTYNK.WYM.65X38 | 28.2 | 100 | NR | 27.7 | 100 | NR | 1.805% | OFFICIAL | 4BX37G47H52515Y100 | 30 | 4BX | INSTALLATION BOX | 37G | FLUSH MOUNTING BOX | 47H | 24 FLUSH MOUNT.BOXES | 1 | 312 | NR | 93.958 | CCM | 10.67 | 9.603 | G | 8011564016712 | 8011564363120 | 8011564363120 | 85381000
GW24210 | ROUND F.M.BOX D.85X42 | OKRĄGŁA PUSZKA PODTYNK.WYM.85X42 | 39.7 | 100 | NR | 39 | 100 | NR | 1.795% | OFFICIAL | 4BX37G47H52515Y100 | 30 | 4BX | INSTALLATION BOX | 37G | FLUSH MOUNTING BOX | 47H | 24 FLUSH MOUNT.BOXES | 1 | 152 | NR | 192.862 | CCM | 20.039 | 18.036 | G | 8011564016736 | 8011564363137 | 8011564363137 | 85381000
GW24321 | 3 GANG DOMOBOX BOX FUNCTION DIVIDER | PRZEKŁAD.FUNKC.PUSZKA DOMOBOX 3 MOD. | 40.1 | 100 | NR | 39.4 | 100 | NR | 1.777% | OFFICIAL | 4BX37G47H52115S100 | 30 | 4BX | INSTALLATION BOX | 37G | FLUSH MOUNTING BOX | 47H | 24 FLUSH MOUNT.BOXES | 1 | 200 | NR | 21.161 | CCM | 3.14 | 2.51 | G | 8011564055193 | 8011564372955 | 8011564372955 | 85389099
GW24404 | 4 GANG FLUSH MOUNTING BIG-BOX | DUŻA PUSZKA PODTYNKOWA 4 MOD. | 2.9 | 1 | NR | 2.85 | 1 | NR | 1.754% | OFFICIAL | 4BX37G47H52916D100 | 30 | 4BX | INSTALLATION BOX | 37G | FLUSH MOUNTING BOX | 47H | 24 FLUSH MOUNT.BOXES | 5 | 135 | NR | 929.333 | CCM | 71.111 | 64 | G | 8011564444539 | 8011564672031 | 8011564672048 | 85381000
GW24601 | UNDERFLOOR OUTLET BOX 10P HOLLOW COVER | PUSZKA WYJ. PODPODŁOG.10P POKRYWA WGŁ | 118 | 1 | NR | 116 | 1 | NR | 1.724% | OFFICIAL | 4BX37G47H53715Z100 | 30 | 4BX | INSTALLATION BOX | 37G | FLUSH MOUNTING BOX | 47H | 24 FLUSH MOUNT.BOXES | 1 | 6 | NR | 10166.667 | CCM | 2.186 | 1.843 | KG | 8011564759596 | 8011564759596 | 8011564759596 | 85371098
GW24606 | UNDERFLOOR OUTLET BOX 16P HOLLOW COVER | PUSZKA WYJ. PODPODŁOG.16P POKRYWA WGŁ | 118 | 1 | NR | 116 | 1 | NR | 1.724% | OFFICIAL | 4BX37G47H53715Z100 | 30 | 4BX | INSTALLATION BOX | 37G | FLUSH MOUNTING BOX | 47H | 24 FLUSH MOUNT.BOXES | 1 | 1 | NR | 10749.375 | CCM | 2.302 | 1.96 | KG | 8011564787810 | 8011564787810 | 8011564787810 | 85371098
GW24324 | METAL DIVIDER FOR F.M 6+6+6 G BOXES | PRZEKŁADKA MET.DO PUSZEK PODTYN.6+6+6M | 5.95 | 1 | NR | 5.85 | 1 | NR | 1.709% | OFFICIAL | 4BX37G47H52916F100 | 30 | 4BX | INSTALLATION BOX | 37G | FLUSH MOUNTING BOX | 47H | 24 FLUSH MOUNT.BOXES | 10 | 100 | NR | 38.61 | CCM | 92.6 | 83 | G | 8011564228733 | 8011564583337 | 8011564583399 | 85389099
GW24206 | 6 GANG(3+3) F.M.BOX W.METAL FIXING SUPP. | 6 MOD.(3+3)PUSZKA PODTYNK.Z PODP.METAL | 3 | 1 | NR | 2.95 | 1 | NR | 1.695% | OFFICIAL | 4BX37G47H52315U100 | 30 | 4BX | INSTALLATION BOX | 37G | FLUSH MOUNTING BOX | 47H | 24 FLUSH MOUNT.BOXES | 5 | 150 | NR | 644.28 | CCM | 58.653 | 52.788 | G | 8011564016637 | 8011564325920 | 8011564363106 | 85381000
GW24238 | 12 GANG F.M.BOX W.METAL FIXING SUPP. | 12 MOD. PUSZKA PODTYNK.Z PODP.METAL | 7.05 | 1 | NR | 6.95 | 1 | NR | 1.439% | OFFICIAL | 4BX37G47H52115Q100 | 30 | 4BX | INSTALLATION BOX | 37G | FLUSH MOUNTING BOX | 47H | 24 FLUSH MOUNT.BOXES | 2 | 24 | NR | 2241.333 | CCM | 142.5 | 106.29 | G | 8011564024991 | 8011564336513 | 8011564363182 | 85381000
GW24404P | 4 GANG BIG-BOX MORTAR PROOF PROT.SHIELD | OSŁON.DUŻEJ PUSZKI PRZED ZAPRAWĄ 4 MOD | 0.71 | 1 | NR | 0.7 | 1 | NR | 1.429% | OFFICIAL | 4BX37G47H52916F100 | 30 | 4BX | INSTALLATION BOX | 37G | FLUSH MOUNTING BOX | 47H | 24 FLUSH MOUNT.BOXES | 50 | 50 | NR | 296.14 | CCM | 15.8 | 14.22 | G | 8011564443426 | 8011564670389 | 8011564670389 | 85389099
GW24231 | 2 GANG SECTIONAL SQUARE BOX | 2 MODUŁOWA PUSZKA KWADRATOWA SEGMENT. | 1 | 1 | NR | 0.99 | 1 | NR | 1.01% | OFFICIAL | 4BX37G47H52515Y100 | 30 | 4BX | INSTALLATION BOX | 37G | FLUSH MOUNTING BOX | 47H | 24 FLUSH MOUNT.BOXES | 5 | 200 | NR | 335.11 | CCM | 25.62 | 22.81 | G | 8011564055148 | 8011564372856 | 8011564372863 | 85381000
GW24232 | SECTIONAL ROUND BOX | PUSZKA OKRĄGŁA SEGMENT. | 1 | 1 | NR | 0.99 | 1 | NR | 1.01% | OFFICIAL | 4BX37G47H52515Y100 | 30 | 4BX | INSTALLATION BOX | 37G | FLUSH MOUNTING BOX | 47H | 24 FLUSH MOUNT.BOXES | 5 | 200 | NR | 268.96 | CCM | 18.78 | 14.02 | G | 8011564072312 | 8011564398405 | 8011564398412 | 85381000
GW24218 | LID WITH CLUTCHES FOR BOXES DIAM.65 | WSPORNIK Z ZACZEPAMI DO PUSZEK ŚR.65 | 1.16 | 1 | NR | 1.15 | 1 | NR | 0.8696% | OFFICIAL | 4BX37G47H52516A100 | 30 | 4BX | INSTALLATION BOX | 37G | FLUSH MOUNTING BOX | 47H | 24 FLUSH MOUNT.BOXES | 50 | 400 | NR | 163.266 | CCM | 25.918 | 23.326 | G | 8011564016699 | 8011564326026 | 8011564514140 | 85389099
GW24406P | 6 GANG BIG-BOX MORTAR PROOF PROT.SHIELD | OSŁON.DUŻEJ PUSZKI PRZED ZAPRAWĄ 6 MOD | 1.4 | 1 | NR | 1.4 | 1 | NR | 2.22e-14% | OFFICIAL | 4BX37G47H52916F100 | 30 | 4BX | INSTALLATION BOX | 37G | FLUSH MOUNTING BOX | 47H | 24 FLUSH MOUNT.BOXES | 50 | 50 | NR | 519.938 | CCM | 20.9 | 18.81 | G | 8011564443433 | 8011564670396 | 8011564670396 | 85389099
GW24406 | 6 GANG FLUSH MOUNTING BIG-BOX | DUŻA PUSZKA PODTYNKOWA 6 MOD. | 4.5 | 1 | NR | 4.8 | 1 | NR | -6.25% | OFFICIAL | 4BX37G47H52916D100 | 30 | 4BX | INSTALLATION BOX | 37G | FLUSH MOUNTING BOX | 47H | 24 FLUSH MOUNT.BOXES | 3 | 36 | NR | 1283.917 | CCM | 102.639 | 92.375 | G | 8011564444546 | 8011564672055 | 8011564672062 | 85381000
GW24227 | DEEP LID FOR F.M.BOX 3 GANG | GŁĘBOKA POKR. DO PUSZKI PODTYNK 3 MOD. | 4.8 | 1 | NR | 5.3 | 1 | NR | -9.434% | OFFICIAL | 4BX37G47H52316E100 | 30 | 4BX | INSTALLATION BOX | 37G | FLUSH MOUNTING BOX | 47H | 24 FLUSH MOUNT.BOXES | 5 | 50 | NR | 537.54 | CCM | 83.16 | 72.66 | G | 8011564038639 | 8011564352209 | 8011564352216 | 85389099
GW24228 | DEEP LID FOR F.M.BOX 3 GANG DEVICE FRAME | GŁĘB.POKR.DO PUSZ.PODTYNK 3 MOD.RAMA URZ | 4.8 | 1 | NR | 5.3 | 1 | NR | -9.434% | OFFICIAL | 4BX37G47H52316E100 | 30 | 4BX | INSTALLATION BOX | 37G | FLUSH MOUNTING BOX | 47H | 24 FLUSH MOUNT.BOXES | 5 | 50 | NR | 537.54 | CCM | 65.62 | 59.058 | G | 8011564055124 | 8011564372818 | 8011564372825 | 85389099
GW48126PM | F.M J.BOX. TRANSP. LID 196X152X75 GREEN | PODTYN.SK.PRZ.PRZEŹ.POK.196X152X75 ZIEL. | 13.5 | 1 | NR | 13.2 | 1 | NR | 2.273% | OFFICIAL | 4BX37G50F54714B100 | 30 | 4BX | INSTALLATION BOX | 37G | FLUSH MOUNTING BOX | 50F | GREEN WALL RANGE | 1 | 30 | NR | 3813 | CCM | 293.184 | 249.207 | G | 8011564801943 | 8011564801943 | 8011564941564 | 85381000
GW40609PM | F.M.D.BOARD SMOK.T.DOOR 36M(18X2) GREEN | PODTY.ROZDZIE.DRZ.DYM.PRZE.36M(18X2)ZIEL | 145 | 1 | NR | 142 | 1 | NR | 2.113% | OFFICIAL | 4BX37G50F54513X100 | 30 | 4BX | INSTALLATION BOX | 37G | FLUSH MOUNTING BOX | 50F | GREEN WALL RANGE | 1 | 3 | NR | 43200 | CCM | 3.25 | 2.804 | KG | 8011564801899 | 8011564941618 | 8011564941618 | 85381000
GW48007PM | FLUSH.MOU. JUNCTION BOX 294X152X75 GREEN | PODTYNK. PUSZKA PRZYŁ 294X152X75 ZIELONA | 15.2 | 1 | NR | 14.9 | 1 | NR | 2.013% | OFFICIAL | 4BX37G50F54714B100 | 30 | 4BX | INSTALLATION BOX | 37G | FLUSH MOUNTING BOX | 50F | GREEN WALL RANGE | 1 | 21 | NR | 6171.429 | CCM | 422.526 | 373.835 | G | 8011564800977 | 8011564800977 | 8011564940659 | 85381000
GW48211PM | UPRIGHTS P.B. BOX 520X260X121 PLAIN LID | PUSZK.PION PKG 520X260X121 POKRYWA GŁAD | 102 | 1 | NR | 100 | 1 | NR | 2% | OFFICIAL | 4BX37G50F54713Z100 | 30 | 4BX | INSTALLATION BOX | 37G | FLUSH MOUNTING BOX | 50F | GREEN WALL RANGE | 1 | 6 | NR | 23642.896 | CCM | 2.268 | 2.01 | KG | 8011564801127 | 8011564940710 | 8011564940710 | 85381000
GW24404PM | PLASTERBOARD W. 4 GANG F.M.BOX - GW | PUSZKA PODTYN.4MOD.DO PŁYT GIPS-KART.-GW | 5.2 | 1 | NR | 5.1 | 1 | NR | 1.961% | OFFICIAL | 4BX37G50F54914H100 | 30 | 4BX | INSTALLATION BOX | 37G | FLUSH MOUNTING BOX | 50F | GREEN WALL RANGE | 2 | 120 | NR | 612.5 | CCM | 57.817 | 52.035 | G | 8011564801929 | 8011564941526 | 8011564941533 | 85381000
GW48009PM | FLUSH.MOU. JUNCTION BOX 480X160X75 GREEN | PODTYNK. PUSZKA PRZYŁ 480X160X75 ZIELONA | 26.7 | 1 | NR | 26.2 | 1 | NR | 1.908% | OFFICIAL | 4BX37G50F54714B100 | 30 | 4BX | INSTALLATION BOX | 37G | FLUSH MOUNTING BOX | 50F | GREEN WALL RANGE | 1 | 12 | NR | 10800 | CCM | 726.98 | 620.364 | G | 8011564800991 | 8011564800991 | 8011564940673 | 85381000
GW48008PM | FLUSH.MOU. JUNCTION BOX 392X152X75 GREEN | PODTYNK. PUSZKA PRZYŁ 392X152X75 ZIELONA | 21.4 | 1 | NR | 21 | 1 | NR | 1.905% | OFFICIAL | 4BX37G50F54714B100 | 30 | 4BX | INSTALLATION BOX | 37G | FLUSH MOUNTING BOX | 50F | GREEN WALL RANGE | 1 | 14 | NR | 8170.714 | CCM | 582.569 | 509.28 | G | 8011564800984 | 8011564800984 | 8011564940666 | 85381000
GW24234PM | PLASTERBOARD W. ROUND BOX - GW | PUSZKA OKRĄGŁA DO PŁYT GIPS-KART. -GW | 2.7 | 1 | NR | 2.65 | 1 | NR | 1.887% | OFFICIAL | 4BX37G50F54914L100 | 30 | 4BX | INSTALLATION BOX | 37G | FLUSH MOUNTING BOX | 50F | GREEN WALL RANGE | 5 | 200 | NR | 384 | CCM | 28.198 | 24.156 | G | 8011564802025 | 8011564941649 | 8011564941656 | 85381000
GW24237PM | 8 (4+4) GANG HIGH CAP.FLUSH M.GREEN BOX | 8 (4+4) MOD.WYSOK.WYD.PODTYNK.PUSZK.ZIEL | 10.9 | 1 | NR | 10.7 | 1 | NR | 1.869% | OFFICIAL | 4BX37G50F54914H100 | 30 | 4BX | INSTALLATION BOX | 37G | FLUSH MOUNTING BOX | 50F | GREEN WALL RANGE | 2 | 24 | NR | 1567.708 | CCM | 121.148 | 89.638 | G | 8011564801868 | 8011564941472 | 8011564941489 | 85381000
GW48006PM | FLUSH.MOU. JUNCTION BOX 196X152X75 GREEN | PODTYNK. PUSZKA PRZYŁ 196X152X75 ZIELONA | 10.9 | 1 | NR | 10.7 | 1 | NR | 1.869% | OFFICIAL | 4BX37G50F54714B100 | 30 | 4BX | INSTALLATION BOX | 37G | FLUSH MOUNTING BOX | 50F | GREEN WALL RANGE | 1 | 30 | NR | 3813 | CCM | 286.071 | 251.832 | G | 8011564800960 | 8011564800960 | 8011564940642 | 85381000
GW40687PM | BACK BOX FOR FLUSH MOUNT. ENC. 24M GREEN | #N/A | 16.4 | 1 | NR | 16.1 | 1 | NR | 1.863% | OFFICIAL | 4BX37G50F54513X100 | 30 | 4BX | INSTALLATION BOX | 37G | FLUSH MOUNTING BOX | 50F | GREEN WALL RANGE | 1 | 5 | NR | 10750.2 | CCM | 688.778 | 529.424 | G | 8034035068416 | 8034035068416 | 8034035450082 | 85389099
GW24406PM | PLASTERBOARD W. 6 GANG F.M.BOX - GW | PUSZKA PODTYN.6MOD.DO PŁYT GIPS-KART.-GW | 8.2 | 1 | NR | 8.05 | 1 | NR | 1.863% | OFFICIAL | 4BX37G50F54914H100 | 30 | 4BX | INSTALLATION BOX | 37G | FLUSH MOUNTING BOX | 50F | GREEN WALL RANGE | 2 | 60 | NR | 895.85 | CCM | 75.344 | 62.106 | G | 8011564801936 | 8011564941540 | 8011564941557 | 85381000
GW40689PM | BACK BOX FOR FLUSH MOUNT. ENC. 54M GREEN | PUSZKA TYLNA DO OBUD. PODTYN. 54M ZIEL | 38.9 | 1 | NR | 38.2 | 1 | NR | 1.832% | OFFICIAL | 4BX37G50F54513X100 | 30 | 4BX | INSTALLATION BOX | 37G | FLUSH MOUNTING BOX | 50F | GREEN WALL RANGE | 1 | 3 | NR | 34627.5 | CCM | 1.909 | 1.909 | KG | 8034035024030 | 8034035024030 | 8034035431111 | 85389099
GW66683PM | PLASTERBOARD BOX FOR V.INT.S.O. SBF IP55 | PUS.PŁY.KAR-GIP DO PIO.GN.Z/BL SBF IP55 | 22.6 | 1 | NR | 22.2 | 1 | NR | 1.802% | OFFICIAL | 4BX37G50F54313V100 | 30 | 4BX | INSTALLATION BOX | 37G | FLUSH MOUNTING BOX | 50F | GREEN WALL RANGE | 1 | 10 | NR | 4802.4 | CCM | 320 | 288 | G | 8011564801974 | 8011564801974 | 8011564941595 | 85381000
GW40611PM | F.M.D.BOARD SMOK.T.DOOR 72M(18X4) GREEN | PODTY.ROZDZIE.DRZ.DYM.PRZE.72M(18X4)ZIEL | 346 | 1 | NR | 340 | 1 | NR | 1.765% | OFFICIAL | 4BX37G50F54513X100 | 30 | 4BX | INSTALLATION BOX | 37G | FLUSH MOUNTING BOX | 50F | GREEN WALL RANGE | 1 | 1 | NR | 92070 | CCM | 6.901 | 5.605 | KG | 8011564802018 | 8011564802018 | 8011564802018 | 85381000
GW40610PM | F.M.D.BOARD SMOK.T.DOOR 54M(18X3) GREEN | PODTY.ROZDZIE.DRZ.DYM.PRZE.54M(18X3)ZIEL | 234 | 1 | NR | 230 | 1 | NR | 1.739% | OFFICIAL | 4BX37G50F54513X100 | 30 | 4BX | INSTALLATION BOX | 37G | FLUSH MOUNTING BOX | 50F | GREEN WALL RANGE | 1 | 3 | NR | 48875 | CCM | 4.876 | 4.5 | KG | 8011564801905 | 8011564941625 | 8011564941625 | 85381000
GW40690PM | BACK BOX FOR FLUSH MOUNT. ENC. 72M GREEN | #N/A | 58.7 | 1 | NR | 57.7 | 1 | NR | 1.733% | OFFICIAL | 4BX37G50F54513X100 | 30 | 4BX | INSTALLATION BOX | 37G | FLUSH MOUNTING BOX | 50F | GREEN WALL RANGE | 1 | 2 | NR | 46035 | CCM | 1.854 | 1.846 | KG | 8034035078477 | 8034035078477 | 8034035462344 | 85389099
GW66682PM | PLASTERBOARD BOX FOR H.INT.S.O. CBF IP44 | PUS.PŁY.KA-GIP DO POZ.GN.Z/BL SBF IP44 | 23.5 | 1 | NR | 23.1 | 1 | NR | 1.732% | OFFICIAL | 4BX37G50F54313T100 | 30 | 4BX | INSTALLATION BOX | 37G | FLUSH MOUNTING BOX | 50F | GREEN WALL RANGE | 1 | 10 | NR | 5159.7 | CCM | 379.354 | 302.851 | G | 8011564801967 | 8011564801967 | 8011564941588 | 85381000
GW40605PM | F.M.ENCLOS.SMOKED TR.DOOR 12M IP40 GREEN | OBUD.PODTY.DRZWI DYM.PRZE.12M IP40 ZIEL. | 47.6 | 1 | NR | 46.8 | 1 | NR | 1.709% | OFFICIAL | 4BX37G50F54513X100 | 30 | 4BX | INSTALLATION BOX | 37G | FLUSH MOUNTING BOX | 50F | GREEN WALL RANGE | 1 | 8 | NR | 12080.25 | CCM | 963.542 | 842.563 | G | 8011564801875 | 8011564941496 | 8011564941496 | 85381000
GW24282PM | PLASTERBOARD W. DOUBLE ROUND BOX - GW | PUSZKA OKR.PODW.DO PŁYT GIPS-KART.-GW | 9.05 | 1 | NR | 8.9 | 1 | NR | 1.685% | OFFICIAL | 4BX37G50F54914L100 | 30 | 4BX | INSTALLATION BOX | 37G | FLUSH MOUNTING BOX | 50F | GREEN WALL RANGE | 2 | 108 | NR | 620.574 | CCM | 51.967 | 44.61 | G | 8011564802032 | 8011564941663 | 8011564941670 | 85381000
GW40606PM | F.M.D.BOARD SMOK.T.DOOR 24M(12X2) GREEN | PODTY.ROZDZIE.DRZ.DYM.PRZE.24M(12X2)ZIEL | 96.6 | 1 | NR | 95 | 1 | NR | 1.684% | OFFICIAL | 4BX37G50F54513X100 | 30 | 4BX | INSTALLATION BOX | 37G | FLUSH MOUNTING BOX | 50F | GREEN WALL RANGE | 1 | 6 | NR | 19065 | CCM | 1.888 | 1.7 | KG | 8011564801882 | 8011564941601 | 8011564941601 | 85381000
GW66681PM | PLASTERBOARD BOX FOR H.INT.S.O. SBF IP44 | PUS.PŁYT.KA-GIP DO POZ.GN.Z/BL SBF IP44 | 18.9 | 1 | NR | 18.6 | 1 | NR | 1.613% | OFFICIAL | 4BX37G50F54313T100 | 30 | 4BX | INSTALLATION BOX | 37G | FLUSH MOUNTING BOX | 50F | GREEN WALL RANGE | 1 | 10 | NR | 3996.2 | CCM | 303.955 | 242.364 | G | 8011564801950 | 8011564801950 | 8011564941571 | 85381000
GW48207PM | UPRIGHTS P.B. BOX 260X260X121 PLAIN LID | PUSZK.PION PKG 260X260X121 POKRYWA GŁAD | 63.6 | 1 | NR | 62.6 | 1 | NR | 1.597% | OFFICIAL | 4BX37G50F54713Z100 | 30 | 4BX | INSTALLATION BOX | 37G | FLUSH MOUNTING BOX | 50F | GREEN WALL RANGE | 1 | 8 | NR | 12080.25 | CCM | 1.123 | 0.988 | KG | 8011564801110 | 8011564940703 | 8011564940703 | 85381000
GW40688PM | BACK BOX FOR FLUSH MOUNT. ENC. 36M GREEN | PUSZKA TYLNA DO OBUD. PODTYN. 36M ZIEL | 25.9 | 1 | NR | 25.5 | 1 | NR | 1.569% | OFFICIAL | 4BX37G50F54513X100 | 30 | 4BX | INSTALLATION BOX | 37G | FLUSH MOUNTING BOX | 50F | GREEN WALL RANGE | 1 | 5 | NR | 18207 | CCM | 1.176 | 1.176 | KG | 8034035024023 | 8034035024023 | 8034035431104 | 85389099
GW40685PM | BACK BOX FOR FLUSH MOUNT. ENC. 12M GREEN | #N/A | 7.9 | 1 | NR | 7.8 | 1 | NR | 1.282% | OFFICIAL | 4BX37G50F54513X100 | 30 | 4BX | INSTALLATION BOX | 37G | FLUSH MOUNTING BOX | 50F | GREEN WALL RANGE | 1 | 12 | NR | 7601.125 | CCM | 417.824 | 332.824 | G | 8034035078460 | 8034035078460 | 8034035462337 | 85389099
GW24403PM | PLASTERBOARD W. 3 GANG F.M.BOX - GW | PUSZKA PODTYN.3MOD.DO PŁYT GIPS-KART.-GW | 3.35 | 1 | NR | 11.3 | 1 | NR | -70.35% | OFFICIAL | 4BX37G50F54914H100 | 30 | 4BX | INSTALLATION BOX | 37G | FLUSH MOUNTING BOX | 50F | GREEN WALL RANGE | 9 | 180 | NR | 426.667 | CCM | 53.383 | 48.214 | G | 8011564801912 | 8011564941502 | 8011564941519 | 85381000
GW44603 | TERMINAL BLOCK 12P 10 MM2 | LISTWA PRZYŁĄCZENIOWA 12P 10 MM2 | 3.75 | 1 | NR | 3.65 | 1 | NR | 2.74% | OFFICIAL | 4BX41G49F55117G100 | 30 | 4BX | INSTALLATION BOX | 41G | BOX OTHERS | 49F | TERMINAL BLOCKS | 10 | 160 | NR | 92.544 | CCM | 47.644 | 42.879 | G | 8011564017696 | 8011564337480 | 8011564363892 | 85369010
GW44671 | EQUIPOT. TERMINAL BLOCK 3X6MM2 | LISTWA WYRÓWNAWCZA POTENCJAŁÓW 3X6MM2 | 3.75 | 1 | NR | 3.65 | 1 | NR | 2.74% | OFFICIAL | 4BX41G49F55517M100 | 30 | 4BX | INSTALLATION BOX | 41G | BOX OTHERS | 49F | TERMINAL BLOCKS | 10 | 100 | NR | 76.125 | CCM | 18.57 | 17.1 | G | 8011564064188 | 8011564387096 | 8011564387102 | 85369010
GW44606 | 3X4MM2 PRESS-ON TERMINAL BLOCK | 3X4MM2 LISTWA PRZYŁĄCZENIOWA WCISKANA | 2.1 | 1 | NR | 2.05 | 1 | NR | 2.439% | OFFICIAL | 4BX41G49F55317I100 | 30 | 4BX | INSTALLATION BOX | 41G | BOX OTHERS | 49F | TERMINAL BLOCKS | 10 | 100 | NR | 76.125 | CCM | 20.19 | 18.171 | G | 8011564014282 | 8011564323797 | 8011564323803 | 85369010
GW44661 | TERMINAL BLOCK STRIP 2.5MM2 - 10P | LISTWA PRZYŁĄCZENIOWA 2,5MM2 - 10P | 2.1 | 1 | NR | 2.05 | 1 | NR | 2.439% | OFFICIAL | 4BX41G49F55117E100 | 30 | 4BX | INSTALLATION BOX | 41G | BOX OTHERS | 49F | TERMINAL BLOCKS | 10 | 450 | NR | 34.411 | CCM | 21.984 | 19.786 | G | 8011564064119 | 8011564396555 | 8011564396562 | 85369010
GW44666 | TERMINAL BLOCK 25MM2 - 1P | LISTWA PRZYŁĄCZENIOWA 25MM2 - 1P | 6.35 | 1 | NR | 6.2 | 1 | NR | 2.419% | OFFICIAL | 4BX41G49F55117E100 | 30 | 4BX | INSTALLATION BOX | 41G | BOX OTHERS | 49F | TERMINAL BLOCKS | 5 | 150 | NR | 85.75 | CCM | 27.86 | 25.074 | G | 8011564073203 | 8011564400122 | 8011564400139 | 85369010
GW44704 | TERMINAL BLOCKS 4X6MMQ 450V TRANSPARENT | LISTWY PRZYŁĄCZ.4X6MMQ 450V PRZEŹROCZYS. | 4.25 | 1 | NR | 4.15 | 1 | NR | 2.41% | OFFICIAL | 4BX41G49F55517M100 | 30 | 4BX | INSTALLATION BOX | 41G | BOX OTHERS | 49F | TERMINAL BLOCKS | 10 | 100 | NR | 76.125 | CCM | 20.6 | 18.54 | G | 8011564445116 | 8011564672529 | 8011564672536 | 85369010
GW44601 | TERMINAL BLOCK 12P 2.5 MM2 | LISTWA PRZYŁĄCZENIOWA 12P 2,5 MM2 | 2.25 | 1 | NR | 2.2 | 1 | NR | 2.273% | OFFICIAL | 4BX41G49F55117G100 | 30 | 4BX | INSTALLATION BOX | 41G | BOX OTHERS | 49F | TERMINAL BLOCKS | 10 | 480 | NR | 33.666 | CCM | 20.265 | 18.238 | G | 8011564017672 | 8011564337466 | 8011564363878 | 85369010
GW44699 | 4-POLES TERMINAL BLOCK 10M EN50022 | 4-BIEGUN. PUSZKA PRZYŁĄCZ.10M EN50022 | 136 | 1 | NR | 133 | 1 | NR | 2.256% | OFFICIAL | 4BX41G49F55517Q100 | 30 | 4BX | INSTALLATION BOX | 41G | BOX OTHERS | 49F | TERMINAL BLOCKS | 1 | 12 | NR | 541.667 | CCM | 926.6 | 833.94 | G | 8011564099500 | 8011564099500 | 8011564906945 | 85369010
GW44607 | 4X4MM2 PRESS-ON TERMINAL BLOCK | 4X4MM2 LISTWA PRZYŁĄCZENIOWA WCISKANA | 2.45 | 1 | NR | 2.4 | 1 | NR | 2.083% | OFFICIAL | 4BX41G49F55317I100 | 30 | 4BX | INSTALLATION BOX | 41G | BOX OTHERS | 49F | TERMINAL BLOCKS | 10 | 100 | NR | 76.125 | CCM | 22.9 | 19.824 | G | 8011564014213 | 8011564323704 | 8011564323711 | 85369010
GW44665 | TERMINAL BLOCK STRIP 4MM2 - 10P | LISTWA PRZYŁĄCZENIOWA 4MM2 - 10P | 2.45 | 1 | NR | 2.4 | 1 | NR | 2.083% | OFFICIAL | 4BX41G49F55117E100 | 30 | 4BX | INSTALLATION BOX | 41G | BOX OTHERS | 49F | TERMINAL BLOCKS | 10 | 450 | NR | 51.8 | CCM | 28.387 | 25.548 | G | 8011564073197 | 8011564400108 | 8011564400115 | 85369010
GW44672 | EQUIPOT. TERMINAL BLOCK 5X6MM2 | LISTWA WYRÓWNAWCZA POTENCJAŁÓW 5X6MM2 | 5.1 | 1 | NR | 5 | 1 | NR | 2% | OFFICIAL | 4BX41G49F55517M100 | 30 | 4BX | INSTALLATION BOX | 41G | BOX OTHERS | 49F | TERMINAL BLOCKS | 10 | 100 | NR | 76.125 | CCM | 28.6 | 25.74 | G | 8011564064201 | 8011564387133 | 8011564387140 | 85369010
GW44611 | 3X16MM2 SCREW-ON TERMINAL BLOCK | 3X16MM2 LISTWA PRZYŁĄCZENIOWA WKRĘCANA | 7.8 | 1 | NR | 7.65 | 1 | NR | 1.961% | OFFICIAL | 4BX41G49F55317K100 | 30 | 4BX | INSTALLATION BOX | 41G | BOX OTHERS | 49F | TERMINAL BLOCKS | 10 | 100 | NR | 190.95 | CCM | 88.36 | 81.86 | G | 8011564014312 | 8011564323858 | 8011564323865 | 85369010
GW44682 | ADAPTOR FOR FIXING TERMINAL BLOCK | ADAPTER DO MOCOWANIA LISTWY PRZYŁĄCZ. | 1.04 | 1 | NR | 1.02 | 1 | NR | 1.961% | OFFICIAL | 4BX41G49F55517O100 | 30 | 4BX | INSTALLATION BOX | 41G | BOX OTHERS | 49F | TERMINAL BLOCKS | 1 | 200 | NR | 8.1 | CCM | 2.38 | 2.142 | G | 8011564064331 | 8011564387379 | 8011564387379 | 85389099
GW44706 | TERMINAL BLOCKS 6X6MMQ 450V TRANSPARENT | LISTWY PRZYŁĄCZ.6X6MMQ 450V PRZEŹROCZYS. | 5.3 | 1 | NR | 5.2 | 1 | NR | 1.923% | OFFICIAL | 4BX41G49F55517M100 | 30 | 4BX | INSTALLATION BOX | 41G | BOX OTHERS | 49F | TERMINAL BLOCKS | 10 | 100 | NR | 76.125 | CCM | 28.95 | 26.055 | G | 8011564445123 | 8011564672543 | 8011564672550 | 85369010
GW44683 | RAIL FOR EQUIPOTENTIAL TERMINAL BLOCK | SZYNA DO LISTWY WYRÓW.POTENCJAŁÓW | 2.7 | 1 | NR | 2.65 | 1 | NR | 1.887% | OFFICIAL | 4BX41G49F55517O100 | 30 | 4BX | INSTALLATION BOX | 41G | BOX OTHERS | 49F | TERMINAL BLOCKS | 1 | 50 | NR | 296.14 | CCM | 44.06 | 39.654 | G | 8011564063921 | 8011564063921 | 8011564386655 | 85389099
GW44693 | DOUBLE POLE TERMINAL 8M.EN50022 | LISTWA Z DWOMA BIEGUNAMI 8M.EN50022 | 37.9 | 1 | NR | 37.2 | 1 | NR | 1.882% | OFFICIAL | 4BX41G49F55517Q100 | 30 | 4BX | INSTALLATION BOX | 41G | BOX OTHERS | 49F | TERMINAL BLOCKS | 1 | 12 | NR | 774 | CCM | 232.5 | 209.25 | G | 8011564064379 | 8011564064379 | 8011564906914 | 85369010
GW44602 | TERMINAL BLOCK 12P 4MM2 | LISTWA PRZYŁĄCZENIOWA 12P 4MM2 | 2.75 | 1 | NR | 2.7 | 1 | NR | 1.852% | OFFICIAL | 4BX41G49F55117G100 | 30 | 4BX | INSTALLATION BOX | 41G | BOX OTHERS | 49F | TERMINAL BLOCKS | 10 | 240 | NR | 61.696 | CCM | 32.371 | 29.134 | G | 8011564017689 | 8011564337473 | 8011564363885 | 85369010
GW44676 | EQUIPOT. TERMINAL BLOCK 2X35+4X16MM2 | LISTWA WYRÓW.POTENCJAŁÓW 2X35+4X16MM2 | 33.5 | 1 | NR | 32.9 | 1 | NR | 1.824% | OFFICIAL | 4BX41G49F55517M100 | 30 | 4BX | INSTALLATION BOX | 41G | BOX OTHERS | 49F | TERMINAL BLOCKS | 1 | 10 | NR | 499.8 | CCM | 244 | 219.6 | G | 8011564064287 | 8011564064287 | 8011564387294 | 85369010
GW44612 | 5X16MM2 SCREW-ON TERMINAL BLOCK | 5X16MM2 LISTWA PRZYŁĄCZENIOWA WKRĘCANA | 11.2 | 1 | NR | 11 | 1 | NR | 1.818% | OFFICIAL | 4BX41G49F55317K100 | 30 | 4BX | INSTALLATION BOX | 41G | BOX OTHERS | 49F | TERMINAL BLOCKS | 10 | 100 | NR | 190.95 | CCM | 123.5 | 117.66 | G | 8011564014329 | 8011564323872 | 8011564323889 | 85369010
GW44610 | 5X6MM2 SCREW-ON TERMINAL BLOCK | 5X6MM2 LISTWA PRZYŁĄCZENIOWA WCISKANA | 8.55 | 1 | NR | 8.4 | 1 | NR | 1.786% | OFFICIAL | 4BX41G49F55317K100 | 30 | 4BX | INSTALLATION BOX | 41G | BOX OTHERS | 49F | TERMINAL BLOCKS | 10 | 100 | NR | 148.07 | CCM | 75.65 | 68.085 | G | 8011564014305 | 8011564323834 | 8011564323841 | 85369010
GW44663 | TERMINAL BLOCK STRIP 10MM2 - 10P | LISTWA PRZYŁĄCZENIOWA 10MM2 - 10P | 5.75 | 1 | NR | 5.65 | 1 | NR | 1.77% | OFFICIAL | 4BX41G49F55117E100 | 30 | 4BX | INSTALLATION BOX | 41G | BOX OTHERS | 49F | TERMINAL BLOCKS | 10 | 300 | NR | 95.295 | CCM | 69.977 | 62.979 | G | 8011564064157 | 8011564387034 | 8011564396593 | 85369010
GW44608 | 5X4MM2 PRESS-ON TERMINAL BLOCK | 5X4MM2 LISTWA PRZYŁĄCZENIOWA WCISKANA | 2.9 | 1 | NR | 2.85 | 1 | NR | 1.754% | OFFICIAL | 4BX41G49F55317I100 | 30 | 4BX | INSTALLATION BOX | 41G | BOX OTHERS | 49F | TERMINAL BLOCKS | 10 | 100 | NR | 76.125 | CCM | 24.3 | 21.87 | G | 8011564014220 | 8011564323728 | 8011564323735 | 85369010
GW44651 | ONE-POLE TERMINAL BLOCK 2M EN50022 | JEDNOBIEG. PUSZKA PRZYŁĄCZ. 2M EN50022 | 58.2 | 1 | NR | 57.2 | 1 | NR | 1.748% | OFFICIAL | 4BX41G49F55517Q100 | 40 | 4BX | INSTALLATION BOX | 41G | BOX OTHERS | 49F | TERMINAL BLOCKS | 1 | 5 | NR | 519.188 | CCM | 164.8 | 148.32 | G | 0 | 0 | 0 | 0
GW44698 | 4 POLES TERMINAL BLOCK 8M.EN50022 | LISTWA Z 4 BIEGUNAMI 8M.EN50022 | 58.2 | 1 | NR | 57.2 | 1 | NR | 1.748% | OFFICIAL | 4BX41G49F55517Q100 | 30 | 4BX | INSTALLATION BOX | 41G | BOX OTHERS | 49F | TERMINAL BLOCKS | 1 | 10 | NR | 811.737 | CCM | 436 | 392.4 | G | 8011564064430 | 8011564064430 | 8011564906174 | 85369010
GW44609 | 3X6MM2 SCREW-ON TERMINAL BLOCK | 3X6MM2 LISTWA PRZYŁĄCZENIOWA WCISKANA | 5.95 | 1 | NR | 5.85 | 1 | NR | 1.709% | OFFICIAL | 4BX41G49F55317K100 | 30 | 4BX | INSTALLATION BOX | 41G | BOX OTHERS | 49F | TERMINAL BLOCKS | 10 | 100 | NR | 148.07 | CCM | 55.77 | 50.16 | G | 8011564014299 | 8011564323810 | 8011564323827 | 85369010
GW44664 | TERMINAL BLOCK STRIP 16MM2 - 5P | LISTWA PRZYŁĄCZENIOWA 16MM2 - 10P | 5.95 | 1 | NR | 5.85 | 1 | NR | 1.709% | OFFICIAL | 4BX41G49F55117E100 | 30 | 4BX | INSTALLATION BOX | 41G | BOX OTHERS | 49F | TERMINAL BLOCKS | 10 | 240 | NR | 87.194 | CCM | 63.896 | 57.506 | G | 8011564064171 | 8011564387072 | 8011564396609 | 85369010
GW44614 | 5X35MM2 SCREW-ON TERMINAL BLOCK | 5X35MM2 LISTWA PRZYŁĄCZENIOWA WKRĘCANA | 30.7 | 1 | NR | 30.2 | 1 | NR | 1.656% | OFFICIAL | 4BX41G49F55317K100 | 30 | 4BX | INSTALLATION BOX | 41G | BOX OTHERS | 49F | TERMINAL BLOCKS | 1 | 10 | NR | 423.225 | CCM | 380 | 342 | G | 8011564014343 | 8011564014343 | 8011564323919 | 85369010
GW44691 | DOUBLE POLE TERMINAL 4M.EN50022 | LISTWA Z DWOMA BIEGUNAMI 4M.EN50022 | 24.9 | 1 | NR | 24.5 | 1 | NR | 1.633% | OFFICIAL | 4BX41G49F55517Q100 | 30 | 4BX | INSTALLATION BOX | 41G | BOX OTHERS | 49F | TERMINAL BLOCKS | 2 | 40 | NR | 184.401 | CCM | 121.4 | 109.26 | G | 8011564064355 | 8011564397675 | 8011564906150 | 85369010
GW44720 | SUPPORT FIXING TERM.BLOCKS ON DIN RAIL | PODPOR.MOCUJ.LISTWĘ PRZYŁ. DO SZYNY DIN | 1.25 | 1 | NR | 1.23 | 1 | NR | 1.626% | OFFICIAL | 4BX41G49F55517M100 | 30 | 4BX | INSTALLATION BOX | 41G | BOX OTHERS | 49F | TERMINAL BLOCKS | 1 | 50 | NR | 296.14 | CCM | 20.5 | 18.45 | G | 8011564445109 | 8011564445109 | 8011564672512 | 39269097
GW44604 | TERMINAL BLOCK 12P 16 MM2 | LISTWA PRZYŁĄCZENIOWA 12P 16 MM2 | 6.25 | 1 | NR | 6.15 | 1 | NR | 1.626% | OFFICIAL | 4BX41G49F55117G100 | 30 | 4BX | INSTALLATION BOX | 41G | BOX OTHERS | 49F | TERMINAL BLOCKS | 10 | 120 | NR | 199.106 | CCM | 102.25 | 92.025 | G | 8011564017702 | 8011564337497 | 8011564327795 | 85369010
GW44675 | EQUIPOT. TERMINAL BLOCK 2X16+9X6MM2 | LISTWA WYRÓW.POTENCJAŁÓW 2X16+9X6MM2 | 12.8 | 1 | NR | 12.6 | 1 | NR | 1.587% | OFFICIAL | 4BX41G49F55517M100 | 30 | 4BX | INSTALLATION BOX | 41G | BOX OTHERS | 49F | TERMINAL BLOCKS | 5 | 25 | NR | 199.92 | CCM | 101.72 | 91.548 | G | 8011564064263 | 8011564387256 | 8011564387263 | 85369010
GW44708 | TERMINAL BLOCKS 8X6MMQ 450V TRANSPARENT | LISTWY PRZYŁĄCZ.8X6MMQ 450V PRZEŹROCZYS. | 6.4 | 1 | NR | 6.3 | 1 | NR | 1.587% | OFFICIAL | 4BX41G49F55517M100 | 30 | 4BX | INSTALLATION BOX | 41G | BOX OTHERS | 49F | TERMINAL BLOCKS | 10 | 100 | NR | 76.125 | CCM | 37.15 | 33.435 | G | 8011564445130 | 8011564672567 | 8011564672574 | 85369010
GW44610C | MULT. SCREW TERM. BLOCK 5X6MMQ UL-CSA | MULT. WRĘT.LISTWA PRZYŁ. 5X6MMQ UL-CSA | 9.6 | 1 | NR | 9.45 | 1 | NR | 1.587% | OFFICIAL | 4BX41G49F55317K100 | 30 | 4BX | INSTALLATION BOX | 41G | BOX OTHERS | 49F | TERMINAL BLOCKS | 10 | 100 | NR | 148.07 | CCM | 74.5 | 67.05 | G | 8011564718937 | 8011564691636 | 8011564691643 | 85369010
GW44673 | EQUIPOT. TERMINAL BLOCK 4X16MM2 | LISTWA WYRÓWNAWCZA POTENCJAŁÓW 4X16MM2 | 6.65 | 1 | NR | 6.55 | 1 | NR | 1.527% | OFFICIAL | 4BX41G49F55517M100 | 30 | 4BX | INSTALLATION BOX | 41G | BOX OTHERS | 49F | TERMINAL BLOCKS | 10 | 50 | NR | 152.25 | CCM | 59.48 | 53.532 | G | 8011564064225 | 8011564387171 | 8011564387188 | 85369010
GW44696 | 4 POLES TERMINAL BLOCK 4M.EN50022 | LISTWA Z 4 BIEGUNAMI 4M.EN50022 | 40 | 1 | NR | 39.4 | 1 | NR | 1.523% | OFFICIAL | 4BX41G49F55517Q100 | 30 | 4BX | INSTALLATION BOX | 41G | BOX OTHERS | 49F | TERMINAL BLOCKS | 2 | 20 | NR | 405.869 | CCM | 235.25 | 211.4 | G | 8011564064393 | 8011564397699 | 8011564906167 | 85369010
GW44662 | TERMINAL BLOCK STRIP 6MM2 - 10P | LISTWA PRZYŁĄCZENIOWA 6MM2 - 10P | 3.35 | 1 | NR | 3.3 | 1 | NR | 1.515% | OFFICIAL | 4BX41G49F55117E100 | 30 | 4BX | INSTALLATION BOX | 41G | BOX OTHERS | 49F | TERMINAL BLOCKS | 10 | 450 | NR | 62.328 | CCM | 41.02 | 36.918 | G | 8011564064133 | 8011564396579 | 8011564396586 | 85369010
GW44613 | 3X35MM2 SCREW-ON TERMINAL BLOCK | 3X35MM2 LISTWA PRZYŁĄCZENIOWA WKRĘCANA | 20.8 | 1 | NR | 20.5 | 1 | NR | 1.463% | OFFICIAL | 4BX41G49F55317K100 | 30 | 4BX | INSTALLATION BOX | 41G | BOX OTHERS | 49F | TERMINAL BLOCKS | 1 | 10 | NR | 423.225 | CCM | 260.8 | 234.72 | G | 8011564014336 | 8011564014336 | 8011564323896 | 85369010
GW44674 | EQUIPOT. TERMINAL BLOCK 2X16+3X6MM2 | LISTWA WYRÓW.POTENCJAŁÓW 2X16+3X6MM2 | 7 | 1 | NR | 6.9 | 1 | NR | 1.449% | OFFICIAL | 4BX41G49F55517M100 | 30 | 4BX | INSTALLATION BOX | 41G | BOX OTHERS | 49F | TERMINAL BLOCKS | 10 | 50 | NR | 152.25 | CCM | 54.76 | 49.284 | G | 8011564064249 | 8011564387218 | 8011564387225 | 85369010
GW44605 | TERMINAL BLOCK 12P 25 MM2 | LISTWA PRZYŁĄCZENIOWA 12P 25 MM2 | 14.9 | 1 | NR | 14.7 | 1 | NR | 1.361% | OFFICIAL | 4BX41G49F55117G100 | 30 | 4BX | INSTALLATION BOX | 41G | BOX OTHERS | 49F | TERMINAL BLOCKS | 3 | 36 | NR | 411.306 | CCM | 228.111 | 205.3 | G | 8011564017719 | 8011564327801 | 8011564363908 | 85369010
GW44667 | TERMINAL BLOCK 32MM2 - 1P | LISTWA PRZYŁĄCZENIOWA 32MM2 - 1P | 7.6 | 1 | NR | 7.5 | 1 | NR | 1.333% | OFFICIAL | 4BX41G49F55117E100 | 30 | 4BX | INSTALLATION BOX | 41G | BOX OTHERS | 49F | TERMINAL BLOCKS | 5 | 150 | NR | 82.32 | CCM | 37.947 | 33.2 | G | 8011564073210 | 8011564400146 | 8011564400153 | 85369010
GW44681 | SUPPORT FIXING TERM.BLOCK EN50022 RAIL | PODPOR.MOCUJ.LISTWĘ PRZYŁ.SZYNA EN50022 | 0.9 | 1 | NR | 0.89 | 1 | NR | 1.124% | OFFICIAL | 4BX41G49F55517O100 | 30 | 4BX | INSTALLATION BOX | 41G | BOX OTHERS | 49F | TERMINAL BLOCKS | 100 | 100 | NR | 45.315 | CCM | 8.61 | 7.332 | G | 8011564064317 | 8011564387348 | 8011564387348 | 85389099
GW52234 | CABLE TIE 2,5X203 COLOURLES | OPASKA ZACISKOWA 2,5X203 BEZBARWNA | 3.3 | 100 | NR | 3.2 | 100 | NR | 3.125% | OFFICIAL | 4BX41G51F58119O100 | 30 | 4BX | INSTALLATION BOX | 41G | BOX OTHERS | 51F | CABLE TIES | 100 | 10000 | NR | 2.7 | CCM | 0.76 | 0.68 | G | 8011564071131 | 8011564396722 | 8011564396739 | 39269097
GW52235 | CABLE TIE 3,6X150 COLOURLESS | OPASKA ZACISKOWA 3,6X150 BEZBARWNA | 3.3 | 100 | NR | 3.2 | 100 | NR | 3.125% | OFFICIAL | 4BX41G51F58119O100 | 30 | 4BX | INSTALLATION BOX | 41G | BOX OTHERS | 51F | CABLE TIES | 100 | 10000 | NR | 3.209 | CCM | 0.871 | 0.784 | G | 8011564071148 | 8011564396746 | 8011564396753 | 39269097
GW52232 | CABLE TIE 2,5X96 COLOURLESS | OPASKA ZACISKOWA 2,5X96 BEZBARWNA | 1.34 | 100 | NR | 1.3 | 100 | NR | 3.077% | OFFICIAL | 4BX41G51F58119O100 | 30 | 4BX | INSTALLATION BOX | 41G | BOX OTHERS | 51F | CABLE TIES | 1000 | 20000 | NR | 1.35 | CCM | 0.288 | 0.26 | G | 8011564071117 | 8011564396685 | 8011564396692 | 39269097
GW52251 | H.D.CABLE TIE 2,4X75 BLACKS | OPASKA ZACISKOWA WYTRZYM. 2,4X75 CZARNA | 1.34 | 100 | NR | 1.3 | 100 | NR | 3.077% | OFFICIAL | 4BX41G51F58119Q100 | 30 | 4BX | INSTALLATION BOX | 41G | BOX OTHERS | 51F | CABLE TIES | 1000 | 20000 | NR | 1.35 | CCM | 0.25 | 0.23 | G | 8011564071230 | 8011564396920 | 8011564396937 | 39269097
GW52254 | H.D.CABLE TIE 2,5X203 BLACK | OPASKA ZACISKOWA WYTRZYM. 2,5X203 CZARNA | 3.8 | 100 | NR | 3.7 | 100 | NR | 2.703% | OFFICIAL | 4BX41G51F58119Q100 | 30 | 4BX | INSTALLATION BOX | 41G | BOX OTHERS | 51F | CABLE TIES | 100 | 10000 | NR | 2.7 | CCM | 0.745 | 0.68 | G | 8011564071261 | 8011564396982 | 8011564396999 | 39269097
GW52255 | H.D.CABLE TIE 3,6X150 BLACK | OPASKA ZACISKOWA WYTRZYM. 3,6X150 CZARNA | 3.8 | 100 | NR | 3.7 | 100 | NR | 2.703% | OFFICIAL | 4BX41G51F58119Q100 | 30 | 4BX | INSTALLATION BOX | 41G | BOX OTHERS | 51F | CABLE TIES | 100 | 10000 | NR | 3.209 | CCM | 0.873 | 0.785 | G | 8011564071278 | 8011564397002 | 8011564397019 | 39269097
GW52260 | H.D.CABLE TIE 4,8X368 BLACK | OPASKA ZACISKOWA WYTRZYM. 4,8X368 CZARNA | 12.2 | 100 | NR | 11.9 | 100 | NR | 2.521% | OFFICIAL | 4BX41G51F58119Q100 | 30 | 4BX | INSTALLATION BOX | 41G | BOX OTHERS | 51F | CABLE TIES | 100 | 5000 | NR | 7.603 | CCM | 2.997 | 2.77 | G | 8011564071322 | 8011564397101 | 8011564397118 | 39269097
GW52204 | OUTDOR CABLE TIE 9X175 MM BLACK | OPASKA ZACISKOWA ZEWN. 9X175 MM CZARNA | 16.8 | 100 | NR | 16.4 | 100 | NR | 2.439% | OFFICIAL | 4BX41G51F5851A0100 | 30 | 4BX | INSTALLATION BOX | 41G | BOX OTHERS | 51F | CABLE TIES | 100 | 3000 | NR | 20.333 | CCM | 3.045 | 2.74 | G | 8011564016927 | 8011564326460 | 8011564326477 | 39269097
GW52272 | REOPENABLE CABLE TIE 7,6X200 BLACK | OPASKA ZACISKOWA ROZPIN. 7,6X200 CZARNA | 16.8 | 100 | NR | 16.4 | 100 | NR | 2.439% | OFFICIAL | 4BX41G51F58319S100 | 30 | 4BX | INSTALLATION BOX | 41G | BOX OTHERS | 51F | CABLE TIES | 100 | 1000 | NR | 27.144 | CCM | 2.765 | 2.489 | G | 8011564071377 | 8011564397200 | 8011564397217 | 39269097
GW52411 | EXTERNAL CABLE TIES PLIERLESS | OPASKI ZACISKOWE BEZCĄŻKOWE ZEWNĘTRZNE | 13400 | 100 | NR | 13100 | 100 | NR | 2.29% | OFFICIAL | 4BX41G51F5851A2100 | 30 | 4BX | INSTALLATION BOX | 41G | BOX OTHERS | 51F | CABLE TIES | 1 | 10 | NR | 756 | CCM | 291.9 | 268.8 | G | 8011564071506 | 8011564071506 | 8011564397453 | 82032000
GW52236 | CABLE TIE 3,6X203 COLOURLESS | OPASKA ZACISKOWA 3,6X203 BEZBARWNA | 4.65 | 100 | NR | 4.55 | 100 | NR | 2.198% | OFFICIAL | 4BX41G51F58119O100 | 30 | 4BX | INSTALLATION BOX | 41G | BOX OTHERS | 51F | CABLE TIES | 100 | 10000 | NR | 4.604 | CCM | 1.241 | 1.116 | G | 8011564071155 | 8011564396760 | 8011564396777 | 39269097
GW52271 | REOPENABLE CABLE TIE 7,6X150 BLACK | OPASKA ZACISKOWA ROZPIN. 7,6X150 CZARNA | 14.3 | 100 | NR | 14 | 100 | NR | 2.143% | OFFICIAL | 4BX41G51F58319S100 | 30 | 4BX | INSTALLATION BOX | 41G | BOX OTHERS | 51F | CABLE TIES | 100 | 1000 | NR | 7.56 | CCM | 2.121 | 1.97 | G | 8011564071360 | 8011564397187 | 8011564397194 | 39269097
GW52233 | CABLE TIE 2,5X140 COLOURLES | OPASKA ZACISKOWA 2,5X140 BEZBARWNA | 2.4 | 100 | NR | 2.35 | 100 | NR | 2.128% | OFFICIAL | 4BX41G51F58119O100 | 30 | 4BX | INSTALLATION BOX | 41G | BOX OTHERS | 51F | CABLE TIES | 100 | 10000 | NR | 2.7 | CCM | 0.567 | 0.51 | G | 8011564071124 | 8011564396708 | 8011564396715 | 39269097
GW52282 | EYLET CABLE TIE 4,2X205 COLOURLESS | OPASKA ZACISK.Z OCZKIEM 4,2X205 BEZBARW. | 9.7 | 100 | NR | 9.5 | 100 | NR | 2.105% | OFFICIAL | 4BX41G51F58319U100 | 30 | 4BX | INSTALLATION BOX | 41G | BOX OTHERS | 51F | CABLE TIES | 100 | 2000 | NR | 8.892 | CCM | 1.573 | 1.416 | G | 8011564071407 | 8011564397262 | 8011564397279 | 39269097
GW52209 | SCREW-ON BASE F.FIXING CABLE TIE | PODSTAWA PRZYKR. DO MOCOW.OPASKI ZACISK. | 9.9 | 100 | NR | 9.7 | 100 | NR | 2.062% | OFFICIAL | 4BX41G51F5851A2100 | 30 | 4BX | INSTALLATION BOX | 41G | BOX OTHERS | 51F | CABLE TIES | 100 | 3000 | NR | 9.584 | CCM | 1.758 | 1.582 | G | 8011564016859 | 8011564326323 | 8011564326330 | 39269097
GW52238 | CABLE TIE 4,8X190 COLOURLESS | OPASKA ZACISKOWA 4,8X190 BEZBARWNA | 5.05 | 100 | NR | 4.95 | 100 | NR | 2.02% | OFFICIAL | 4BX41G51F58119O100 | 30 | 4BX | INSTALLATION BOX | 41G | BOX OTHERS | 51F | CABLE TIES | 100 | 5000 | NR | 5.4 | CCM | 1.604 | 1.47 | G | 8011564071179 | 8011564396807 | 8011564396814 | 39269097
GW52256 | H.D.CABLE TIE 3,6X203 BLACK | OPASKA ZACISKOWA WYTRZYM. 3,6X203 CZARNA | 5.1 | 100 | NR | 5 | 100 | NR | 2% | OFFICIAL | 4BX41G51F58119Q100 | 30 | 4BX | INSTALLATION BOX | 41G | BOX OTHERS | 51F | CABLE TIES | 100 | 10000 | NR | 3.209 | CCM | 1.092 | 0.982 | G | 8011564071285 | 8011564397026 | 8011564397033 | 39269097
GW52210 | WALL-PLUG BASE F.FIXING CABLE TIE | PODSTAWA ROZPOR. DO MOCOW.OPASKI ZACISK. | 10.3 | 100 | NR | 10.1 | 100 | NR | 1.98% | OFFICIAL | 4BX41G51F5851A2100 | 30 | 4BX | INSTALLATION BOX | 41G | BOX OTHERS | 51F | CABLE TIES | 100 | 3000 | NR | 15.407 | CCM | 2.377 | 2.14 | G | 8011564016866 | 8011564326347 | 8011564326354 | 39269097
GW52293 | CABLE TIE IDENT.TAG 2,5X200 COLOURLESS | OPAS.ZACISK.PRZYWIE.ID 2,5X200 BEZBARWNA | 10.3 | 100 | NR | 10.1 | 100 | NR | 1.98% | OFFICIAL | 4BX41G51F58319W100 | 30 | 4BX | INSTALLATION BOX | 41G | BOX OTHERS | 51F | CABLE TIES | 100 | 2000 | NR | 13.572 | CCM | 1.574 | 1.416 | G | 8011564071438 | 8011564397323 | 8011564397330 | 39269097
GW52253 | H.D.CABLE TIE 2,5X140 BLACK | OPASKA ZACISKOWA WYTRZYM. 2,5X140 CZARNA | 2.6 | 100 | NR | 2.55 | 100 | NR | 1.961% | OFFICIAL | 4BX41G51F58119Q100 | 30 | 4BX | INSTALLATION BOX | 41G | BOX OTHERS | 51F | CABLE TIES | 100 | 10000 | NR | 2.7 | CCM | 0.566 | 0.509 | G | 8011564071254 | 8011564396968 | 8011564396975 | 39269097
GW52241 | CABLE TIE 7,6X380 COLOURLESS | OPASKA ZACISKOWA 7,6X380 BEZBARWNA | 26.1 | 100 | NR | 25.6 | 100 | NR | 1.953% | OFFICIAL | 4BX41G51F58119O100 | 30 | 4BX | INSTALLATION BOX | 41G | BOX OTHERS | 51F | CABLE TIES | 100 | 1000 | NR | 32.085 | CCM | 6.042 | 5.438 | G | 8011564071209 | 8011564396869 | 8011564396876 | 39269097
GW52206 | OUTDOR CABLE TIE 9X350 MM BLACK | OPASKA ZACISKOWA ZEWN. 9X350 MM CZARNA | 31.5 | 100 | NR | 30.9 | 100 | NR | 1.942% | OFFICIAL | 4BX41G51F5851A0100 | 30 | 4BX | INSTALLATION BOX | 41G | BOX OTHERS | 51F | CABLE TIES | 100 | 1000 | NR | 53.751 | CCM | 6.566 | 5.909 | G | 8011564016941 | 8011564326507 | 8011564326514 | 39269097
GW52273 | REOPENABLE CABLE TIE 7,6X300 BLACK | OPASKA ZACISKOWA ROZPIN. 7,6X300 CZARNA | 31.5 | 100 | NR | 30.9 | 100 | NR | 1.942% | OFFICIAL | 4BX41G51F58319S100 | 30 | 4BX | INSTALLATION BOX | 41G | BOX OTHERS | 51F | CABLE TIES | 100 | 1000 | NR | 27.144 | CCM | 3.789 | 3.41 | G | 8011564071384 | 8011564397224 | 8011564397231 | 39269097
GW52240 | CABLE TIE 4,8X368 COLOURLES | OPASKA ZACISKOWA 4,8X368 BEZBARWNA | 10.7 | 100 | NR | 10.5 | 100 | NR | 1.905% | OFFICIAL | 4BX41G51F58119O100 | 30 | 4BX | INSTALLATION BOX | 41G | BOX OTHERS | 51F | CABLE TIES | 100 | 5000 | NR | 7.603 | CCM | 2.857 | 2.77 | G | 8011564071193 | 8011564396845 | 8011564396852 | 39269097
GW52237 | CABLE TIE 3,6X292 COLOURLESS | OPASKA ZACISKOWA 3,6X292 BEZBARWNA | 8.05 | 100 | NR | 7.9 | 100 | NR | 1.899% | OFFICIAL | 4BX41G51F58119O100 | 30 | 4BX | INSTALLATION BOX | 41G | BOX OTHERS | 51F | CABLE TIES | 100 | 5000 | NR | 5.4 | CCM | 1.679 | 1.57 | G | 8011564071162 | 8011564396784 | 8011564396791 | 39269097
GW52263 | H.D.CABLE TIE 9X914 BLACK | OPASKA ZACISKOWA WYTRZYM. 9x914 CZARNA | 108 | 100 | NR | 106 | 100 | NR | 1.887% | OFFICIAL | 4BX41G51F58119Q100 | 30 | 4BX | INSTALLATION BOX | 41G | BOX OTHERS | 51F | CABLE TIES | 50 | 500 | NR | 92.736 | CCM | 18.698 | 16.828 | G | 8011564071353 | 8011564397620 | 8011564397170 | 39269097
GW52291 | CABLE TIE IDENT.TAG 2,5X100 COLOURLESS | OPAS.ZACISK.PRZYWIE.ID 2,5X100 BEZBARWNA | 5.45 | 100 | NR | 5.35 | 100 | NR | 1.869% | OFFICIAL | 4BX41G51F58319W100 | 30 | 4BX | INSTALLATION BOX | 41G | BOX OTHERS | 51F | CABLE TIES | 100 | 5000 | NR | 5.429 | CCM | 0.623 | 0.561 | G | 8011564071414 | 8011564397286 | 8011564397293 | 39269097
GW52207 | OUTDOR CABLE TIE 9X500 MM BLACK | OPASKA ZACISKOWA ZEWN. 9X500 MM CZARNA | 60 | 100 | NR | 58.9 | 100 | NR | 1.868% | OFFICIAL | 4BX41G51F5851A0100 | 30 | 4BX | INSTALLATION BOX | 41G | BOX OTHERS | 51F | CABLE TIES | 100 | 500 | NR | 81.6 | CCM | 10.176 | 9.158 | G | 8011564016958 | 8011564326521 | 8011564326538 | 39269097
GW52262 | H.D.CABLE TIE 9X610 BLACK | OPASKA ZACISKOWA WYTRZYM. 9x610 CZARNA | 55.2 | 100 | NR | 54.2 | 100 | NR | 1.845% | OFFICIAL | 4BX41G51F58119Q100 | 30 | 4BX | INSTALLATION BOX | 41G | BOX OTHERS | 51F | CABLE TIES | 50 | 500 | NR | 68.448 | CCM | 13.176 | 11.858 | G | 8011564071346 | 8011564397613 | 8011564397156 | 39269097
GW52258 | H.D.CABLE TIE 4,8X190 BLACK | OPASKA ZACISKOWA WYTRZYM. 4,8X190 CZARNA | 5.55 | 100 | NR | 5.45 | 100 | NR | 1.835% | OFFICIAL | 4BX41G51F58119Q100 | 30 | 4BX | INSTALLATION BOX | 41G | BOX OTHERS | 51F | CABLE TIES | 100 | 5000 | NR | 5.4 | CCM | 1.606 | 1.47 | G | 8011564071308 | 8011564397064 | 8011564397071 | 39269097
GW52205 | OUTDOR CABLE TIE 9X260 MM BLACK | OPASKA ZACISKOWA ZEWN. 9X260 MM CZARNA | 22.4 | 100 | NR | 22 | 100 | NR | 1.818% | OFFICIAL | 4BX41G51F5851A0100 | 30 | 4BX | INSTALLATION BOX | 41G | BOX OTHERS | 51F | CABLE TIES | 100 | 1200 | NR | 29.863 | CCM | 4.683 | 4.215 | G | 8011564016934 | 8011564326484 | 8011564326491 | 39269097
GW52242 | CABLE TIE 9X610 COLOURLESS | OPASKA ZACISKOWA 9X610 BEZBARWNA | 50.4 | 100 | NR | 49.5 | 100 | NR | 1.818% | OFFICIAL | 4BX41G51F58119O100 | 30 | 4BX | INSTALLATION BOX | 41G | BOX OTHERS | 51F | CABLE TIES | 50 | 500 | NR | 68.448 | CCM | 13.076 | 11.768 | G | 8011564071216 | 8011564397590 | 8011564396890 | 39269097
GW52410 | WIRING CABLE TIES PLIERURLESS | OPASKI ZACISKOWE BEZCĄŻKOWE DO KABLI | 9570 | 100 | NR | 9400 | 100 | NR | 1.809% | OFFICIAL | 4BX41G51F58119Y100 | 30 | 4BX | INSTALLATION BOX | 41G | BOX OTHERS | 51F | CABLE TIES | 1 | 10 | NR | 756 | CCM | 246.4 | 220 | G | 8011564071490 | 8011564071490 | 8011564397446 | 82032000
GW52292 | CABLE TIE IDENT.TAG 2,5X110 COLOURLESS | OPAS.ZACISK.PRZYWIE.ID 2,5X110 BEZBARWNA | 5.65 | 100 | NR | 5.55 | 100 | NR | 1.802% | OFFICIAL | 4BX41G51F58319W100 | 30 | 4BX | INSTALLATION BOX | 41G | BOX OTHERS | 51F | CABLE TIES | 100 | 5000 | NR | 5.429 | CCM | 0.656 | 0.57 | G | 8011564071421 | 8011564397309 | 8011564397316 | 39269097
GW52229 | SADDLE BASE FOR ACBLE TIES UP TO 9MM | PODSTAWA SIODŁOWA DO OPASEK ZACIS.DO 9MM | 8.55 | 100 | NR | 8.4 | 100 | NR | 1.786% | OFFICIAL | 4BX41G51F58119Y100 | 30 | 4BX | INSTALLATION BOX | 41G | BOX OTHERS | 51F | CABLE TIES | 100 | 3000 | NR | 18.5 | CCM | 1.866 | 1.679 | G | 8011564071483 | 8011564397422 | 8011564397439 | 39269097
GW52243 | CABLE TIE 9X914 COLOURLESS | OPASKA ZACISKOWA 9X914 BEZBARWNA | 97.2 | 100 | NR | 95.5 | 100 | NR | 1.78% | OFFICIAL | 4BX41G51F58119O100 | 30 | 4BX | INSTALLATION BOX | 41G | BOX OTHERS | 51F | CABLE TIES | 50 | 500 | NR | 92.736 | CCM | 18.6 | 16.74 | G | 8011564071223 | 8011564397606 | 8011564396913 | 39269097
GW52203 | OUTDOR CABLE TIE 6X260 MM BLACK | OPASKA ZACISKOWA ZEWN. 6X260 MM CZARNA | 17.2 | 100 | NR | 16.9 | 100 | NR | 1.775% | OFFICIAL | 4BX41G51F5851A0100 | 30 | 4BX | INSTALLATION BOX | 41G | BOX OTHERS | 51F | CABLE TIES | 100 | 1000 | NR | 21.375 | CCM | 3.08 | 2.772 | G | 8011564016910 | 8011564326446 | 8011564515185 | 39269097
GW52226 | SELF-ADHES.BASE UP TO 4,5MM | PODSTAWA SAMOPRZYLEPNA DO 4,5MM | 17.2 | 100 | NR | 16.9 | 100 | NR | 1.775% | OFFICIAL | 4BX41G51F58119Y100 | 30 | 4BX | INSTALLATION BOX | 41G | BOX OTHERS | 51F | CABLE TIES | 100 | 3000 | NR | 5.928 | CCM | 0.94 | 0.846 | G | 8011564071452 | 8011564397361 | 8011564397378 | 39269097
GW52261 | H.D.CABLE TIE 7,6X380 BLACK | OPASKA ZACISKOWA WYTRZYM. 7,6X380 CZARNA | 28.8 | 100 | NR | 28.3 | 100 | NR | 1.767% | OFFICIAL | 4BX41G51F58119Q100 | 30 | 4BX | INSTALLATION BOX | 41G | BOX OTHERS | 51F | CABLE TIES | 100 | 1000 | NR | 32.085 | CCM | 6.002 | 5.402 | G | 8011564071339 | 8011564397125 | 8011564397132 | 39269097
GW52208 | OUTDOR CABLE TIE 9X760 MM BLACK | OPASKA ZACISKOWA ZEWN. 9X760 MM CZARNA | 174 | 100 | NR | 171 | 100 | NR | 1.754% | OFFICIAL | 4BX41G51F5851A0100 | 30 | 4BX | INSTALLATION BOX | 41G | BOX OTHERS | 51F | CABLE TIES | 100 | 500 | NR | 69.92 | CCM | 15.554 | 13.999 | G | 8011564016965 | 8011564326545 | 8011564326552 | 39269097
GW52227 | SELF-ADHES.BASE UP TO 5 MM | PODSTAWA SAMOPRZYLEPNA DO 5MM | 24.1 | 100 | NR | 23.7 | 100 | NR | 1.688% | OFFICIAL | 4BX41G51F58119Y100 | 30 | 4BX | INSTALLATION BOX | 41G | BOX OTHERS | 51F | CABLE TIES | 100 | 3000 | NR | 9 | CCM | 2.03 | 1.83 | G | 8011564071469 | 8011564397385 | 8011564397392 | 39269097
GW52257 | H.D.CABLE TIE 3,6X292 BLACK | OPASKA ZACISKOWA WYTRZYM. 3,6X292 CZARNA | 9.1 | 100 | NR | 8.95 | 100 | NR | 1.676% | OFFICIAL | 4BX41G51F58119Q100 | 30 | 4BX | INSTALLATION BOX | 41G | BOX OTHERS | 51F | CABLE TIES | 100 | 5000 | NR | 5.4 | CCM | 1.655 | 1.489 | G | 8011564071292 | 8011564397040 | 8011564397057 | 39269097
GW52239 | CABLE TIE 4,8X280 COLOURLESS | OPASKA ZACISKOWA 4,8X280 BEZBARWNA | 9.15 | 100 | NR | 9 | 100 | NR | 1.667% | OFFICIAL | 4BX41G51F58119O100 | 30 | 4BX | INSTALLATION BOX | 41G | BOX OTHERS | 51F | CABLE TIES | 100 | 5000 | NR | 7.603 | CCM | 2.186 | 1.968 | G | 8011564071186 | 8011564396821 | 8011564396838 | 39269097
GW52231 | CABLE TIE 2,4X75 COLOURLESS | OPASKA ZACISKOWA 2,4X75 BEZBARWNA | 1.27 | 100 | NR | 1.25 | 100 | NR | 1.6% | OFFICIAL | 4BX41G51F58119O100 | 30 | 4BX | INSTALLATION BOX | 41G | BOX OTHERS | 51F | CABLE TIES | 1000 | 20000 | NR | 1.35 | CCM | 0.24 | 0.216 | G | 8011564071100 | 8011564396661 | 8011564396678 | 39269097
GW52201 | OUTDOR CABLE TIE 6X115 MM BLACK | OPASKA ZACISKOWA ZEWN. 6X115 MM CZARNA | 12.8 | 100 | NR | 12.6 | 100 | NR | 1.587% | OFFICIAL | 4BX41G51F5851A0100 | 30 | 4BX | INSTALLATION BOX | 41G | BOX OTHERS | 51F | CABLE TIES | 100 | 4000 | NR | 10.5 | CCM | 1.436 | 1.292 | G | 8011564016897 | 8011564326408 | 8011564326415 | 39269097
GW52228 | SADDLE BASE FOR CABLE TIES UP TO 5MM | PODSTAWA SIODŁOWA DO OPASEK ZACIS.DO 5MM | 6.4 | 100 | NR | 6.3 | 100 | NR | 1.587% | OFFICIAL | 4BX41G51F58119Y100 | 30 | 4BX | INSTALLATION BOX | 41G | BOX OTHERS | 51F | CABLE TIES | 100 | 3000 | NR | 2.52 | CCM | 0.717 | 0.62 | G | 8011564071476 | 8011564397408 | 8011564397415 | 39269097
GW52294 | CABLE TIE IDENT.TAG 4,6X200 COLOURLESS | OPAS.ZACISK.PRZYWIE.ID 4,6X200 BEZBARWNA | 12.9 | 100 | NR | 12.7 | 100 | NR | 1.575% | OFFICIAL | 4BX41G51F58319W100 | 30 | 4BX | INSTALLATION BOX | 41G | BOX OTHERS | 51F | CABLE TIES | 100 | 2000 | NR | 8.892 | CCM | 1.725 | 1.5 | G | 8011564071445 | 8011564397347 | 8011564397354 | 39269097
GW52259 | H.D.CABLE TIE 4,8X280 BLACK | OPASKA ZACISKOWA WYTRZYM. 4,8X280 CZARNA | 9.9 | 100 | NR | 9.75 | 100 | NR | 1.538% | OFFICIAL | 4BX41G51F58119Q100 | 30 | 4BX | INSTALLATION BOX | 41G | BOX OTHERS | 51F | CABLE TIES | 100 | 5000 | NR | 7.603 | CCM | 2.294 | 2.17 | G | 8011564071315 | 8011564397088 | 8011564397095 | 39269097
GW52202 | OUTDOR CABLE TIE 6X175 MM BLACK | OPASKA ZACISKOWA ZEWN. 6X175 MM CZARNA | 13.9 | 100 | NR | 13.7 | 100 | NR | 1.46% | OFFICIAL | 4BX41G51F5851A0100 | 30 | 4BX | INSTALLATION BOX | 41G | BOX OTHERS | 51F | CABLE TIES | 100 | 3000 | NR | 14 | CCM | 1.608 | 1.447 | G | 8011564016903 | 8011564326422 | 8011564326439 | 39269097
GW52281 | EYLET CABLE TIE 2,5X100 COLOURLESS | OPASKA ZACISK.Z OCZKIEM 2,5X140 BEZBARW. | 4 | 100 | NR | 3.95 | 100 | NR | 1.266% | OFFICIAL | 4BX41G51F58319U100 | 30 | 4BX | INSTALLATION BOX | 41G | BOX OTHERS | 51F | CABLE TIES | 100 | 5000 | NR | 5.429 | CCM | 0.53 | 0.477 | G | 8011564071391 | 8011564397248 | 8011564397255 | 39269097
GW52252 | H.D.CABLE TIE 2,5X96 BLACKS | OPASKA ZACISKOWA WYTRZYM. 2,5X96 CZARNA | 1.41 | 100 | NR | 1.4 | 100 | NR | 0.7143% | OFFICIAL | 4BX41G51F58119Q100 | 30 | 4BX | INSTALLATION BOX | 41G | BOX OTHERS | 51F | CABLE TIES | 1000 | 20000 | NR | 1.35 | CCM | 0.283 | 0.255 | G | 8011564071247 | 8011564396944 | 8011564396951 | 39269097
DX26263 | RKHF63 2MT-HR. CONDUIT GREY - HAL FREE | RKHF RURA SZTYWNA 1250N SZARA 63 DŁ.2M | 1180 | 100 | M | 1010 | 100 | M | 16.83% | OFFICIAL | 5PS45G54FA1130W100 | 30 | 5PS | INSTALLATION PASS | 45G | CONDUITS | 54F | RIGID CONDUITS | 2 | 420 | M | 5407.857 | CCM | 811.25 | 730.125 | G | 8011564247789 | 8011564592384 | 8011564593770 | 39172210
DX25225 | RK15/25G 2MT-MEDIUM RIGIDE CONDUIT GREY | RK15 RURA SZTYWNA 750N SZARA 25 DŁ.2M | 121 | 100 | M | 104 | 100 | M | 16.35% | OFFICIAL | 5PS45G54FA0530H100 | 30 | 5PS | INSTALLATION PASS | 45G | CONDUITS | 54F | RIGID CONDUITS | 2 | 864 | M | 833.333 | CCM | 158.257 | 156 | G | 8018678006974 | 8011564486133 | 8011564479616 | 39172310
DX27740 | IRL B/40 3MT-MED. RIGIDE SL.CONDUIT GREY | RURA SZTYWNA 750N SZARA 40 DŁ.3M KIEL. | 285 | 100 | M | 245 | 100 | M | 16.33% | OFFICIAL | 5PS45G54FA0930U100 | 30 | 5PS | INSTALLATION PASS | 45G | CONDUITS | 54F | RIGID CONDUITS | 3 | 525 | M | 2057.143 | CCM | 310.544 | 310.449 | G | 8018678013057 | 8018678034557 | 8011564502710 | 39172310
DX25332 | RK15/32G 3MT-MEDIUM RIGIDE CONDUIT GREY | RK15 RURA SZTYWNA 750N SZARA 32 DŁ.3M | 164 | 100 | M | 141 | 100 | M | 16.31% | OFFICIAL | 5PS45G54FA0530I100 | 30 | 5PS | INSTALLATION PASS | 45G | CONDUITS | 54F | RIGID CONDUITS | 3 | 780 | M | 1384.615 | CCM | 226.197 | 226.13 | G | 8018678007001 | 8018678019196 | 8011564479661 | 39172310
DX25350 | RK15/50G 3MT-MEDIUM RIGIDE CONDUIT GREY | RK15 RURA SZTYWNA 750N SZARA 50 DŁ.3M | 343 | 100 | M | 295 | 100 | M | 16.27% | OFFICIAL | 5PS45G54FA0530I100 | 30 | 5PS | INSTALLATION PASS | 45G | CONDUITS | 54F | RIGID CONDUITS | 3 | 360 | M | 3000 | CCM | 432.294 | 432.161 | G | 8018678007049 | 8018678019257 | 8011564479685 | 39172310
DX26220 | RKHF20 2MT-HR. CONDUIT GREY - HAL FREE | RKHF RURA SZTYWNA 1250N SZARA 20 DŁ.2M | 236 | 100 | M | 203 | 100 | M | 16.26% | OFFICIAL | 5PS45G54FA1130W100 | 30 | 5PS | INSTALLATION PASS | 45G | CONDUITS | 54F | RIGID CONDUITS | 2 | 3542 | M | 461.942 | CCM | 140.172 | 130.002 | G | 8011564247734 | 8011564592339 | 8011564593725 | 39172210
DX26720W | RK9HF/20W-3 LIGHT RIGID CONDUIT HF WHITE | RK9HF RURA SZTYWNA 320N BIAŁA 20 DŁ.3M | 101 | 100 | M | 86.9 | 100 | M | 16.23% | OFFICIAL | 5PS45G54FA0330Y100 | 30 | 5PS | INSTALLATION PASS | 45G | CONDUITS | 54F | RIGID CONDUITS | 3 | 1449 | M | 745.342 | CCM | 103.546 | 77.034 | G | 8034035108839 | 0 | 0 | 0
DX24925 | RK9 B/25-3 LIGHT RIGID CONDUIT SLEEVED |  | 129 | 100 | M | 111 | 100 | M | 16.22% | OFFICIAL | 5PS45G54FA0330G100 | 30 | 5PS | INSTALLATION PASS | 45G | CONDUITS | 54F | RIGID CONDUITS | 3 | 1224 | M | 852.941 | CCM | 140.405 | 133.976 | G
DX26316 | RKHF Ø16 3MT GREY RAL7035 | RKHF RURA SZTYWNA 1250N SZARA 16 DŁ.3M | 172 | 100 | M | 148 | 100 | M | 16.22% | OFFICIAL | 5PS45G54FA1130W100 | 30 | 5PS | INSTALLATION PASS | 45G | CONDUITS | 54F | RIGID CONDUITS | 3 | 1827 | M | 597.044 | CCM | 131.145 | 90.025 | G | 8011564827516 | 8011564968714 | 8011564968721 | 39172210
DX27632 | IRL B/32 2MT-MED. RIGIDE SL.CONDUIT GREY | RURA SZTYWNA 750N SZARA 32 DŁ.2M KIEL. | 215 | 100 | M | 185 | 100 | M | 16.22% | OFFICIAL | 5PS45G54FA0930T100 | 30 | 5PS | INSTALLATION PASS | 45G | CONDUITS | 54F | RIGID CONDUITS | 2 | 532 | M | 1353.383 | CCM | 227.584 | 226.881 | G | 8011564178649 | 8011564538030 | 8011564538047 | 39172310
DX26232 | RKHF32 2MT-HR. CONDUIT GREY - HAL FREE | RKHF RURA SZTYWNA 1250N SZARA 32 DŁ.2M | 452 | 100 | M | 389 | 100 | M | 16.2% | OFFICIAL | 5PS45G54FA1130W100 | 30 | 5PS | INSTALLATION PASS | 45G | CONDUITS | 54F | RIGID CONDUITS | 2 | 1980 | M | 1268.939 | CCM | 298.89 | 269 | G | 8011564247758 | 8011564592353 | 8011564593749 | 39172210
DX25340 | RK15/40G 3MT-MEDIUM RIGIDE CONDUIT GREY | RK15 RURA SZTYWNA 750N SZARA 40 DŁ.3M | 230 | 100 | M | 198 | 100 | M | 16.16% | OFFICIAL | 5PS45G54FA0530I100 | 30 | 5PS | INSTALLATION PASS | 45G | CONDUITS | 54F | RIGID CONDUITS | 3 | 540 | M | 2000 | CCM | 310.516 | 310.421 | G | 8018678007025 | 8011564552814 | 8011564552821 | 39172310
DX25132 | RK9/32G-3 RIGID COND.LIGHT GREY | RK9 RURA SZTYWNA 320N SZARA 32 DŁ.3M | 151 | 100 | M | 130 | 100 | M | 16.15% | OFFICIAL | 5PS45G54FA0330C100 | 30 | 5PS | INSTALLATION PASS | 45G | CONDUITS | 54F | RIGID CONDUITS | 3 | 780 | M | 1384.615 | CCM | 226.197 | 226.13 | G | 8018678007247 | 8034035467158 | 8034035467165 | 39172310
DX25132W | RK 9/32 3MT LIGHT RIGID CONDUIT RAL9010 | RK9 RURA SZTYWNA 320N BIAŁA 32 DŁ.3M | 151 | 100 | M | 130 | 100 | M | 16.15% | OFFICIAL | 5PS45G54FA0330C100 | 40 | 5PS | INSTALLATION PASS | 45G | CONDUITS | 54F | RIGID CONDUITS | 3 | 780 | M | 1384.615 | CCM | 226.197 | 226.13 | G | 8034035089183 | 8034035467981 | 8034035467998 | 39172310
DX27625 | IRL B/25 2MT-MED. RIGIDE SL.CONDUIT GREY | RURA SZTYWNA 750N SZARA 25 DŁ.2M KIEL. | 151 | 100 | M | 130 | 100 | M | 16.15% | OFFICIAL | 5PS45G54FA0930T100 | 30 | 5PS | INSTALLATION PASS | 45G | CONDUITS | 54F | RIGID CONDUITS | 2 | 864 | M | 833.333 | CCM | 169.297 | 157.818 | G | 8011564178632 | 8011564538016 | 8011564538023 | 39172310
DX25125 | RK9/25G-3 RIGID COND.LIGHT GREY | RK9 RURA SZTYWNA 320N SZARA 25 DŁ.3M | 105 | 100 | M | 90.4 | 100 | M | 16.15% | OFFICIAL | 5PS45G54FA0330C100 | 30 | 5PS | INSTALLATION PASS | 45G | CONDUITS | 54F | RIGID CONDUITS | 3 | 1311 | M | 823.799 | CCM | 134.549 | 134.506 | G | 8018678007223 | 8011564551633 | 8011564551640 | 39172310
DX25125W | RK 9/25 3MT LIGHT RIGID CONDUIT RAL9010 | RK9 RURA SZTYWNA 320N BIAŁA 25 DŁ.3M | 105 | 100 | M | 90.4 | 100 | M | 16.15% | OFFICIAL | 5PS45G54FA0330C100 | 40 | 5PS | INSTALLATION PASS | 45G | CONDUITS | 54F | RIGID CONDUITS | 3 | 1311 | M | 823.799 | CCM | 157.879 | 157.84 | G | 8034035089176 | 8034035467950 | 8034035467967 | 39172310
DX24932 | RK9 B/32-3 LIGHT RIGID CONDUIT SLEEVED |  | 187 | 100 | M | 161 | 100 | M | 16.15% | OFFICIAL | 5PS45G54FA0330G100 | 30 | 5PS | INSTALLATION PASS | 45G | CONDUITS | 54F | RIGID CONDUITS | 3 | 780 | M | 1361.538 | CCM | 200.261 | 187.425 | G
DX26320 | RKHF Ø20 3MT GREY RAL7035 | RKHF RURA SZTYWNA 1250N SZARA 20 DŁ.3M | 223 | 100 | M | 192 | 100 | M | 16.15% | OFFICIAL | 5PS45G54FA1130W100 | 30 | 5PS | INSTALLATION PASS | 45G | CONDUITS | 54F | RIGID CONDUITS | 3 | 1449 | M | 745.342 | CCM | 181.774 | 129.965 | G | 8011564827530 | 8011564968776 | 8011564968783 | 39172210
DX26325 | RKHF Ø25 3MT GREY RAL7035 | RKHF RURA SZTYWNA 1250N SZARA 25 DŁ.3M | 295 | 100 | M | 254 | 100 | M | 16.14% | OFFICIAL | 5PS45G54FA1130W100 | 30 | 5PS | INSTALLATION PASS | 45G | CONDUITS | 54F | RIGID CONDUITS | 3 | 840 | M | 1285.714 | CCM | 209.244 | 170.026 | G | 8011564827523 | 8011564968745 | 8011564968752 | 39172210
DX26216 | RKHF16 2MT-HR. CONDUIT GREY - HAL FREE | RKHF RURA SZTYWNA 1250N SZARA 16 DŁ.2M | 180 | 100 | M | 155 | 100 | M | 16.13% | OFFICIAL | 5PS45G54FA1130W100 | 30 | 5PS | INSTALLATION PASS | 45G | CONDUITS | 54F | RIGID CONDUITS | 2 | 4620 | M | 354.156 | CCM | 105.968 | 90.001 | G | 8011564247727 | 8011564592322 | 8011564593718 | 39172210
DX25150 | RK9/50G-3 RIGID COND.LIGHT GREY | RK9 RURA SZTYWNA 320N SZARA 50 DŁ.3M | 317 | 100 | M | 273 | 100 | M | 16.12% | OFFICIAL | 5PS45G54FA0330C100 | 30 | 5PS | INSTALLATION PASS | 45G | CONDUITS | 54F | RIGID CONDUITS | 3 | 360 | M | 3000 | CCM | 366.571 | 366.438 | G | 8018678007285 | 8018678015112 | 8034035471001 | 39172310
DX24840 | RK9 B/40-2 TUBO RIGIDO BICCHIERATO LEGGE | RK9 RURA SZTYWNA 320N SZARA 40 DŁ.2M | 274 | 100 | M | 236 | 100 | M | 16.1% | OFFICIAL | 5PS45G54FA0330E100 | 30 | 5PS | INSTALLATION PASS | 45G | CONDUITS | 54F | RIGID CONDUITS | 2 | 350 | M | 2057.143 | CCM | 310.554 | 310.554 | G | 8034035089565 | 8034035468230 | 8034035468247 | 39172310
DX25120 | RK9/20G-3 RIGID COND.LIGHT GREY | RK9 RURA SZTYWNA 320N SZARA 20 DŁ.3M | 75.8 | 100 | M | 65.3 | 100 | M | 16.08% | OFFICIAL | 5PS45G54FA0330C100 | 30 | 5PS | INSTALLATION PASS | 45G | CONDUITS | 54F | RIGID CONDUITS | 3 | 2223 | M | 485.83 | CCM | 99.466 | 99.42 | G | 8018678007209 | 8011564551626 | 8011564551619 | 39172310
DX25120W | RK 9/20 3MT LIGHT RIGID CONDUIT RAL9010 | RK9 RURA SZTYWNA 320N BIAŁA 20 DŁ.3M | 75.8 | 100 | M | 65.3 | 100 | M | 16.08% | OFFICIAL | 5PS45G54FA0330C100 | 40 | 5PS | INSTALLATION PASS | 45G | CONDUITS | 54F | RIGID CONDUITS | 3 | 2223 | M | 485.83 | CCM | 116.439 | 116.4 | G | 8034035089169 | 8034035467929 | 8034035467936 | 39172310
DX25720 | RKB 20 3MT-HEAVY RIGIDE CONDUIT GREY | RKB RURA SZTYWNA 1250N SZARA 20 DŁ.3M | 130 | 100 | M | 112 | 100 | M | 16.07% | OFFICIAL | 5PS45G54FA0730N100 | 30 | 5PS | INSTALLATION PASS | 45G | CONDUITS | 54F | RIGID CONDUITS | 3 | 2223 | M | 485.83 | CCM | 161.42 | 161.38 | G | 8018678007629 | 8011564551756 | 8011564551763 | 39172310
DX25732 | RKB 32 3MT-HEAVY RIGIDE CONDUIT GREY | RKB RURA SZTYWNA 1250N SZARA 32 DŁ.3M | 260 | 100 | M | 224 | 100 | M | 16.07% | OFFICIAL | 5PS45G54FA0730N100 | 30 | 5PS | INSTALLATION PASS | 45G | CONDUITS | 54F | RIGID CONDUITS | 3 | 780 | M | 1384.615 | CCM | 309.059 | 308.99 | G | 8018678007667 | 8018678015570 | 8011564479777 | 39172310
DX27650 | IRL B/50-2M TUBO RIGIDO BICCH. MEDIO GR. | RURA SZTYWNA 750N SZARA 50 DŁ.2M KIEL. | 448 | 100 | M | 386 | 100 | M | 16.06% | OFFICIAL | 5PS45G54FA0930T100 | 30 | 5PS | INSTALLATION PASS | 45G | CONDUITS | 54F | RIGID CONDUITS | 2 | 240 | M | 3050 | CCM | 529.467 | 444.757 | G | 8034035041297 | 8034035440212 | 8034035440229 | 39172310
DX24940 | RK9 B/40-3 LIGHT RIGID CONDUIT SLEEVED |  | 253 | 100 | M | 218 | 100 | M | 16.06% | OFFICIAL | 5PS45G54FA0330G100 | 30 | 5PS | INSTALLATION PASS | 45G | CONDUITS | 54F | RIGID CONDUITS | 3 | 525 | M | 2057.143 | CCM | 278.183 | 258.289 | G
DX25140 | RK9/40G-3 RIGID COND.LIGHT GREY | RK9 RURA SZTYWNA 320N SZARA 40 DŁ.3M | 210 | 100 | M | 181 | 100 | M | 16.02% | OFFICIAL | 5PS45G54FA0330C100 | 30 | 5PS | INSTALLATION PASS | 45G | CONDUITS | 54F | RIGID CONDUITS | 3 | 540 | M | 2000 | CCM | 310.516 | 310.421 | G | 8018678007261 | 8011564552876 | 8011564552883 | 39172310
DX25140W | RK 9/40 3MT LIGHT RIGID CONDUIT RAL9010 | RK9 RURA SZTYWNA 320N BIAŁA 40 DŁ.3M | 210 | 100 | M | 181 | 100 | M | 16.02% | OFFICIAL | 5PS45G54FA0330C100 | 40 | 5PS | INSTALLATION PASS | 45G | CONDUITS | 54F | RIGID CONDUITS | 3 | 540 | M | 2000 | CCM | 310.516 | 310.421 | G | 8034035089190 | 8034035468018 | 8034035468025 | 39172310
DX25716 | RKB 16 3MT-HEAVY RIGIDE CONDUIT GREY | RKB RURA SZTYWNA 1250N SZARA 16 DŁ.3M | 100 | 100 | M | 86.2 | 100 | M | 16.01% | OFFICIAL | 5PS45G54FA0730N100 | 30 | 5PS | INSTALLATION PASS | 45G | CONDUITS | 54F | RIGID CONDUITS | 3 | 3192 | M | 338.346 | CCM | 110.912 | 110.885 | G | 8018678007605 | 8011564551732 | 8011564551749 | 39172310
DX25220 | RK15/20G 2MT-MEDIUM RIGIDE CONDUIT GREY | RK15 RURA SZTYWNA 750N SZARA 20 DŁ.2M | 87 | 100 | M | 75 | 100 | M | 16% | OFFICIAL | 5PS45G54FA0530H100 | 30 | 5PS | INSTALLATION PASS | 45G | CONDUITS | 54F | RIGID CONDUITS | 2 | 1344 | M | 535.714 | CCM | 116.477 | 115 | G | 8018678006950 | 8011564486126 | 8011564479609 | 39172310
DX25232 | RK15/32G 2MT-MEDIUM RIGIDE CONDUIT GREY | RK15 RURA SZTYWNA 750N SZARA 32 DŁ.2M | 174 | 100 | M | 150 | 100 | M | 16% | OFFICIAL | 5PS45G54FA0530H100 | 30 | 5PS | INSTALLATION PASS | 45G | CONDUITS | 54F | RIGID CONDUITS | 2 | 532 | M | 1353.383 | CCM | 226.153 | 223 | G | 8018678006998 | 8011564551657 | 8011564551664 | 39172310
DX25725 | RKB 25 3MT-HEAVY RIGIDE CONDUIT GREY | RKB RURA SZTYWNA 1250N SZARA 25 DŁ.3M | 174 | 100 | M | 150 | 100 | M | 16% | OFFICIAL | 5PS45G54FA0730N100 | 30 | 5PS | INSTALLATION PASS | 45G | CONDUITS | 54F | RIGID CONDUITS | 3 | 1311 | M | 823.799 | CCM | 211.81 | 211.77 | G | 8018678007643 | 8011564551770 | 8011564551787 | 39172310
DX25763 | RKB 63 3MT-HEAVY RIGIDE CONDUIT GREY | RKB RURA SZTYWNA 1250N SZARA 63 DŁ.3M | 899 | 100 | M | 775 | 100 | M | 16% | OFFICIAL | 5PS45G54FA0730N100 | 30 | 5PS | INSTALLATION PASS | 45G | CONDUITS | 54F | RIGID CONDUITS | 3 | 180 | M | 6000 | CCM | 905.004 | 848.094 | G | 8011564170940 | 8011564533837 | 8011564533844 | 39172310
DX27763 | IRL B/63 3MT-MED. RIGIDE SL.CONDUIT GREY | RURA SZTYWNA 750N SZARA 63 DŁ.3M KIEL. | 805 | 100 | M | 694 | 100 | M | 15.99% | OFFICIAL | 5PS45G54FA0930U100 | 30 | 5PS | INSTALLATION PASS | 45G | CONDUITS | 54F | RIGID CONDUITS | 3 | 180 | M | 5300 | CCM | 674.204 | 615.427 | G | 8018678037718 | 8018678037725 | 8011564503441 | 39172310
DX26240 | RKHF40 2MT-HR. CONDUIT GREY - HAL FREE | RKHF RURA SZTYWNA 1250N SZARA 40 DŁ.2M | 660 | 100 | M | 569 | 100 | M | 15.99% | OFFICIAL | 5PS45G54FA1130W100 | 30 | 5PS | INSTALLATION PASS | 45G | CONDUITS | 54F | RIGID CONDUITS | 2 | 1080 | M | 2010 | CCM | 406.967 | 366.27 | G | 8011564247765 | 8011564592360 | 8011564593756 | 39172210
DX25363 | RK15/63G 3MT-MEDIUM RIGIDE CONDUIT GREY | RK15 RURA SZTYWNA 750N SZARA 63 DŁ.3M | 653 | 100 | M | 563 | 100 | M | 15.99% | OFFICIAL | 5PS45G54FA0530I100 | 30 | 5PS | INSTALLATION PASS | 45G | CONDUITS | 54F | RIGID CONDUITS | 3 | 180 | M | 6000 | CCM | 622.394 | 622.172 | G | 8018678013088 | 8018678029232 | 8011564479692 | 39172310
DX25116 | RK9/16G-3 RIGID COND.LIGHT GREY | RK9 RURA SZTYWNA 320N SZARA 16 DŁ.3M | 53 | 100 | M | 45.7 | 100 | M | 15.97% | OFFICIAL | 5PS45G54FA0330C100 | 30 | 5PS | INSTALLATION PASS | 45G | CONDUITS | 54F | RIGID CONDUITS | 3 | 3330 | M | 324.324 | CCM | 85.984 | 85.957 | G | 8018678007186 | 8034035468148 | 8034035468155 | 39172310
DX25116W | RK 9/16 3MT LIGHT RIGID CONDUIT RAL9010 | RK9 RURA SZTYWNA 320N BIAŁA 16 DŁ.3M | 53 | 100 | M | 45.7 | 100 | M | 15.97% | OFFICIAL | 5PS45G54FA0330C100 | 40 | 5PS | INSTALLATION PASS | 45G | CONDUITS | 54F | RIGID CONDUITS | 3 | 3330 | M | 324.324 | CCM | 85.984 | 85.957 | G | 8034035089152 | 8034035467196 | 8034035467905 | 39172310
DX25325 | RK15/25G 3MT-MEDIUM RIGIDE CONDUIT GREY | RK15 RURA SZTYWNA 750N SZARA 25 DŁ.3M | 114 | 100 | M | 98.3 | 100 | M | 15.97% | OFFICIAL | 5PS45G54FA0530I100 | 30 | 5PS | INSTALLATION PASS | 45G | CONDUITS | 54F | RIGID CONDUITS | 3 | 1311 | M | 823.799 | CCM | 157.879 | 157.84 | G | 8018678006981 | 8011564551695 | 8011564551701 | 39172310
DX27616 | IRL B/16 2MT-MED. RIGIDE SL.CONDUIT GREY | RURA SZTYWNA 750N SZARA 16 DŁ.2M KIEL. | 74.8 | 100 | M | 64.5 | 100 | M | 15.97% | OFFICIAL | 5PS45G54FA0930T100 | 30 | 5PS | INSTALLATION PASS | 45G | CONDUITS | 54F | RIGID CONDUITS | 2 | 2220 | M | 324.324 | CCM | 90.618 | 85.913 | G | 8011564178618 | 8011564537972 | 8011564537989 | 39172310
DX25320 | RK15/20G 3MT-MEDIUM RIGIDE CONDUIT GREY | RK15 RURA SZTYWNA 750N SZARA 20 DŁ.3M | 82.1 | 100 | M | 70.8 | 100 | M | 15.96% | OFFICIAL | 5PS45G54FA0530I100 | 30 | 5PS | INSTALLATION PASS | 45G | CONDUITS | 54F | RIGID CONDUITS | 3 | 2223 | M | 485.83 | CCM | 116.439 | 116.4 | G | 8018678006967 | 8011564551671 | 8011564551688 | 39172310
DX26225 | RKHF25 2MT-HR. CONDUIT GREY - HAL FREE | RKHF RURA SZTYWNA 1250N SZARA 25 DŁ.2M | 327 | 100 | M | 282 | 100 | M | 15.96% | OFFICIAL | 5PS45G54FA1130W100 | 30 | 5PS | INSTALLATION PASS | 45G | CONDUITS | 54F | RIGID CONDUITS | 2 | 2640 | M | 951.705 | CCM | 205.166 | 170.002 | G | 8011564247741 | 8011564592346 | 8011564593732 | 39172210
DX26332 | RKHF Ø32 3MT GREY RAL7035 | RKHF RURA SZTYWNA 1250N SZARA 32 DŁ.3M | 436 | 100 | M | 376 | 100 | M | 15.96% | OFFICIAL | 5PS45G54FA1130W100 | 30 | 5PS | INSTALLATION PASS | 45G | CONDUITS | 54F | RIGID CONDUITS | 3 | 504 | M | 2142.857 | CCM | 302.288 | 237.027 | G | 8011564827547 | 8011564968806 | 8011564968813 | 39172210
DX27663 | IRL B/63-2M TUBO RIGIDO BICCH. MEDIO GR. | RURA SZTYWNA 750N SZARA 63 DŁ.2M KIEL. | 851 | 100 | M | 734 | 100 | M | 15.94% | OFFICIAL | 5PS45G54FA0930T100 | 30 | 5PS | INSTALLATION PASS | 45G | CONDUITS | 54F | RIGID CONDUITS | 2 | 120 | M | 5300 | CCM | 795.462 | 632.848 | G | 8034035041808 | 8034035440243 | 8034035440250 | 39172310
DX26716W | RK9HF/16W-3 LIGHT RIGID CONDUIT HF WHITE | RK9HF RURA SZTYWNA 320N BIAŁA 16 DŁ.3M | 77.1 | 100 | M | 66.5 | 100 | M | 15.94% | OFFICIAL | 5PS45G54FA0330Y100 | 30 | 5PS | INSTALLATION PASS | 45G | CONDUITS | 54F | RIGID CONDUITS | 3 | 1827 | M | 597.044 | CCM | 79.162 | 54.031 | G | 8034035108822 | 0 | 0 | 0
DX25216 | RK15/16G 2MT-MEDIUM RIGIDE CONDUIT GREY | RK15 RURA SZTYWNA 750N SZARA 16 DŁ.2M | 61.1 | 100 | M | 52.7 | 100 | M | 15.94% | OFFICIAL | 5PS45G54FA0530H100 | 30 | 5PS | INSTALLATION PASS | 45G | CONDUITS | 54F | RIGID CONDUITS | 2 | 2220 | M | 324.324 | CCM | 86.113 | 85 | G | 8018678006936 | 8011564486119 | 8011564479593 | 39172310
DX27716 | IRL B/16 3MT-MED. RIGIDE SL.CONDUIT GREY | RURA SZTYWNA 750N SZARA 16 DŁ.3M KIEL. | 71.3 | 100 | M | 61.5 | 100 | M | 15.93% | OFFICIAL | 5PS45G54FA0930U100 | 30 | 5PS | INSTALLATION PASS | 45G | CONDUITS | 54F | RIGID CONDUITS | 3 | 3150 | M | 348.571 | CCM | 85.988 | 85.961 | G | 8018678028235 | 8011564573215 | 8011564573222 | 39172310
DX27750 | IRL B/50 3MT-MED. RIGIDE SL.CONDUIT GREY | RURA SZTYWNA 750N SZARA 50 DŁ.3M KIEL. | 422 | 100 | M | 364 | 100 | M | 15.93% | OFFICIAL | 5PS45G54FA0930U100 | 30 | 5PS | INSTALLATION PASS | 45G | CONDUITS | 54F | RIGID CONDUITS | 3 | 360 | M | 3050 | CCM | 432.484 | 432.351 | G | 8018678013064 | 8018678034571 | 8011564503434 | 39172310
DX26250 | RKHF50 2MT-HR. CONDUIT GREY - HAL FREE | RKHF RURA SZTYWNA 1250N SZARA 50 DŁ.2M | 881 | 100 | M | 760 | 100 | M | 15.92% | OFFICIAL | 5PS45G54FA1130W100 | 30 | 5PS | INSTALLATION PASS | 45G | CONDUITS | 54F | RIGID CONDUITS | 2 | 648 | M | 3350 | CCM | 549.61 | 470.007 | G | 8011564247772 | 8011564592377 | 8011564593763 | 39172210
DX24916 | RK9 B/16-3 LIGHT RIGID CONDUIT SLEEVED |  | 67 | 100 | M | 57.8 | 100 | M | 15.92% | OFFICIAL | 5PS45G54FA0330G100 | 30 | 5PS | INSTALLATION PASS | 45G | CONDUITS | 54F | RIGID CONDUITS | 3 | 3150 | M | 348.571 | CCM | 70.08 | 67.516 | G
DX24920 | RK9 B/20-3 LIGHT RIGID CONDUIT SLEEVED |  | 92.5 | 100 | M | 79.8 | 100 | M | 15.91% | OFFICIAL | 5PS45G54FA0330G100 | 30 | 5PS | INSTALLATION PASS | 45G | CONDUITS | 54F | RIGID CONDUITS | 3 | 2142 | M | 512.605 | CCM | 106.085 | 98.801 | G
DX25740 | RKB 40 3MT-HEAVY RIGIDE CONDUIT GREY | RKB RURA SZTYWNA 1250N SZARA 40 DŁ.3M | 357 | 100 | M | 308 | 100 | M | 15.91% | OFFICIAL | 5PS45G54FA0730N100 | 30 | 5PS | INSTALLATION PASS | 45G | CONDUITS | 54F | RIGID CONDUITS | 3 | 540 | M | 2000 | CCM | 425.333 | 425.236 | G | 8018678007681 | 8011564552234 | 8011564552241 | 39172310
DX24820 | RK9 B/20-2 TUBO RIGIDO BICCHIERATO LEGGE | RK9 RURA SZTYWNA 320N SZARA 20 DŁ.2M | 99.1 | 100 | M | 85.5 | 100 | M | 15.91% | OFFICIAL | 5PS45G54FA0330E100 | 30 | 5PS | INSTALLATION PASS | 45G | CONDUITS | 54F | RIGID CONDUITS | 2 | 1344 | M | 535.714 | CCM | 123.856 | 116.4 | G | 8034035089558 | 8034035468209 | 8034035468216 | 39172310
DX25750 | RKB 50 3MT-HEAVY RIGIDE CONDUIT GREY | RKB RURA SZTYWNA 1250N SZARA 50 DŁ.3M | 481 | 100 | M | 415 | 100 | M | 15.9% | OFFICIAL | 5PS45G54FA0730N100 | 30 | 5PS | INSTALLATION PASS | 45G | CONDUITS | 54F | RIGID CONDUITS | 3 | 360 | M | 3000 | CCM | 596.298 | 596.161 | G | 8018678007704 | 8018678015679 | 8011564479791 | 39172310
DX25316 | RK15/16G 3MT-MEDIUM RIGIDE CONDUIT GREY | RK15 RURA SZTYWNA 750N SZARA 16 DŁ.3M | 57.6 | 100 | M | 49.7 | 100 | M | 15.9% | OFFICIAL | 5PS45G54FA0530I100 | 30 | 5PS | INSTALLATION PASS | 45G | CONDUITS | 54F | RIGID CONDUITS | 3 | 3330 | M | 324.324 | CCM | 85.984 | 85.957 | G | 8018678006943 | 8011564554511 | 8011564554016 | 39172310
DX24825 | RK9 B/25-2 TUBO RIGIDO BICCHIERATO LEGGE | RK9 RURA SZTYWNA 320N SZARA 25 DŁ.2M | 139 | 100 | M | 120 | 100 | M | 15.83% | OFFICIAL | 5PS45G54FA0330E100 | 30 | 5PS | INSTALLATION PASS | 45G | CONDUITS | 54F | RIGID CONDUITS | 2 | 864 | M | 833.333 | CCM | 169.297 | 157.818 | G | 8034035089503 | 8034035468049 | 8034035468056 | 39172310
DX27732 | IRL B/32 3MT-MED. RIGIDE SL.CONDUIT GREY | RURA SZTYWNA 750N SZARA 32 DŁ.3M KIEL. | 205 | 100 | M | 177 | 100 | M | 15.82% | OFFICIAL | 5PS45G54FA0930U100 | 30 | 5PS | INSTALLATION PASS | 45G | CONDUITS | 54F | RIGID CONDUITS | 3 | 780 | M | 1361.538 | CCM | 226.196 | 226.129 | G | 8018678013040 | 8018678034533 | 8011564503427 | 39172310
DX24950 | RK9 B/50-3 LIGHT RIGID CONDUIT SLEEVED |  | 520 | 100 | M | 449 | 100 | M | 15.81% | OFFICIAL | 5PS45G54FA0330G100 | 30 | 5PS | INSTALLATION PASS | 45G | CONDUITS | 54F | RIGID CONDUITS | 3 | 360 | M | 3050 | CCM | 391.985 | 363.267 | G
DX26732W | RK9HF/32W-3 LIGHT RIGID CONDUIT HF WHITE | RK9HF RURA SZTYWNA 320N BIAŁA 32 DŁ.3M | 191 | 100 | M | 165 | 100 | M | 15.76% | OFFICIAL | 5PS45G54FA0330Y100 | 30 | 5PS | INSTALLATION PASS | 45G | CONDUITS | 54F | RIGID CONDUITS | 3 | 504 | M | 2142.857 | CCM | 213.909 | 150.055 | G | 8034035115615 | 0 | 0 | 0
DX26725W | RK9HF/25W-3 LIGHT RIGID CONDUIT HF WHITE | RK9HF RURA SZTYWNA 320N BIAŁA 25 DŁ.3M | 140 | 100 | M | 121 | 100 | M | 15.7% | OFFICIAL | 5PS45G54FA0330Y100 | 30 | 5PS | INSTALLATION PASS | 45G | CONDUITS | 54F | RIGID CONDUITS | 3 | 840 | M | 1285.714 | CCM | 141.923 | 100.039 | G | 8034035115608 | 0 | 0 | 0
DX27725 | IRL B/25 3MT-MED. RIGIDE SL.CONDUIT GREY | RURA SZTYWNA 750N SZARA 25 DŁ.3M KIEL. | 140 | 100 | M | 121 | 100 | M | 15.7% | OFFICIAL | 5PS45G54FA0930U100 | 30 | 5PS | INSTALLATION PASS | 45G | CONDUITS | 54F | RIGID CONDUITS | 3 | 1224 | M | 852.941 | CCM | 157.879 | 157.84 | G | 8018678028259 | 8018678034441 | 8011564503410 | 39172310
DX24832 | RK9 B/32-2 TUBO RIGIDO BICCHIERATO LEGGE | RK9 RURA SZTYWNA 320N SZARA 32 DŁ.2M | 199 | 100 | M | 172 | 100 | M | 15.7% | OFFICIAL | 5PS45G54FA0330E100 | 30 | 5PS | INSTALLATION PASS | 45G | CONDUITS | 54F | RIGID CONDUITS | 2 | 532 | M | 1353.383 | CCM | 227.584 | 226.881 | G | 8034035089510 | 8034035468070 | 8034035468087 | 39172310
DX27720 | IRL B/20 3MT-MED. RIGIDE SL.CONDUIT GREY | RURA SZTYWNA 750N SZARA 20 DŁ.3M KIEL. | 101 | 100 | M | 87.3 | 100 | M | 15.69% | OFFICIAL | 5PS45G54FA0930U100 | 30 | 5PS | INSTALLATION PASS | 45G | CONDUITS | 54F | RIGID CONDUITS | 3 | 2142 | M | 512.605 | CCM | 116.463 | 116.424 | G | 8018678028242 | 8018678034359 | 8011564503403 | 39172310
DX27620 | IRL B/20 2MT-MED. RIGIDE SL.CONDUIT GREY | RURA SZTYWNA 750N SZARA 20 DŁ.2M KIEL. | 107 | 100 | M | 92.5 | 100 | M | 15.68% | OFFICIAL | 5PS45G54FA0930T100 | 30 | 5PS | INSTALLATION PASS | 45G | CONDUITS | 54F | RIGID CONDUITS | 2 | 1344 | M | 535.714 | CCM | 123.856 | 116.4 | G | 8011564178625 | 8011564704626 | 8011564538009 | 39172310
DX27640 | IRL B/40-2 TUBO RIGIDO BICCHIERATO MEDIO | RURA SZTYWNA 750N SZARA 40 DŁ.2M KIEL. | 296 | 100 | M | 256 | 100 | M | 15.62% | OFFICIAL | 5PS45G54FA0930T100 | 30 | 5PS | INSTALLATION PASS | 45G | CONDUITS | 54F | RIGID CONDUITS | 2 | 350 | M | 2057.143 | CCM | 310.554 | 310.554 | G | 8011564745988 | 8011564704138 | 8011564704145 | 39172310
DX24816 | RK9 B/16-2 TUBO RIGIDO BICCHIERATO LEGGE | RK9 RURA SZTYWNA 320N SZARA 16 DŁ.2M | 60.6 | 100 | M | 59.4 | 100 | M | 2.02% | OFFICIAL | 5PS45G54FA0330E100 | 30 | 5PS | INSTALLATION PASS | 45G | CONDUITS | 54F | RIGID CONDUITS | 2 | 2220 | M | 324.324 | CCM | 90.618 | 85.913 | G | 8034035089541 | 8034035468179 | 8034035468186 | 39172310
DX15132R | FK 15/32F BLACK-MED. PLIA. CONDUIT W/P-F | FK15 CZARNY PESZEL 750N 32/24,2 PILOT | 115 | 100 | M | 99.8 | 100 | M | 15.23% | OFFICIAL | 5PS45G57FA553AU100 | 30 | 5PS | INSTALLATION PASS | 45G | CONDUITS | 57F | PLIABLE CONDUITS | 50 | 1800 | M | 1672.778 | CCM | 126.011 | 117.16 | G | 8034035042218 | 8034035440656 | 8034035441998 | 39172310
DX15020R50 | FK 15/20 NERO-TUBO PIEGH.MEDIO L=50M | FK15 CZARNY PESZEL 750N PVC 20/14 DŁ.50M | 22.7 | 1 | NR | 19.7 | 1 | NR | 15.23% | INTERNAL USE | 5PS45G57FA553AS100 | 30 | 5PS | INSTALLATION PASS | 45G | CONDUITS | 57F | PLIABLE CONDUITS | 50 | 2250 | M | 800 | CCM | 65.361 | 56.338 | G
DX20432R | ICTA/32 D.GREY-MED.PL. CONDUIT-SELF-REC. | ICTA SZARY PESZEL 750N PP 32/24,3 HF | 182 | 100 | M | 158 | 100 | M | 15.19% | OFFICIAL | 5PS45G57FA593BS100 | 30 | 5PS | INSTALLATION PASS | 45G | CONDUITS | 57F | PLIABLE CONDUITS | 50 | 1800 | M | 1672.778 | CCM | 115.907 | 107.056 | G | 8034035042928 | 8034035441363 | 8034035442704 | 39172210
DX20540R | ICTA/40F D.GREY-M.PL.CONDUIT-S.R.-W/P-F | ICTA SZARY PESZEL 750N 40/31,2 HF PILOT | 273 | 100 | M | 237 | 100 | M | 15.19% | OFFICIAL | 5PS45G57FA593BU100 | 30 | 5PS | INSTALLATION PASS | 45G | CONDUITS | 57F | PLIABLE CONDUITS | 25 | 500 | M | 2990 | CCM | 193.79 | 164.668 | G | 8034035043000 | 8034035441448 | 8034035442780 | 39172210
DX10120R | FK 9/20F GREY LIGHT PLIABLE CONDUIT W/P | FK9 SZARY PESZEL 320N 20/14,2 Z PILOTEM | 40.2 | 100 | M | 34.9 | 100 | M | 15.19% | OFFICIAL | 5PS45G57FA533A2100 | 30 | 5PS | INSTALLATION PASS | 45G | CONDUITS | 57F | PLIABLE CONDUITS | 100 | 5200 | M | 561.923 | CCM | 51.562 | 48.675 | G | 8034035089367 | 8034035467820 | 8034035467837 | 39172310
DX10116R | FK 9/16F GREY LIGHT PLIABLE CONDUIT W/P | FK9 SZARY PESZEL 320N 16/10,8 Z PILOTEM | 34.9 | 100 | M | 30.3 | 100 | M | 15.18% | OFFICIAL | 5PS45G57FA533A2100 | 30 | 5PS | INSTALLATION PASS | 45G | CONDUITS | 57F | PLIABLE CONDUITS | 100 | 6400 | M | 436.719 | CCM | 38.497 | 36.1 | G | 8034035089282 | 8034035467660 | 8034035467677 | 39172310
DX10020R | FK 9/20 GREY RAL7035 LIGHT PLIA. CONDUIT | FK9 SZARY PESZEL 320N PVC 20/14,2 | 38 | 100 | M | 33 | 100 | M | 15.15% | OFFICIAL | 5PS45G57FA533A0100 | 30 | 5PS | INSTALLATION PASS | 45G | CONDUITS | 57F | PLIABLE CONDUITS | 100 | 5200 | M | 561.923 | CCM | 46.476 | 43.575 | G | 8034035089343 | 8034035467783 | 8034035467790 | 39172310
DX15116R | FK 15/16F BLACK-MED. PLIA. CONDUIT W/P-F | FK15 CZARNY PESZEL 750N 16/10,7 PILOT | 40.3 | 100 | M | 35 | 100 | M | 15.14% | OFFICIAL | 5PS45G57FA553AU100 | 30 | 5PS | INSTALLATION PASS | 45G | CONDUITS | 57F | PLIABLE CONDUITS | 100 | 6400 | M | 436.719 | CCM | 47.996 | 45.599 | G | 8034035042188 | 8034035440625 | 8034035441967 | 39172310
DX20125R | ICTA/25F GREY-M. PL.CONDUIT-S.R.- W/P-F | ICTA SZARY PESZEL 750N 25/17,8 HF PILOT | 137 | 100 | M | 119 | 100 | M | 15.13% | OFFICIAL | 5PS45G57FA593BQ100 | 30 | 5PS | INSTALLATION PASS | 45G | CONDUITS | 57F | PLIABLE CONDUITS | 75 | 3300 | M | 917.879 | CCM | 88.872 | 84.147 | G | 8034035042843 | 8034035441288 | 8034035442629 | 39172210
DX20525R | ICTA/25F D.GREY-M.PL.CONDUIT-S.R.-W/P-F | ICTA SZARY PESZEL 750N 25/17,8 HF PILOT | 137 | 100 | M | 119 | 100 | M | 15.13% | OFFICIAL | 5PS45G57FA593BU100 | 30 | 5PS | INSTALLATION PASS | 45G | CONDUITS | 57F | PLIABLE CONDUITS | 75 | 3300 | M | 917.879 | CCM | 82.872 | 78.147 | G | 8034035042980 | 8034035441424 | 8034035442766 | 39172210
DX23125R | ICTA/25 BLUE MED.PLIABLE COND.S.EXT.W/P | ICTA NIEB. PESZEL 750N 25/17,8 HF PILOT | 137 | 100 | M | 119 | 100 | M | 15.13% | OFFICIAL | 5PS45G57FA593BU100 | 30 | 5PS | INSTALLATION PASS | 45G | CONDUITS | 57F | PLIABLE CONDUITS | 75 | 1500 | M | 950.667 | CCM | 96.127 | 86.207 | G | 8034035043260 | 8034035441707 | 8034035443046 | 39172210
DX10132R | FK 9/32F GREY LIGHT PLIABLE CONDUIT W/P | FK9 SZARY PESZEL 320N 32/24,5 Z PILOTEM | 102 | 100 | M | 88.6 | 100 | M | 15.12% | OFFICIAL | 5PS45G57FA533A2100 | 30 | 5PS | INSTALLATION PASS | 45G | CONDUITS | 57F | PLIABLE CONDUITS | 50 | 1800 | M | 1672.533 | CCM | 126.011 | 117.16 | G | 8034035089527 | 8034035468094 | 8034035468100 | 39172310
DX15025R | FK 15/25 BLACK-MEDIUM PLIABLE CONDUIT | FK15 CZARNY PESZEL 750N PVC 25/18,3 | 73.9 | 100 | M | 64.2 | 100 | M | 15.11% | OFFICIAL | 5PS45G57FA553AS100 | 30 | 5PS | INSTALLATION PASS | 45G | CONDUITS | 57F | PLIABLE CONDUITS | 75 | 3300 | M | 917.879 | CCM | 83.784 | 79.049 | G | 8034035042133 | 8034035440571 | 8034035441912 | 39172310
DX15040R | FK 15/40 BLACK-MEDIUM PLIABLE CONDUIT | FK15 CZARNY PESZEL 750N PVC 40/31,2 | 160 | 100 | M | 139 | 100 | M | 15.11% | OFFICIAL | 5PS45G57FA553AS100 | 30 | 5PS | INSTALLATION PASS | 45G | CONDUITS | 57F | PLIABLE CONDUITS | 25 | 1100 | M | 2953.636 | CCM | 158.929 | 145.379 | G | 8034035042157 | 8034035440595 | 8034035441936 | 39172310
DX15163R | FK 15/63F BLACK-MED. PLIA. CONDUIT W/P-F | FK15 CZARNY PESZEL 750N 63/50,6 PILOT | 549 | 100 | M | 477 | 100 | M | 15.09% | OFFICIAL | 5PS45G57FA553AU100 | 30 | 5PS | INSTALLATION PASS | 45G | CONDUITS | 57F | PLIABLE CONDUITS | 20 | 240 | M | 7487.5 | CCM | 348.647 | 294.409 | G | 8034035042249 | 8034035440687 | 8034035442025 | 39172310
DX20416R | ICTA/16 D.GREY-MED.PL. CONDUIT-SELF-REC. | ICTA SZARY PESZEL 750N PP 16/10,7 HF | 69.4 | 100 | M | 60.3 | 100 | M | 15.09% | OFFICIAL | 5PS45G57FA593BS100 | 30 | 5PS | INSTALLATION PASS | 45G | CONDUITS | 57F | PLIABLE CONDUITS | 100 | 6400 | M | 436.719 | CCM | 42.838 | 40.498 | G | 8034035042898 | 8034035441332 | 8034035442674 | 39172210
DX20420R | ICTA/20 D.GREY-MED.PL. CONDUIT-SELF-REC. | ICTA SZARY PESZEL 750N PP 20/13,4 HF | 96.9 | 100 | M | 84.2 | 100 | M | 15.08% | OFFICIAL | 5PS45G57FA593BS100 | 30 | 5PS | INSTALLATION PASS | 45G | CONDUITS | 57F | PLIABLE CONDUITS | 100 | 5200 | M | 561.923 | CCM | 55.46 | 52.573 | G | 8034035042904 | 8034035441349 | 8034035442681 | 39172210
DX23325R | FKHF/25F LIGHT PLIABLE COND.RAL7035 C.P | FKHF SZARY PESZEL 320N 25/17,8 HF PILOT | 84.7 | 100 | M | 73.6 | 100 | M | 15.08% | OFFICIAL | 5PS45G57FA593BX100 | 30 | 5PS | INSTALLATION PASS | 45G | CONDUITS | 57F | PLIABLE CONDUITS | 75 | 3300 | M | 917.879 | CCM | 80.872 | 76.147 | G | 8034035043406 | 8034035441844 | 8034035443183 | 39172210
DX20532R | ICTA/32F D.GREY-M.PL.CONDUIT-S.R.-W/P-F | ICTA SZARY PESZEL 750N 32/24,3 HF PILOT | 191 | 100 | M | 166 | 100 | M | 15.06% | OFFICIAL | 5PS45G57FA593BU100 | 30 | 5PS | INSTALLATION PASS | 45G | CONDUITS | 57F | PLIABLE CONDUITS | 50 | 1800 | M | 1672.778 | CCM | 121.007 | 112.156 | G | 8034035042997 | 8034035441431 | 8034035442773 | 39172210
DX20563R | ICTA/63F D.GREY-M.PL.CONDUIT-S.R.-W/P-F | ICTA SZARY PESZEL 750N 63/50,6 HF PILOT | 726 | 100 | M | 631 | 100 | M | 15.06% | OFFICIAL | 5PS45G57FA593BU100 | 30 | 5PS | INSTALLATION PASS | 45G | CONDUITS | 57F | PLIABLE CONDUITS | 20 | 240 | M | 7487.5 | CCM | 362.132 | 307.351 | G | 8034035043024 | 8034035441462 | 8034035442803 | 39172210
DX20516R | ICTA/16F D.GREY-M.PL.CONDUIT-S.R.-W/P-F | ICTA SZARY PESZEL 750N 16/10,7 HF PILOT | 74.9 | 100 | M | 65.1 | 100 | M | 15.05% | OFFICIAL | 5PS45G57FA593BU100 | 30 | 5PS | INSTALLATION PASS | 45G | CONDUITS | 57F | PLIABLE CONDUITS | 100 | 6400 | M | 436.719 | CCM | 47.938 | 45.598 | G | 8034035042966 | 8034035441400 | 8034035442742 | 39172210
DX20425R | ICTA/25 D.GREY-MED.PL. CONDUIT-SELF-REC. | ICTA SZARY PESZEL 750N PP 25/17,8 HF | 130 | 100 | M | 113 | 100 | M | 15.04% | OFFICIAL | 5PS45G57FA593BS100 | 30 | 5PS | INSTALLATION PASS | 45G | CONDUITS | 57F | PLIABLE CONDUITS | 75 | 3300 | M | 917.879 | CCM | 77.772 | 73.047 | G | 8034035042911 | 8034035441356 | 8034035442698 | 39172210
DX10125R | FK 9/25F GREY LIGHT PLIABLE CONDUIT W/P | FK9 SZARY PESZEL 320N 25/18,6 Z PILOTEM | 67.3 | 100 | M | 58.5 | 100 | M | 15.04% | OFFICIAL | 5PS45G57FA533A2100 | 30 | 5PS | INSTALLATION PASS | 45G | CONDUITS | 57F | PLIABLE CONDUITS | 75 | 3300 | M | 917.879 | CCM | 70.712 | 66.15 | G | 8034035089374 | 8034035467844 | 8034035467851 | 39172310
DX20463R | ICTA/63 D.GREY-MED.PL. CONDUIT-SELF-REC. | ICTA SZARY PESZEL 750N PP 63/50,6 HF | 719 | 100 | M | 625 | 100 | M | 15.04% | OFFICIAL | 5PS45G57FA593BS100 | 30 | 5PS | INSTALLATION PASS | 45G | CONDUITS | 57F | PLIABLE CONDUITS | 20 | 240 | M | 7487.5 | CCM | 357.032 | 302.251 | G | 8034035042959 | 8034035441394 | 8034035442735 | 39172210
DX15120R | FK 15/20F BLACK-MED. PLIA. CONDUIT W/P-F | FK15 CZARNY PESZEL 750N 20/14 Z PILOTEM | 45.9 | 100 | M | 39.9 | 100 | M | 15.04% | OFFICIAL | 5PS45G57FA553AU100 | 30 | 5PS | INSTALLATION PASS | 45G | CONDUITS | 57F | PLIABLE CONDUITS | 100 | 5200 | M | 561.923 | CCM | 63.561 | 60.674 | G | 8034035042195 | 8034035440632 | 8034035441974 | 39172310
DX15016R | FK 15/16 BLACK-MEDIUM PLIABLE CONDUIT | FK15 CZARNY PESZEL 750N PVC 16/10,7 | 37.5 | 100 | M | 32.6 | 100 | M | 15.03% | OFFICIAL | 5PS45G57FA553AS100 | 30 | 5PS | INSTALLATION PASS | 45G | CONDUITS | 57F | PLIABLE CONDUITS | 100 | 6400 | M | 436.719 | CCM | 42.896 | 40.499 | G | 8034035042119 | 8034035440557 | 8034035441899 | 39172310
DX15020R | FK 15/20 BLACK-MEDIUM PLIABLE CONDUIT | FK15 CZARNY PESZEL 750N PVC 20/14 | 42.9 | 100 | M | 37.3 | 100 | M | 15.01% | OFFICIAL | 5PS45G57FA553AS100 | 30 | 5PS | INSTALLATION PASS | 45G | CONDUITS | 57F | PLIABLE CONDUITS | 100 | 5200 | M | 561.923 | CCM | 58.475 | 55.574 | G | 8034035042126 | 8034035440564 | 8034035441905 | 39172310
DX15125R | FK 15/25F BLACK-MED. PLIA. CONDUIT W/P-F | FK15 CZARNY PESZEL 750N 25/18,3 PILOT | 77.4 | 100 | M | 67.3 | 100 | M | 15.01% | OFFICIAL | 5PS45G57FA553AU100 | 30 | 5PS | INSTALLATION PASS | 45G | CONDUITS | 57F | PLIABLE CONDUITS | 75 | 3300 | M | 917.879 | CCM | 88.874 | 84.149 | G | 8034035042201 | 8034035440649 | 8034035441981 | 39172310
DX15063R | FK 15/63 BLACK-MEDIUM PLIABLE CONDUIT | FK15 CZARNY PESZEL 750N PVC 63/50,6 | 322 | 100 | M | 280 | 100 | M | 15% | OFFICIAL | 5PS45G57FA553AS100 | 30 | 5PS | INSTALLATION PASS | 45G | CONDUITS | 57F | PLIABLE CONDUITS | 20 | 240 | M | 7487.5 | CCM | 343.579 | 289.302 | G | 8034035042171 | 8034035440618 | 8034035441950 | 39172310
DX15140R | FK 15/40F BLACK-MED. PLIA. CONDUIT W/P-F | FK15 CZARNY PESZEL 750N 40/31,2 PILOT | 161 | 100 | M | 140 | 100 | M | 15% | OFFICIAL | 5PS45G57FA553AU100 | 30 | 5PS | INSTALLATION PASS | 45G | CONDUITS | 57F | PLIABLE CONDUITS | 25 | 500 | M | 2990 | CCM | 179.779 | 150.657 | G | 8034035042225 | 8034035440663 | 8034035442001 | 39172310
DX20550R | ICTA/50F D.GREY-M.PL.CONDUIT-S.R.-W/P-F | ICTA SZARY PESZEL 750N 50/39,6 HF PILOT | 530 | 100 | M | 461 | 100 | M | 14.97% | OFFICIAL | 5PS45G57FA593BU100 | 30 | 5PS | INSTALLATION PASS | 45G | CONDUITS | 57F | PLIABLE CONDUITS | 25 | 400 | M | 4320 | CCM | 274.607 | 238.215 | G | 8034035043017 | 8034035441455 | 8034035442797 | 39172210
DX20520R | ICTA/20F D.GREY-M.PL.CONDUIT-S.R.-W/P-F | ICTA SZARY PESZEL 750N 20/13,4 HF PILOT | 103 | 100 | M | 89.6 | 100 | M | 14.96% | OFFICIAL | 5PS45G57FA593BU100 | 30 | 5PS | INSTALLATION PASS | 45G | CONDUITS | 57F | PLIABLE CONDUITS | 100 | 5200 | M | 561.923 | CCM | 60.56 | 57.673 | G | 8034035042973 | 8034035441417 | 8034035442759 | 39172210
DX20450R | ICTA/50 D.GREY-MED.PL. CONDUIT-SELF-REC. | ICTA SZARY PESZEL 750N PP 50/39,6 HF | 523 | 100 | M | 455 | 100 | M | 14.95% | OFFICIAL | 5PS45G57FA593BS100 | 30 | 5PS | INSTALLATION PASS | 45G | CONDUITS | 57F | PLIABLE CONDUITS | 25 | 400 | M | 4320 | CCM | 269.507 | 233.115 | G | 8034035042942 | 8034035441387 | 8034035442728 | 39172210
DX15050R | FK 15/50 BLACK-MEDIUM PLIABLE CONDUIT | FK15 CZARNY PESZEL 750N PVC 50/39,6 | 231 | 100 | M | 201 | 100 | M | 14.93% | OFFICIAL | 5PS45G57FA553AS100 | 30 | 5PS | INSTALLATION PASS | 45G | CONDUITS | 57F | PLIABLE CONDUITS | 25 | 400 | M | 4320 | CCM | 264.528 | 228.136 | G | 8034035042164 | 8034035440601 | 8034035441943 | 39172310
DX20440R | ICTA/40 D.GREY-MED.PL. CONDUIT-SELF-REC. | ICTA SZARY PESZEL 750N PP 40/31,2 HF | 262 | 100 | M | 228 | 100 | M | 14.91% | OFFICIAL | 5PS45G57FA593BS100 | 30 | 5PS | INSTALLATION PASS | 45G | CONDUITS | 57F | PLIABLE CONDUITS | 25 | 500 | M | 2990 | CCM | 188.69 | 159.568 | G | 8034035042935 | 8034035441370 | 8034035442711 | 39172210
DX15150R | FK 15/50F BLACK-MED. PLIA. CONDUIT W/P-F | FK15 CZARNY PESZEL 750N 50/39,6 PILOT | 386 | 100 | M | 336 | 100 | M | 14.88% | OFFICIAL | 5PS45G57FA553AU100 | 30 | 5PS | INSTALLATION PASS | 45G | CONDUITS | 57F | PLIABLE CONDUITS | 25 | 400 | M | 4320 | CCM | 269.628 | 233.236 | G | 8034035042232 | 8034035440670 | 8034035442018 | 39172310
DX15032R | FK 15/32 BLACK-MEDIUM PLIABLE CONDUIT | FK15 CZARNY PESZEL 750N PVC 32/24,2 | 112 | 100 | M | 97.6 | 100 | M | 14.75% | OFFICIAL | 5PS45G57FA553AS100 | 30 | 5PS | INSTALLATION PASS | 45G | CONDUITS | 57F | PLIABLE CONDUITS | 50 | 1800 | M | 1672.778 | CCM | 120.911 | 112.06 | G | 8034035042140 | 8034035440588 | 8034035441929 | 39172310
DX23320R | FKHF/20F LIGHT PLIABLE COND.RAL7035 C.P | FKHF SZARY PESZEL 320N 20/13,4 HF PILOT | 72.8 | 100 | M | 69.1 | 100 | M | 5.355% | OFFICIAL | 5PS45G57FA593BX100 | 30 | 5PS | INSTALLATION PASS | 45G | CONDUITS | 57F | PLIABLE CONDUITS | 100 | 5200 | M | 561.923 | CCM | 46.56 | 43.673 | G | 8034035043390 | 8034035441837 | 8034035443176 | 39172210
DX10032R10 | FK9/32 GREY LIGHT PLIABLE CONDUIT L=10M | FK9 SZARY PESZEL 320N PVC 32/24,5 DŁ.10M | 12.6 | 1 | NR | 12.3 | 1 | NR | 2.439% | OFFICIAL | 5PS45G57FA533A0100 | 30 | 5PS | INSTALLATION PASS | 45G | CONDUITS | 57F | PLIABLE CONDUITS | 10 | 630 | M | 2182.54 | CCM | 116.453 | 92.571 | G | 8034035089299 | 8034035467684 | 8034035467691 | 0
DX10020R10 | FK9/20 GREY LIGHT PLIABLE CONDUIT L=10M | FK9 SZARY PESZEL 320N PVC 20/14,2 DŁ.10M | 6.45 | 1 | NR | 6.3 | 1 | NR | 2.381% | OFFICIAL | 5PS45G57FA533A0100 | 30 | 5PS | INSTALLATION PASS | 45G | CONDUITS | 57F | PLIABLE CONDUITS | 10 | 1350 | M | 1111.111 | CCM | 55.878 | 44.742 | G | 8034035089336 | 8034035467769 | 8034035467776 | 0
DX15225R25 | FK 15/25 VERDE-TUBO PIEGH.MEDIO L=25M | X | 17.3 | 1 | NR | 16.9 | 1 | NR | 2.367% | INTERNAL USE | 5PS45G57FA553AW100 | 30 | 5PS | INSTALLATION PASS | 45G | CONDUITS | 57F | PLIABLE CONDUITS | 25 | 1125 | M | 1222.222 | CCM | 96.284 | 80.281 | G | X | X | X | X | X
DX15625R25 | FK 15/25 MARRONE-TUBO PIEGH.MEDIO L=25M |  | 17.3 | 1 | NR | 16.9 | 1 | NR | 2.367% | INTERNAL USE | 5PS45G57FA553B4100 | 30 | 5PS | INSTALLATION PASS | 45G | CONDUITS | 57F | PLIABLE CONDUITS | 25 | 1125 | M | 1222.222 | CCM | 96.284 | 80.281 | G
DX15825R25 | FK 15/25 LILLA-TUBO PIEGH.MEDIO L=25M |  | 17.3 | 1 | NR | 16.9 | 1 | NR | 2.367% | INTERNAL USE | 5PS45G57FA553B8100 | 30 | 5PS | INSTALLATION PASS | 45G | CONDUITS | 57F | PLIABLE CONDUITS | 25 | 1125 | M | 1222.222 | CCM | 96.284 | 80.281 | G
DX15425R25 | FK 15/25 AZZURRO -TUBO PIEGH.MEDIO L=25M | FK 15 NIEBIESKI PESZEL 750N 25/18,3 25M | 17.7 | 1 | NR | 17.3 | 1 | NR | 2.312% | INTERNAL USE | 5PS45G57FA553B0100 | 30 | 5PS | INSTALLATION PASS | 45G | CONDUITS | 57F | PLIABLE CONDUITS | 25 | 1125 | M | 1222.222 | CCM | 96.284 | 80.281 | G
DX15025R25 | FK 15/25 NERO-TUBO PIEGH.MEDIO L=25M | FK15 CZARNY PESZEL 750N 25/18,3 DŁ.25M | 18.1 | 1 | NR | 17.7 | 1 | NR | 2.26% | INTERNAL USE | 5PS45G57FA553AS100 | 30 | 5PS | INSTALLATION PASS | 45G | CONDUITS | 57F | PLIABLE CONDUITS | 25 | 1125 | M | 1124.444 | CCM | 96.284 | 80.281 | G
DX15016R25 | FK 15/16 NERO-TUBO PIEGH.MEDIO L=25M | FK15 CZARNY PESZEL 750N 16/10,7 DŁ.25M | 9.1 | 1 | NR | 8.9 | 1 | NR | 2.247% | INTERNAL USE | 5PS45G57FA553AS100 | 30 | 5PS | INSTALLATION PASS | 45G | CONDUITS | 57F | PLIABLE CONDUITS | 25 | 2100 | M | 642.857 | CCM | 47.34 | 41.138 | G
DX10020R50 | FK9/20 GREY LIGHT PLIABLE CONDUIT L=50M | FK9 SZARY PESZEL 320N PVC 20/14,2 DŁ.50M | 22.8 | 1 | NR | 22.3 | 1 | NR | 2.242% | OFFICIAL | 5PS45G57FA533A0100 | 30 | 5PS | INSTALLATION PASS | 45G | CONDUITS | 57F | PLIABLE CONDUITS | 50 | 2250 | M | 800 | CCM | 51.506 | 43.803 | G | 8034035089305 | 8034035467707 | 8034035467714 | 0
DX10025R50 | FK9/25 GREY LIGHT PLIABLE CONDUIT L=50M | FK9 SZARY PESZEL 320N PVC 25/18,6 DŁ.50M | 38.4 | 1 | NR | 37.6 | 1 | NR | 2.128% | OFFICIAL | 5PS45G57FA533A0100 | 30 | 5PS | INSTALLATION PASS | 45G | CONDUITS | 57F | PLIABLE CONDUITS | 50 | 2400 | M | 1225 | CCM | 85.3 | 79.051 | G | 8034035089589 | 8034035468278 | 8034035468285 | 0
DX10025R10 | FK9/25 GREY LIGHT PLIABLE CONDUIT L=10M | FK9 SZARY PESZEL 320N PVC 25/18,6 DŁ.10M | 9.6 | 1 | NR | 9.4 | 1 | NR | 2.128% | OFFICIAL | 5PS45G57FA533A0100 | 30 | 5PS | INSTALLATION PASS | 45G | CONDUITS | 57F | PLIABLE CONDUITS | 10 | 990 | M | 1454.545 | CCM | 77.001 | 61.938 | G | 8034035089329 | 8034035467745 | 8034035467752 | 0
DX10025R25 | FK9/25 GREY LIGHT PLIABLE CONDUIT L=25M | FK9 SZARY PESZEL 320N PVC 25/18,6 DŁ.25M | 19.7 | 1 | NR | 19.3 | 1 | NR | 2.073% | OFFICIAL | 5PS45G57FA533A0100 | 30 | 5PS | INSTALLATION PASS | 45G | CONDUITS | 57F | PLIABLE CONDUITS | 25 | 1125 | M | 1124.444 | CCM | 96.284 | 80.281 | G | 8034035089534 | 8034035468117 | 8034035468124 | 0
DX15016R10 | FK 15/16 NERO-TUBO PIEGH.MEDIO L=10M | FK15 CZARNY PESZEL 750N 16/10,7 DŁ.10M | 4.95 | 1 | NR | 4.85 | 1 | NR | 2.062% | INTERNAL USE | 5PS45G57FA553AS100 | 30 | 5PS | INSTALLATION PASS | 45G | CONDUITS | 57F | PLIABLE CONDUITS | 10 | 2090 | M | 717.703 | CCM | 48.741 | 41.14 | G
DX10032R25 | FK9/32 GREY LIGHT PLIABLE CONDUIT L=25M | FK9 SZARY PESZEL 320N PVC 32/24,5 DŁ.25M | 30.9 | 1 | NR | 30.3 | 1 | NR | 1.98% | OFFICIAL | 5PS45G57FA533A0100 | 30 | 5PS | INSTALLATION PASS | 45G | CONDUITS | 57F | PLIABLE CONDUITS | 25 | 1300 | M | 2215.385 | CCM | 123.564 | 112.069 | G | 8034035089596 | 8034035468292 | 8034035468308 | 0
DX15020R25 | FK 15/20 NERO-TUBO PIEGH.MEDIO L=25M | FK15 CZARNY PESZEL 750N PVC 20/14 DŁ.25M | 10.3 | 1 | NR | 10.1 | 1 | NR | 1.98% | INTERNAL USE | 5PS45G57FA553AS100 | 30 | 5PS | INSTALLATION PASS | 45G | CONDUITS | 57F | PLIABLE CONDUITS | 25 | 1800 | M | 833.333 | CCM | 65.299 | 56.242 | G
DX10020R25 | FK9/20 GREY LIGHT PLIABLE CONDUIT L=25M | FK9 SZARY PESZEL 320N PVC 20/14,2 DŁ.25M | 10.7 | 1 | NR | 10.5 | 1 | NR | 1.905% | OFFICIAL | 5PS45G57FA533A0100 | 30 | 5PS | INSTALLATION PASS | 45G | CONDUITS | 57F | PLIABLE CONDUITS | 25 | 1800 | M | 833.333 | CCM | 57.814 | 44.451 | G | 8034035089237 | 8034035467561 | 8034035467578 | 0
DX15032R10 | FK 15/32 NERO-TUBO PIEGH.MEDIO L=10M | FK15 CZARNY PESZEL 750N 32/24,2 DŁ.10M | 11.4 | 1 | NR | 11.2 | 1 | NR | 1.786% | INTERNAL USE | 5PS45G57FA553AS100 | 30 | 5PS | INSTALLATION PASS | 45G | CONDUITS | 57F | PLIABLE CONDUITS | 10 | 630 | M | 2182.54 | CCM | 142.706 | 114.374 | G
DX15025R10 | FK 15/25 NERO-TUBO PIEGH.MEDIO L=10M | FK15 CZARNY PESZEL 750N 25/18,3 DŁ.10M | 8.65 | 1 | NR | 8.5 | 1 | NR | 1.765% | INTERNAL USE | 5PS45G57FA553AS100 | 30 | 5PS | INSTALLATION PASS | 45G | CONDUITS | 57F | PLIABLE CONDUITS | 10 | 990 | M | 1454.545 | CCM | 82.134 | 79.375 | G
DX15020R10 | FK 15/20 NERO-TUBO PIEGH.MEDIO L=10M | FK15 CZARNY PESZEL 750N PVC 20/14 DŁ.10M | 5.8 | 1 | NR | 5.7 | 1 | NR | 1.754% | INTERNAL USE | 5PS45G57FA553AS100 | 30 | 5PS | INSTALLATION PASS | 45G | CONDUITS | 57F | PLIABLE CONDUITS | 10 | 1350 | M | 1111.111 | CCM | 67.722 | 56.41 | G
DX23220R | FKHF/20 LIGHT PLIABLE COND.RAL7035 | FK HF SZARY PESZEL 320N PP 20/13,4 HF | 69.77 | 100 | M | 80.1 | 100 | M | -12.9% | OFFICIAL | 5PS45G57FA593BV100 | 30 | 5PS | INSTALLATION PASS | 45G | CONDUITS | 57F | PLIABLE CONDUITS | 100 | 5200 | M | 561.923 | CCM | 41.46 | 38.573 | G | 8034035043321 | 8034035441769 | 8034035443107 | 39172210
DX10016R | FK 9/16 GREY RAL7035 LIGHT PLIA. CONDUIT | FK9 SZARY PESZEL 320N PVC 16/10,8 | 28.8 | 100 | M | 28.8 | 100 | M | 0% | OFFICIAL | 5PS45G57FA533A0100 | 30 | 5PS | INSTALLATION PASS | 45G | CONDUITS | 57F | PLIABLE CONDUITS | 100 | 6400 | M | 436.719 | CCM | 33.397 | 31 | G | 8034035089275 | 8034035467646 | 8034035467653 | 0
DX10016R10 | FK9/16 GREY LIGHT PLIABLE CONDUIT L=10M | FK9 SZARY PESZEL 320N PVC 16/10,8 DŁ.10M | 5.3 | 1 | NR | 5.3 | 1 | NR | 0% | OFFICIAL | 5PS45G57FA533A0100 | 30 | 5PS | INSTALLATION PASS | 45G | CONDUITS | 57F | PLIABLE CONDUITS | 10 | 2090 | M | 717.703 | CCM | 39.295 | 32.102 | G | 8034035089220 | 8034035467547 | 8034035467554 | 0
DX10016R25 | FK9/16 GREY LIGHT PLIABLE CONDUIT L=25M | FK9 SZARY PESZEL 320N PVC 16/10,8 DŁ.25M | 9.65 | 1 | NR | 9.65 | 1 | NR | 0% | OFFICIAL | 5PS45G57FA533A0100 | 30 | 5PS | INSTALLATION PASS | 45G | CONDUITS | 57F | PLIABLE CONDUITS | 25 | 2100 | M | 642.857 | CCM | 37.162 | 31.665 | G | 8034035089312 | 8034035467721 | 8034035467738 | 0
DX10016R50 | FK9/16 GREY LIGHT PLIABLE CONDUIT L=50M | FK9 SZARY PESZEL 320N PVC 16/10,8 DŁ.50M | 19.1 | 1 | NR | 19.1 | 1 | NR | 0% | OFFICIAL | 5PS45G57FA533A0100 | 30 | 5PS | INSTALLATION PASS | 45G | CONDUITS | 57F | PLIABLE CONDUITS | 50 | 2700 | M | 555.556 | CCM | 36.689 | 31.121 | G | 8034035089213 | 8034035467523 | 8034035467530 | 0
DX10025R | FK 9/25 GREY RAL7035 LIGHT PLIA. CONDUIT | FK9 SZARY PESZEL 320N PVC 25/18,6 | 57.5 | 100 | M | 57.5 | 100 | M | 0% | OFFICIAL | 5PS45G57FA533A0100 | 30 | 5PS | INSTALLATION PASS | 45G | CONDUITS | 57F | PLIABLE CONDUITS | 75 | 3300 | M | 917.879 | CCM | 65.612 | 61.05 | G | 8034035089350 | 8034035467806 | 8034035467813 | 39172310
DX10032R | FK 9/32 GREY RAL7035 LIGHT PLIA. CONDUIT | FK9 SZARY PESZEL 320N PVC 32/24,5 | 87 | 100 | M | 87 | 100 | M | 0% | OFFICIAL | 5PS45G57FA533A0100 | 30 | 5PS | INSTALLATION PASS | 45G | CONDUITS | 57F | PLIABLE CONDUITS | 50 | 1800 | M | 1672.533 | CCM | 100.351 | 92.061 | G | 8034035089206 | 8034035467509 | 8034035467516 | 39172310
DX10040R | FK 9/40 GREY RAL7035 LIGHT PLIA. CONDUIT | FK9 SZARY PESZEL 320N PVC 40/31 | 121 | 100 | M | 121 | 100 | M | 0% | OFFICIAL | 5PS45G57FA533A0100 | 30 | 5PS | INSTALLATION PASS | 45G | CONDUITS | 57F | PLIABLE CONDUITS | 25 | 1100 | M | 2953.636 | CCM | 125.93 | 112.38 | G | 8034035089244 | 8034035467585 | 8034035467592 | 39172310
DX10050R | FK 9/50 GREY RAL7035 LIGHT PLIA. CONDUIT | FK9 SZARY PESZEL 320N PVC 50/40 | 177 | 100 | M | 177 | 100 | M | 0% | OFFICIAL | 5PS45G57FA533A0100 | 30 | 5PS | INSTALLATION PASS | 45G | CONDUITS | 57F | PLIABLE CONDUITS | 25 | 400 | M | 4320 | CCM | 189.511 | 153.119 | G | 8034035089268 | 8034035467622 | 8034035467639 | 39172310
DX10140R | FK 9/40F GREY LIGHT PLIABLE CONDUIT W/P | FK9 SZARY PESZEL 320N 40/31 Z PILOTEM | 121 | 100 | M | 121 | 100 | M | 0% | OFFICIAL | 5PS45G57FA533A2100 | 30 | 5PS | INSTALLATION PASS | 45G | CONDUITS | 57F | PLIABLE CONDUITS | 25 | 500 | M | 2990 | CCM | 146.781 | 117.659 | G | 8034035089251 | 8034035467608 | 8034035467615 | 39172310
DX10150R | FK 9/50F GREY LIGHT PLIABLE CONDUIT W/P | FK9 SZARY PESZEL 320N 50/40 Z PILOTEM | 309 | 100 | M | 309 | 100 | M | 0% | OFFICIAL | 5PS45G57FA533A2100 | 30 | 5PS | INSTALLATION PASS | 45G | CONDUITS | 57F | PLIABLE CONDUITS | 25 | 400 | M | 4320 | CCM | 194.611 | 158.219 | G | 8034035089572 | 8034035468254 | 8034035468261 | 39172310
DX15020X | FK-X/20 BLACK MED.PLIABLE COEXT.CONDUIT | FK-X CZARNY PESZEL 750N 20/14,1 XTREME | 65.4 | 100 | M | 65.4 | 100 | M | 0% | OFFICIAL | 5PS45G57FA563B3100 | 30 | 5PS | INSTALLATION PASS | 45G | CONDUITS | 57F | PLIABLE CONDUITS | 100 | 5200 | M | 561.923 | CCM | 69.443 | 66.46 | G | 8034035021503 | 8034035429118 | 8034035429101 | 39172310
DX15025X | FK-X/25 BLACK MED.PLIABLE COEXT.CONDUIT | FK-X CZARNY PESZEL 750N 25/18,3 XTREME | 93 | 100 | M | 93 | 100 | M | 0% | OFFICIAL | 5PS45G57FA563B3100 | 30 | 5PS | INSTALLATION PASS | 45G | CONDUITS | 57F | PLIABLE CONDUITS | 75 | 3300 | M | 917.879 | CCM | 104.01 | 99.134 | G | 8034035021510 | 8034035429125 | 8034035429132 | 39172310
DX15032X | FK-X/32 BLACK MED.PLIABLE COEXT.CONDUIT | FK-X CZARNY PESZEL 750N 32/24,3 XTREME | 145 | 100 | M | 145 | 100 | M | 0% | OFFICIAL | 5PS45G57FA563B3100 | 30 | 5PS | INSTALLATION PASS | 45G | CONDUITS | 57F | PLIABLE CONDUITS | 50 | 1800 | M | 1672.778 | CCM | 150.62 | 141.491 | G | 8034035021527 | 8034035429149 | 8034035429156 | 39172310
DX15040X | FK-X/40 BLACK MED.PLIABLE COEXT.CONDUIT | FK-X CZARNY PESZEL 750N 40/31,2 XTREME | 207 | 100 | M | 207 | 100 | M | 0% | OFFICIAL | 5PS45G57FA563B3100 | 30 | 5PS | INSTALLATION PASS | 45G | CONDUITS | 57F | PLIABLE CONDUITS | 25 | 500 | M | 2990 | CCM | 212.609 | 182.487 | G | 8034035021534 | 8034035429163 | 8034035429170 | 39172310
DX23216R | FKHF/16 LIGHT PLIABLE COND.RAL7035 | FK HF SZARY PESZEL 320N PP 16/10,7 HF | 56.6 | 100 | M | 56.6 | 100 | M | 0% | OFFICIAL | 5PS45G57FA593BV100 | 30 | 5PS | INSTALLATION PASS | 45G | CONDUITS | 57F | PLIABLE CONDUITS | 100 | 2800 | M | 453.929 | CCM | 38.739 | 33.53 | G | 8034035043314 | 8034035441752 | 8034035443091 | 39172210
DX23225R | FKHF/25 LIGHT PLIABLE COND.RAL7035 | FK HF SZARY PESZEL 320N PP 25/17,8 HF | 76.74 | 100 | M | 107 | 100 | M | -28.28% | OFFICIAL | 5PS45G57FA593BV100 | 30 | 5PS | INSTALLATION PASS | 45G | CONDUITS | 57F | PLIABLE CONDUITS | 75 | 3300 | M | 917.879 | CCM | 75.772 | 71.047 | G | 8034035043338 | 8034035441776 | 8034035443114 | 39172210
DX23232R | FKHF/32 LIGHT PLIABLE COND.RAL7035 | FK HF SZARY PESZEL 320N PP 32/24,3 HF | 145 | 100 | M | 150 | 100 | M | -3.333% | OFFICIAL | 5PS45G57FA593BV100 | 30 | 5PS | INSTALLATION PASS | 45G | CONDUITS | 57F | PLIABLE CONDUITS | 50 | 800 | M | 1818.75 | CCM | 120.927 | 102.169 | G | 8034035043345 | 8034035441783 | 8034035443121 | 39172210
DX23240R | FKHF/40 LIGHT PLIABLE COND.RAL7035 | FK HF SZARY PESZEL 320N PP 40/31,2 HF | 200 | 100 | M | 218 | 100 | M | -8.257% | OFFICIAL | 5PS45G57FA593BV100 | 30 | 5PS | INSTALLATION PASS | 45G | CONDUITS | 57F | PLIABLE CONDUITS | 25 | 500 | M | 2990 | CCM | 181.69 | 152.568 | G | 8034035043352 | 8034035441790 | 8034035443138 | 39172210
DX23250R | FKHF/50 LIGHT PLIABLE COND.RAL7035 | FK HF SZARY PESZEL 320N PP 50/39,6 HF | 407.67 | 100 | M | 430 | 100 | M | -5.193% | OFFICIAL | 5PS45G57FA593BV100 | 30 | 5PS | INSTALLATION PASS | 45G | CONDUITS | 57F | PLIABLE CONDUITS | 25 | 400 | M | 4320 | CCM | 229.507 | 193.115 | G | 8034035043369 | 8034035441806 | 8034035443145 | 39172210
DX23263R | FKHF/63 LIGHT PLIABLE COND.RAL7035 | FK HF SZARY PESZEL 320N PP 63/50,6 HF | 588 | 100 | M | 588 | 100 | M | 0% | OFFICIAL | 5PS45G57FA593BV100 | 40 | 5PS | INSTALLATION PASS | 45G | CONDUITS | 57F | PLIABLE CONDUITS | 20 | 240 | M | 7487.5 | CCM | 327.032 | 272.251 | G | 8034035043376 | 8034035441813 | 8034035443152 | 39172210
DX23316R | FKHF/16F LIGHT PLIABLE COND.RAL7035 C.P | FKHF SZARY PESZEL 320N 16/10,7 HF PILOT | 61.7 | 100 | M | 61.7 | 100 | M | 0% | OFFICIAL | 5PS45G57FA593BX100 | 30 | 5PS | INSTALLATION PASS | 45G | CONDUITS | 57F | PLIABLE CONDUITS | 100 | 2800 | M | 453.929 | CCM | 43.839 | 38.63 | G | 8034035043383 | 8034035441820 | 8034035443169 | 39172210
DX23332R | FKHF/32F LIGHT PLIABLE COND.RAL7035 C.P | FKHF SZARY PESZEL 320N 32/24,3 HF PILOT | 155 | 100 | M | 155 | 100 | M | 0% | OFFICIAL | 5PS45G57FA593BX100 | 30 | 5PS | INSTALLATION PASS | 45G | CONDUITS | 57F | PLIABLE CONDUITS | 50 | 800 | M | 1818.75 | CCM | 126.027 | 107.269 | G | 8034035043413 | 8034035441851 | 8034035443190 | 39172210
DX23340R | FKHF/40F LIGHT PLIABLE COND.RAL7035 C.P | FKHF SZARY PESZEL 320N 40/31,2 HF PILOT | 220 | 100 | M | 220 | 100 | M | 0% | OFFICIAL | 5PS45G57FA593BX100 | 30 | 5PS | INSTALLATION PASS | 45G | CONDUITS | 57F | PLIABLE CONDUITS | 25 | 500 | M | 2990 | CCM | 186.79 | 157.668 | G | 8034035043420 | 8034035441868 | 8034035443206 | 39172210
DX23350R | FKHF/50F LIGHT PLIABLE COND.RAL7035 C.P | FKHF SZARY PESZEL 320N 50/39,6 HF PILOT | 441 | 100 | M | 441 | 100 | M | 0% | OFFICIAL | 5PS45G57FA593BX100 | 30 | 5PS | INSTALLATION PASS | 45G | CONDUITS | 57F | PLIABLE CONDUITS | 25 | 400 | M | 4320 | CCM | 234.607 | 198.215 | G | 8034035043437 | 8034035441875 | 8034035443213 | 39172210
DX23363R | FKHF/63F LIGHT PLIABLE COND.RAL7035 C.P | FKHF SZARY PESZEL 320N 63/50,6 HF PILOT | 595 | 100 | M | 595 | 100 | M | 0% | OFFICIAL | 5PS45G57FA593BX100 | 40 | 5PS | INSTALLATION PASS | 45G | CONDUITS | 57F | PLIABLE CONDUITS | 20 | 240 | M | 7487.5 | CCM | 332.132 | 277.351 | G | 8034035043444 | 8034035441882 | 8034035443220 | 39172210
DX30116 | DF 16N SHEATH DIFLEX BLACK | DF RURA SPIRALNA DIFLEX 320N DN16 CZARNA | 180 | 100 | M | 176 | 100 | M | 2.273% | OFFICIAL | 5PS45G58FA4335E100 | 30 | 5PS | INSTALLATION PASS | 45G | CONDUITS | 58F | SHEATHS | 30 | 1080 | M | 968.889 | CCM | 101.889 | 101.134 | G | 8018678004161 | 8018678026644 | 8018678026651 | 39173300
DX30820 | LIGHT 20 SHEATH GREY | DF RURA SPIRALNA DIFLEX LEKKA DN20 SZARA | 186 | 100 | M | 182 | 100 | M | 2.198% | OFFICIAL | 5PS45G58FA4537A100 | 30 | 5PS | INSTALLATION PASS | 45G | CONDUITS | 58F | SHEATHS | 30 | 1080 | M | 1075.556 | CCM | 141.979 | 141.322 | G | 8011564114630 | 8011564486263 | 8011564656192 | 39173300
DX30022 | DF 22G SHEATH DIFLEX GREY | DF RURA SPIRALNA DIFLEX 320N DN22 SZARA | 233 | 100 | M | 228 | 100 | M | 2.193% | OFFICIAL | 5PS45G58FA4335C100 | 30 | 5PS | INSTALLATION PASS | 45G | CONDUITS | 58F | SHEATHS | 30 | 720 | M | 1613.333 | CCM | 163.913 | 163.256 | G | 8018678004000 | 8018678026743 | 8018678026750 | 39173300
DX30812 | LIGHT 12 SHEATH GREY | DF RURA SPIRALNA DIFLEX LEKKA DN12 SZARA | 140 | 100 | M | 137 | 100 | M | 2.19% | OFFICIAL | 5PS45G58FA4537A100 | 30 | 5PS | INSTALLATION PASS | 45G | CONDUITS | 58F | SHEATHS | 30 | 1800 | M | 645.333 | CCM | 79.647 | 78.994 | G | 8011564114616 | 8011564486225 | 8011564486218 | 39173300
DX30122 | DF 22N SHEATH DIFLEX BLACK | DF RURA SPIRALNA DIFLEX 320N DN22 CZARNA | 234 | 100 | M | 229 | 100 | M | 2.183% | OFFICIAL | 5PS45G58FA4335E100 | 30 | 5PS | INSTALLATION PASS | 45G | CONDUITS | 58F | SHEATHS | 30 | 720 | M | 1613.333 | CCM | 163.946 | 163.256 | G | 8018678004192 | 8018678026767 | 8018678026774 | 39173300
DX30108 | DF 8N SHEATH DIFLEX BLACK | DF RURA SPIRALNA DIFLEX 320N DN8 CZARNA | 143 | 100 | M | 140 | 100 | M | 2.143% | OFFICIAL | 5PS45G58FA4335E100 | 30 | 5PS | INSTALLATION PASS | 45G | CONDUITS | 58F | SHEATHS | 30 | 2070 | M | 519.42 | CCM | 54.558 | 53.872 | G | 8018678004116 | 8018678026408 | 8011564593480 | 39173300
DX30032 | DF 32G SHEATH DIFLEX GREY | DF RURA SPIRALNA DIFLEX 320N DN32 SZARA | 388 | 100 | M | 380 | 100 | M | 2.105% | OFFICIAL | 5PS45G58FA4335C100 | 30 | 5PS | INSTALLATION PASS | 45G | CONDUITS | 58F | SHEATHS | 30 | 480 | M | 2800 | CCM | 246.682 | 246.023 | G | 8018678004048 | 8018678026927 | 8018678026934 | 39173300
DX30132 | DF 32N SHEATH DIFLEX BLACK | DF RURA SPIRALNA DIFLEX 320N DN32 CZARNA | 388 | 100 | M | 380 | 100 | M | 2.105% | OFFICIAL | 5PS45G58FA4335E100 | 30 | 5PS | INSTALLATION PASS | 45G | CONDUITS | 58F | SHEATHS | 30 | 480 | M | 2800 | CCM | 246.782 | 246.023 | G | 8018678004239 | 8018678026941 | 8018678026958 | 39173300
DX30016 | DF 16G SHEATH DIFLEX GREY | DF RURA SPIRALNA DIFLEX 320N DN16 SZARA | 195 | 100 | M | 191 | 100 | M | 2.094% | OFFICIAL | 5PS45G58FA4335C100 | 30 | 5PS | INSTALLATION PASS | 45G | CONDUITS | 58F | SHEATHS | 30 | 1080 | M | 968.889 | CCM | 101.789 | 101.134 | G | 8018678003973 | 8018678026620 | 8018678026637 | 39173300
DX30110 | DF 10N SHEATH DIFLEX BLACK | DF RURA SPIRALNA DIFLEX 320N DN10 CZARNA | 148 | 100 | M | 145 | 100 | M | 2.069% | OFFICIAL | 5PS45G58FA4335E100 | 30 | 5PS | INSTALLATION PASS | 45G | CONDUITS | 58F | SHEATHS | 30 | 1800 | M | 597.333 | CCM | 58.635 | 57.882 | G | 8018678004130 | 8018678026460 | 8018678026477 | 39173300
DX30112 | DF 12N SHEATH DIFLEX BLACK | DF RURA SPIRALNA DIFLEX 320N DN12 CZARNA | 149 | 100 | M | 146 | 100 | M | 2.055% | OFFICIAL | 5PS45G58FA4335E100 | 30 | 5PS | INSTALLATION PASS | 45G | CONDUITS | 58F | SHEATHS | 30 | 1800 | M | 645.333 | CCM | 79.747 | 78.994 | G | 8018678004147 | 8018678026521 | 8018678026538 | 39173300
DX30060 | DF 60G SHEATH DIFLEX GREY | DF RURA SPIRALNA DIFLEX 320N DN60 SZARA | 896 | 100 | M | 878 | 100 | M | 2.05% | OFFICIAL | 5PS45G58FA4335C100 | 30 | 5PS | INSTALLATION PASS | 45G | CONDUITS | 58F | SHEATHS | 30 | 120 | M | 9760 | CCM | 618.498 | 617.814 | G | 8018678004086 | 8018678027160 | 8018678027177 | 39173300
DX30160 | DF 60N SHEATH DIFLEX BLACK | DF RURA SPIRALNA DIFLEX 320N DN60 CZARNA | 896 | 100 | M | 878 | 100 | M | 2.05% | OFFICIAL | 5PS45G58FA4335E100 | 30 | 5PS | INSTALLATION PASS | 45G | CONDUITS | 58F | SHEATHS | 30 | 120 | M | 9760 | CCM | 618.531 | 617.814 | G | 8018678004277 | 8018678027184 | 8018678027191 | 39173300
DX30050 | DF 50G SHEATH DIFLEX GREY | DF RURA SPIRALNA DIFLEX 320N DN50 SZARA | 749 | 100 | M | 734 | 100 | M | 2.044% | OFFICIAL | 5PS45G58FA4335C100 | 30 | 5PS | INSTALLATION PASS | 45G | CONDUITS | 58F | SHEATHS | 30 | 180 | M | 6506.667 | CCM | 441.407 | 440.734 | G | 8018678004079 | 8018678027108 | 8018678027115 | 39173300
DX30150 | DF 50N SHEATH DIFLEX BLACK | DF RURA SPIRALNA DIFLEX 320N DN50 CZARNA | 749 | 100 | M | 734 | 100 | M | 2.044% | OFFICIAL | 5PS45G58FA4335E100 | 30 | 5PS | INSTALLATION PASS | 45G | CONDUITS | 58F | SHEATHS | 30 | 180 | M | 6506.667 | CCM | 441.257 | 440.484 | G | 8018678004260 | 8018678027122 | 8018678027139 | 39173300
DX30816 | LIGHT 16 SHEATH GREY | DF RURA SPIRALNA DIFLEX LEKKA DN16 SZARA | 153 | 100 | M | 150 | 100 | M | 2% | OFFICIAL | 5PS45G58FA4537A100 | 30 | 5PS | INSTALLATION PASS | 45G | CONDUITS | 58F | SHEATHS | 30 | 1080 | M | 968.889 | CCM | 101.789 | 101.134 | G | 8011564114623 | 8011564486249 | 8011564486232 | 39173300
DX30008 | DF 8G SHEATH DIFLEX GREY | DF RURA SPIRALNA DIFLEX 320N DN8 SZARA | 154 | 100 | M | 151 | 100 | M | 1.987% | OFFICIAL | 5PS45G58FA4335C100 | 30 | 5PS | INSTALLATION PASS | 45G | CONDUITS | 58F | SHEATHS | 30 | 2070 | M | 519.42 | CCM | 54.525 | 53.872 | G | 8018678003935 | 8018678026385 | 8011564551916 | 39173300
DX30040 | DF 40G SHEATH DIFLEX GREY | DF RURA SPIRALNA DIFLEX 320N DN40 SZARA | 528 | 100 | M | 518 | 100 | M | 1.931% | OFFICIAL | 5PS45G58FA4335C100 | 30 | 5PS | INSTALLATION PASS | 45G | CONDUITS | 58F | SHEATHS | 30 | 360 | M | 3333.333 | CCM | 335.598 | 334.93 | G | 8018678004062 | 8018678027047 | 8011564551947 | 39173300
DX30140 | DF 40N SHEATH DIFLEX BLACK | DF RURA SPIRALNA DIFLEX 320N DN40 CZARNA | 528 | 100 | M | 518 | 100 | M | 1.931% | OFFICIAL | 5PS45G58FA4335E100 | 30 | 5PS | INSTALLATION PASS | 45G | CONDUITS | 58F | SHEATHS | 30 | 360 | M | 3333.333 | CCM | 335.698 | 334.93 | G | 8018678004253 | 8018678027061 | 8011564593541 | 39173300
DX30035 | DF 35G SHEATH DIFLEX GREY | DF RURA SPIRALNA DIFLEX 320N DN35 SZARA | 424 | 100 | M | 416 | 100 | M | 1.923% | OFFICIAL | 5PS45G58FA4335C100 | 30 | 5PS | INSTALLATION PASS | 45G | CONDUITS | 58F | SHEATHS | 30 | 480 | M | 3000 | CCM | 280.32 | 279.652 | G | 8018678004055 | 8018678026989 | 8011564551930 | 39173300
DX30135 | DF 35N SHEATH DIFLEX BLACK | DF RURA SPIRALNA DIFLEX 320N DN35 CZARNA | 424 | 100 | M | 416 | 100 | M | 1.923% | OFFICIAL | 5PS45G58FA4335E100 | 30 | 5PS | INSTALLATION PASS | 45G | CONDUITS | 58F | SHEATHS | 30 | 480 | M | 3000 | CCM | 280.353 | 279.652 | G | 8018678004246 | 8018678027009 | 8011564593527 | 39173300
DX30020 | DF 20G SHEATH DIFLEX GREY | DF RURA SPIRALNA DIFLEX 320N DN20 SZARA | 213 | 100 | M | 209 | 100 | M | 1.914% | OFFICIAL | 5PS45G58FA4335C100 | 30 | 5PS | INSTALLATION PASS | 45G | CONDUITS | 58F | SHEATHS | 30 | 1080 | M | 1075.556 | CCM | 141.979 | 141.322 | G | 8018678003997 | 8018678026682 | 8011564656116 | 39173300
DX30120 | DF 20N SHEATH DIFLEX BLACK | DF RURA SPIRALNA DIFLEX 320N DN20 CZARNA | 213 | 100 | M | 209 | 100 | M | 1.914% | OFFICIAL | 5PS45G58FA4335E100 | 30 | 5PS | INSTALLATION PASS | 45G | CONDUITS | 58F | SHEATHS | 30 | 1080 | M | 1075.556 | CCM | 142.079 | 141.322 | G | 8018678004185 | 8018678026705 | 8011564656130 | 39173300
DX30010 | DF 10G SHEATH DIFLEX GREY | DF RURA SPIRALNA DIFLEX 320N DN10 SZARA | 160 | 100 | M | 157 | 100 | M | 1.911% | OFFICIAL | 5PS45G58FA4335C100 | 30 | 5PS | INSTALLATION PASS | 45G | CONDUITS | 58F | SHEATHS | 30 | 1800 | M | 597.333 | CCM | 58.535 | 57.882 | G | 8018678003942 | 8018678026446 | 8018678026453 | 39173300
DX30012 | DF 12G SHEATH DIFLEX GREY | DF RURA SPIRALNA DIFLEX 320N DN12 SZARA | 160 | 100 | M | 157 | 100 | M | 1.911% | OFFICIAL | 5PS45G58FA4335C100 | 30 | 5PS | INSTALLATION PASS | 45G | CONDUITS | 58F | SHEATHS | 30 | 1800 | M | 645.333 | CCM | 79.647 | 78.994 | G | 8018678003959 | 8018678026507 | 8018678026514 | 39173300
DX30825 | LIGHT 25 SHEATH GREY | DF RURA SPIRALNA DIFLEX LEKKA DN25 SZARA | 215 | 100 | M | 211 | 100 | M | 1.896% | OFFICIAL | 5PS45G58FA4537A100 | 30 | 5PS | INSTALLATION PASS | 45G | CONDUITS | 58F | SHEATHS | 30 | 600 | M | 1872 | CCM | 183.79 | 183.131 | G | 8011564114647 | 8011564486287 | 8011564656208 | 39173300
DX30025 | DF 25G SHEATH DIFLEX GREY | DF RURA SPIRALNA DIFLEX 320N DN25 SZARA | 269 | 100 | M | 264 | 100 | M | 1.894% | OFFICIAL | 5PS45G58FA4335C100 | 30 | 5PS | INSTALLATION PASS | 45G | CONDUITS | 58F | SHEATHS | 30 | 600 | M | 1872 | CCM | 205.705 | 184.204 | G | 8018678004017 | 8018678026804 | 8011564656123 | 39173300
DX30125 | DF 25N SHEATH DIFLEX BLACK | DF RURA SPIRALNA DIFLEX 320N DN25 CZARNA | 269 | 100 | M | 264 | 100 | M | 1.894% | OFFICIAL | 5PS45G58FA4335E100 | 30 | 5PS | INSTALLATION PASS | 45G | CONDUITS | 58F | SHEATHS | 30 | 600 | M | 1872 | CCM | 183.89 | 183.131 | G | 8018678004208 | 8018678026828 | 8011564656147 | 39173300
DX30028 | DF 28G SHEATH DIFLEX GREY | DF RURA SPIRALNA DIFLEX 320N DN28 SZARA | 328 | 100 | M | 322 | 100 | M | 1.863% | OFFICIAL | 5PS45G58FA4335C100 | 30 | 5PS | INSTALLATION PASS | 45G | CONDUITS | 58F | SHEATHS | 30 | 480 | M | 2950 | CCM | 224.04 | 223.381 | G | 8018678004024 | 8018678026866 | 8018678026873 | 39173300
DX30128 | DF 28N SHEATH DIFLEX BLACK | DF RURA SPIRALNA DIFLEX 320N DN28 CZARNA | 328 | 100 | M | 322 | 100 | M | 1.863% | OFFICIAL | 5PS45G58FA4335E100 | 30 | 5PS | INSTALLATION PASS | 45G | CONDUITS | 58F | SHEATHS | 30 | 480 | M | 2950 | CCM | 224.073 | 223.381 | G | 8018678004215 | 8018678026880 | 8018678026897 | 39173300
DX30014 | DF 14G SHEATH DIFLEX GREY | DF RURA SPIRALNA DIFLEX 320N DN14 SZARA | 166 | 100 | M | 163 | 100 | M | 1.84% | OFFICIAL | 5PS45G58FA4335C100 | 30 | 5PS | INSTALLATION PASS | 45G | CONDUITS | 58F | SHEATHS | 30 | 1440 | M | 820 | CCM | 91.976 | 91.321 | G | 8018678003966 | 8018678026569 | 8011564551923 | 39173300
DX30114 | DF 14N SHEATH DIFLEX BLACK | DF RURA SPIRALNA DIFLEX 320N DN14 CZARNA | 166 | 100 | M | 163 | 100 | M | 1.84% | OFFICIAL | 5PS45G58FA4335E100 | 30 | 5PS | INSTALLATION PASS | 45G | CONDUITS | 58F | SHEATHS | 30 | 1440 | M | 820 | CCM | 92.009 | 91.321 | G | 8018678004154 | 8018678026583 | 8011564593503 | 39173300
DX45003 | T JOINT WITHOUT CONNECTOR TRIX | PUSZKA TRIX 3-WEJŚCIOWA SZARA | 1.75 | 1 | NR | 1.7 | 1 | NR | 2.941% | OFFICIAL | 5PS47G55FA2733Y100 | 30 | 5PS | INSTALLATION PASS | 47G | CONDUITS ACCESSORIES | 55F | CONDUIT/SHEATHS ACC. | 3 | 15 | NR | 716.625 | CCM | 70.533 | 63.48 | G | 8018678011954 | 8018678028419 | 8018678028426 | 85381000
DX47503 | CONNECTOR CABLE PRESSING MM.3-6 | DŁAWIK DO PUSZEK TRIX/QUADRIX 3-6MM | 1.75 | 1 | NR | 1.7 | 1 | NR | 2.941% | OFFICIAL | 5PS47G55FA2734G100 | 30 | 5PS | INSTALLATION PASS | 47G | CONDUITS ACCESSORIES | 55F | CONDUIT/SHEATHS ACC. | 10 | 300 | NR | 80.325 | CCM | 15.9 | 14.31 | G | 8018678013101 | 8018678028686 | 8018678028709 | 85389099
DX47506 | CONNECTOR CABLE PRESSING MM.6-9 | DŁAWIK DO PUSZEK TRIX/QUADRIX 6-9MM | 1.75 | 1 | NR | 1.7 | 1 | NR | 2.941% | OFFICIAL | 5PS47G55FA2734G100 | 30 | 5PS | INSTALLATION PASS | 47G | CONDUITS ACCESSORIES | 55F | CONDUIT/SHEATHS ACC. | 10 | 300 | NR | 86.656 | CCM | 15.677 | 14.109 | G | 8018678013118 | 8018678028716 | 8018678028730 | 85389099
DX47509 | CONNECTOR CABLE PRESSING MM.9-12 | DŁAWIK DO PUSZEK TRIX/QUADRIX 9-12MM | 1.75 | 1 | NR | 1.7 | 1 | NR | 2.941% | OFFICIAL | 5PS47G55FA2734G100 | 30 | 5PS | INSTALLATION PASS | 47G | CONDUITS ACCESSORIES | 55F | CONDUIT/SHEATHS ACC. | 10 | 300 | NR | 86.656 | CCM | 15.147 | 14.176 | G | 8018678013125 | 8018678028747 | 8018678028761 | 85389099
DX54120 | RD 20MN METRIC CONNECTOR BLACK | RD 20MN DŁAWIK METRYCZNY CZARNY | 1.05 | 1 | NR | 1.02 | 1 | NR | 2.941% | OFFICIAL | 5PS47G55FA3135M100 | 30 | 5PS | INSTALLATION PASS | 47G | CONDUITS ACCESSORIES | 55F | CONDUIT/SHEATHS ACC. | 10 | 100 | NR | 107.494 | CCM | 16.14 | 14.526 | G | 8018678002327 | 8018678027498 | 8018678027504 | 39174000
DX54432 | REVOLVING COUPLING INS.PG36 | DŁAWIK OBROTOWY PG36 | 1.8 | 1 | NR | 1.75 | 1 | NR | 2.857% | OFFICIAL | 5PS47G55FA3135S100 | 30 | 5PS | INSTALLATION PASS | 47G | CONDUITS ACCESSORIES | 55F | CONDUIT/SHEATHS ACC. | 5 | 30 | NR | 358.313 | CCM | 45.7 | 41.13 | G | 8018678002617 | 8018678026323 | 8018678026330 | 39174000
DX43216 | MS 16 TUBE/BOX MORBIDX JOINING | MS ZŁĄCZKA RURA RK-PUSZKA IP67 SZARA 16 | 1.1 | 1 | NR | 1.07 | 1 | NR | 2.804% | OFFICIAL | 5PS47G55FA2531Q100 | 30 | 5PS | INSTALLATION PASS | 47G | CONDUITS ACCESSORIES | 55F | CONDUIT/SHEATHS ACC. | 10 | 360 | NR | 66.938 | CCM | 11.714 | 10.543 | G | 8018678035394 | 8018678037510 | 8018678035448 | 39174000
DX43325 | RMG 25/20 TUBE/SHEATH MORBIDX JOIN. | RMG ZŁĄCZKA RURA 25-PESZEL 20 IP65 SZARA | 1.1 | 1 | NR | 1.07 | 1 | NR | 2.804% | OFFICIAL | 5PS47G55FA2931S100 | 30 | 5PS | INSTALLATION PASS | 47G | CONDUITS ACCESSORIES | 55F | CONDUIT/SHEATHS ACC. | 5 | 210 | NR | 114.75 | CCM | 15.376 | 14.346 | G | 8018678035684 | 8018678037596 | 8018678036063 | 39174000
DX43420 | RMG/N 20/20 TUBE/SHEATH MORBIDX JOIN. | RMG ZŁĄCZKA RURA 20-PESZEL 20 IP65 SZARA | 1.1 | 1 | NR | 1.07 | 1 | NR | 2.804% | OFFICIAL | 5PS47G55FA2931U100 | 30 | 5PS | INSTALLATION PASS | 47G | CONDUITS ACCESSORIES | 55F | CONDUIT/SHEATHS ACC. | 10 | 240 | NR | 100.406 | CCM | 12.796 | 11.516 | G | 8018678035738 | 8018678037640 | 8018678036162 | 39174000
DX54232 | RD 32GG CONNECTOR GAS GREY | RD 32GG DŁAWIK GAZOWY SZARY | 1.85 | 1 | NR | 1.8 | 1 | NR | 2.778% | OFFICIAL | 5PS47G55FA3135O100 | 30 | 5PS | INSTALLATION PASS | 47G | CONDUITS ACCESSORIES | 55F | CONDUIT/SHEATHS ACC. | 5 | 30 | NR | 358.313 | CCM | 44.733 | 40.26 | G | 8018678002228 | 8018678025401 | 8018678025418 | 39174000
DX54235 | RD 35GG CONNECTOR GAS GREY | RD 35GG DŁAWIK GAZOWY SZARY | 1.85 | 1 | NR | 1.8 | 1 | NR | 2.778% | OFFICIAL | 5PS47G55FA3135O100 | 30 | 5PS | INSTALLATION PASS | 47G | CONDUITS ACCESSORIES | 55F | CONDUIT/SHEATHS ACC. | 5 | 30 | NR | 358.313 | CCM | 42.667 | 38.4 | G | 8018678002235 | 8018678025463 | 8018678025470 | 39174000
DX54332 | RD 32GN CONNECTOR GAS BLACK | RD 32GN DŁAWIK GAZOWY CZARNY | 1.85 | 1 | NR | 1.8 | 1 | NR | 2.778% | OFFICIAL | 5PS47G55FA3135Q100 | 30 | 5PS | INSTALLATION PASS | 47G | CONDUITS ACCESSORIES | 55F | CONDUIT/SHEATHS ACC. | 5 | 30 | NR | 358.313 | CCM | 42.633 | 38.37 | G | 8018678002457 | 8018678025432 | 8018678025449 | 39174000
DX54335 | RD 35GN CONNECTOR GAS BLACK | RD 35GN DŁAWIK GAZOWY CZARNY | 1.85 | 1 | NR | 1.8 | 1 | NR | 2.778% | OFFICIAL | 5PS47G55FA3135Q100 | 30 | 5PS | INSTALLATION PASS | 47G | CONDUITS ACCESSORIES | 55F | CONDUIT/SHEATHS ACC. | 5 | 30 | NR | 358.313 | CCM | 44.933 | 40.44 | G | 8018678002464 | 8018678025494 | 8018678025500 | 39174000
DX54435 | RD 35PG 36G CONNECTOR PG GREY | RD 35PG 36G DŁAWIK PG SZARY | 1.85 | 1 | NR | 1.8 | 1 | NR | 2.778% | OFFICIAL | 5PS47G55FA3135S100 | 30 | 5PS | INSTALLATION PASS | 47G | CONDUITS ACCESSORIES | 55F | CONDUIT/SHEATHS ACC. | 5 | 30 | NR | 358.313 | CCM | 44.533 | 36.692 | G | 8018678002624 | 8018678026354 | 8018678026361 | 39174000
DX54532 | RD 32PG 36N CONNECTOR PG BLACK | RD 32PG 36N DŁAWIK PG CZARNY | 1.85 | 1 | NR | 1.8 | 1 | NR | 2.778% | OFFICIAL | 5PS47G55FA3135U100 | 30 | 5PS | INSTALLATION PASS | 47G | CONDUITS ACCESSORIES | 55F | CONDUIT/SHEATHS ACC. | 5 | 30 | NR | 358.313 | CCM | 48.467 | 43.62 | G | 8018678002754 | 8018678029560 | 8018678029577 | 39174000
DX54535 | RD 35 PG 36N CONNECTOR PG BLACK | RD 35 PG 36N DŁAWIK PG CZARNY | 1.85 | 1 | NR | 1.8 | 1 | NR | 2.778% | OFFICIAL | 5PS47G55FA3135U100 | 30 | 5PS | INSTALLATION PASS | 47G | CONDUITS ACCESSORIES | 55F | CONDUIT/SHEATHS ACC. | 5 | 30 | NR | 358.313 | CCM | 47.967 | 43.17 | G | 8018678002761 | 8018678029591 | 8018678029607 | 39174000
DX56232 | GREY GAS FIXED PIPE-FITTING RUN-GAS32 | DŁAWIK SZARY GAZ. PROSTY GAS32 | 1.85 | 1 | NR | 1.8 | 1 | NR | 2.778% | OFFICIAL | 5PS47G55FA3136I100 | 30 | 5PS | INSTALLATION PASS | 47G | CONDUITS ACCESSORIES | 55F | CONDUIT/SHEATHS ACC. | 3 | 18 | NR | 597.188 | CCM | 69.278 | 62.35 | G | 8018678003232 | 8018678021281 | 8018678021298 | 39174000
DX56432 | RUN 32G CONNECTOR PG 36 GREY | RUN 32G DŁAWIK PG 36 SZARY | 1.85 | 1 | NR | 1.8 | 1 | NR | 2.778% | OFFICIAL | 5PS47G55FA3136O100 | 30 | 5PS | INSTALLATION PASS | 47G | CONDUITS ACCESSORIES | 55F | CONDUIT/SHEATHS ACC. | 3 | 18 | NR | 822.611 | CCM | 81.611 | 73.45 | G | 8018678003522 | 8018678024107 | 8018678024114 | 39174000
DX56235 | GREY GAS FIXED PIPE-FITTING RUN-GAS35 | DŁAWIK SZARY GAZ. PROSTY GAS35 | 1.9 | 1 | NR | 1.85 | 1 | NR | 2.703% | OFFICIAL | 5PS47G55FA3136I100 | 30 | 5PS | INSTALLATION PASS | 47G | CONDUITS ACCESSORIES | 55F | CONDUIT/SHEATHS ACC. | 3 | 18 | NR | 597.188 | CCM | 74.111 | 66.7 | G | 8018678003249 | 8018678021311 | 8018678021328 | 39174000
DX56435 | RUN 35G CONNECTOR PG 36 GREY | RUN 35G DŁAWIK PG 36 SZARY | 1.9 | 1 | NR | 1.85 | 1 | NR | 2.703% | OFFICIAL | 5PS47G55FA3136O100 | 30 | 5PS | INSTALLATION PASS | 47G | CONDUITS ACCESSORIES | 55F | CONDUIT/SHEATHS ACC. | 3 | 18 | NR | 597.188 | CCM | 77 | 69.3 | G | 8018678003539 | 8018678024169 | 8018678024176 | 39174000
DX43025 | MM 25 TUBE/TUBE MORBIDX COUPLING | ZŁĄCZKA PROSTA DO RUR RK IP67 SZARA 25 | 1.15 | 1 | NR | 1.12 | 1 | NR | 2.679% | OFFICIAL | 5PS47G55FA2531M100 | 30 | 5PS | INSTALLATION PASS | 47G | CONDUITS ACCESSORIES | 55F | CONDUIT/SHEATHS ACC. | 5 | 150 | NR | 142.5 | CCM | 21.013 | 18.912 | G | 8018678035561 | 8018678037435 | 8018678035882 | 39174000
DX43425 | RMG/N 25/25 TUBE/SHEATH MORBIDX JOIN. | RMG ZŁĄCZKA RURA 25-PESZEL 25 IP65 SZARA | 1.15 | 1 | NR | 1.12 | 1 | NR | 2.679% | OFFICIAL | 5PS47G55FA2931U100 | 30 | 5PS | INSTALLATION PASS | 47G | CONDUITS ACCESSORIES | 55F | CONDUIT/SHEATHS ACC. | 5 | 150 | NR | 160.65 | CCM | 17.867 | 16.08 | G | 8018678035745 | 8011564498211 | 8018678036186 | 39174000
DX54222 | RD 22GG CONNECTOR GAS GREY | RD 22GG DŁAWIK GAZOWY SZARY | 1.15 | 1 | NR | 1.12 | 1 | NR | 2.679% | OFFICIAL | 5PS47G55FA3135O100 | 30 | 5PS | INSTALLATION PASS | 47G | CONDUITS ACCESSORIES | 55F | CONDUIT/SHEATHS ACC. | 10 | 100 | NR | 107.494 | CCM | 19.8 | 17.82 | G | 8018678002198 | 8018678025227 | 8018678025234 | 39174000
DX54322 | RD 22GN CONNECTOR GAS BLACK | RD 22GN DŁAWIK GAZOWY CZARNY | 1.15 | 1 | NR | 1.12 | 1 | NR | 2.679% | OFFICIAL | 5PS47G55FA3135Q100 | 30 | 5PS | INSTALLATION PASS | 47G | CONDUITS ACCESSORIES | 55F | CONDUIT/SHEATHS ACC. | 10 | 100 | NR | 107.494 | CCM | 19.05 | 17.145 | G | 8018678002426 | 8018678025258 | 8018678025265 | 39174000
DX56022 | RUN 22G METRIC CONNECTOR GREY | RUN 22G DŁAWIK METRYCZNY SZARY | 1.15 | 1 | NR | 1.12 | 1 | NR | 2.679% | OFFICIAL | 5PS47G55FA3136E100 | 30 | 5PS | INSTALLATION PASS | 47G | CONDUITS ACCESSORIES | 55F | CONDUIT/SHEATHS ACC. | 10 | 50 | NR | 214.988 | CCM | 31.54 | 28.386 | G | 8018678003782 | 8018678024602 | 8018678024619 | 39174000
DX56222 | GREY GAS FIXED PIPE-FITTING RUN-GAS22 | DŁAWIK SZARY GAZ. PROSTY GAS22 | 1.15 | 1 | NR | 1.12 | 1 | NR | 2.679% | OFFICIAL | 5PS47G55FA3136I100 | 30 | 5PS | INSTALLATION PASS | 47G | CONDUITS ACCESSORIES | 55F | CONDUIT/SHEATHS ACC. | 10 | 50 | NR | 214.988 | CCM | 32.36 | 29.124 | G | 8018678003201 | 8018678021199 | 8018678021205 | 39174000
DX56422 | RUN 22G CONNECTOR PG 16 GREY | RUN 22G DŁAWIK PG 16 SZARY | 1.15 | 1 | NR | 1.12 | 1 | NR | 2.679% | OFFICIAL | 5PS47G55FA3136O100 | 30 | 5PS | INSTALLATION PASS | 47G | CONDUITS ACCESSORIES | 55F | CONDUIT/SHEATHS ACC. | 10 | 50 | NR | 214.988 | CCM | 30.74 | 27.666 | G | 8018678003485 | 8018678023865 | 8018678023872 | 39174000
DX56423 | RUN 22G CONNECTOR PG 21 GREY | RUN 22G DŁAWIK PG 21 SZARY | 1.15 | 1 | NR | 1.12 | 1 | NR | 2.679% | OFFICIAL | 5PS47G55FA3136O100 | 30 | 5PS | INSTALLATION PASS | 47G | CONDUITS ACCESSORIES | 55F | CONDUIT/SHEATHS ACC. | 10 | 50 | NR | 214.988 | CCM | 34.96 | 31.464 | G | 8018678003492 | 8018678023926 | 8018678023933 | 39174000
DX43140 | CM 40 MORBIDX BEND | CM KOLANKO DO RUR RK IP67 SZARE 40 | 3.85 | 1 | NR | 3.75 | 1 | NR | 2.667% | OFFICIAL | 5PS47G55FA2531O100 | 30 | 5PS | INSTALLATION PASS | 47G | CONDUITS ACCESSORIES | 55F | CONDUIT/SHEATHS ACC. | 5 | 15 | NR | 1425 | CCM | 105.533 | 94.98 | G | 8018678035646 | 8018678037503 | 8018678035998 | 39174000
DX54050 | RD 50MG METRIC CONNECTOR GREY | RD 50MG DŁAWIK METRYCZNY SZARY | 3.85 | 1 | NR | 3.75 | 1 | NR | 2.667% | OFFICIAL | 5PS47G55FA3135I100 | 30 | 5PS | INSTALLATION PASS | 47G | CONDUITS ACCESSORIES | 55F | CONDUIT/SHEATHS ACC. | 1 | 15 | NR | 716.625 | CCM | 87.667 | 78.9 | G | 8018678039019 | 8018678039033 | 8018678039033 | 39174000
DX54150 | RD 50MN METRIC CONNECTOR BLACK | RD 50MN DŁAWIK METRYCZNY CZARNY | 3.85 | 1 | NR | 3.75 | 1 | NR | 2.667% | OFFICIAL | 5PS47G55FA3135M100 | 30 | 5PS | INSTALLATION PASS | 47G | CONDUITS ACCESSORIES | 55F | CONDUIT/SHEATHS ACC. | 1 | 15 | NR | 716.625 | CCM | 84.667 | 69.247 | G | 8018678039026 | 8018678039057 | 8018678039057 | 39174000
DX52305 | STS 5 SUPER CABLE-PULLER | ST PILOT DO PRZECIĄGANIA KABLI 4MM 5M | 11.6 | 1 | NR | 11.3 | 1 | NR | 2.655% | OFFICIAL | 5PS47G55FA333CA100 | 30 | 5PS | INSTALLATION PASS | 47G | CONDUITS ACCESSORIES | 55F | CONDUIT/SHEATHS ACC. | 1 | 40 | NR | 1050 | CCM | 98.3 | 88.47 | G | 8018678019387 | 8018678019387 | 8011564480490 | 39269097
DX43125 | CM 25 MORBIDX BEND | CM KOLANKO DO RUR RK IP67 SZARE 25 | 1.95 | 1 | NR | 1.9 | 1 | NR | 2.632% | OFFICIAL | 5PS47G55FA2531O100 | 30 | 5PS | INSTALLATION PASS | 47G | CONDUITS ACCESSORIES | 55F | CONDUIT/SHEATHS ACC. | 5 | 50 | NR | 427.5 | CCM | 41.98 | 37.782 | G | 8018678035622 | 8018678037480 | 8018678035974 | 39174000
DX43520 | SVM20TT MORBIDX UNIVERSAL TUBE/TUBE | ZŁĄCZKA ELASTYCZNA DO RUR RK SZARA 20 | 1.95 | 1 | NR | 1.9 | 1 | NR | 2.632% | OFFICIAL | 5PS47G55FA2531W100 | 30 | 5PS | INSTALLATION PASS | 47G | CONDUITS ACCESSORIES | 55F | CONDUIT/SHEATHS ACC. | 1 | 40 | NR | 370.175 | CCM | 41.2 | 36.261 | G | 8018678036308 | 8018678036438 | 8018678036438 | 39174000
DX47625 | CONNECTOR MORBIDX D.25 TUBE/JOINT | ZŁĄCZE RURA/PRZYŁĄCZE MORBIDX ŚR. 25 | 0.79 | 1 | NR | 0.77 | 1 | NR | 2.597% | OFFICIAL | 5PS47G55FA2734C100 | 30 | 5PS | INSTALLATION PASS | 47G | CONDUITS ACCESSORIES | 55F | CONDUIT/SHEATHS ACC. | 10 | 300 | NR | 86.656 | CCM | 11.153 | 10.038 | G | 8018678035530 | 8018678037701 | 8018678035820 | 39174000
DX54008 | RD 8MG METRIC CONNECTOR GREY | RD 8MG DŁAWIK METRYCZNY SZARY | 0.79 | 1 | NR | 0.77 | 1 | NR | 2.597% | OFFICIAL | 5PS47G55FA3135I100 | 30 | 5PS | INSTALLATION PASS | 47G | CONDUITS ACCESSORIES | 55F | CONDUIT/SHEATHS ACC. | 20 | 180 | NR | 27.767 | CCM | 6.378 | 4.56 | G | 8018678002044 | 8018678027221 | 8018678027238 | 39174000
DX54108 | RD 8MN METRIC CONNECTOR BLACK | RD 8MN DŁAWIK METRYCZNY CZARNY | 0.79 | 1 | NR | 0.77 | 1 | NR | 2.597% | OFFICIAL | 5PS47G55FA3135M100 | 30 | 5PS | INSTALLATION PASS | 47G | CONDUITS ACCESSORIES | 55F | CONDUIT/SHEATHS ACC. | 20 | 180 | NR | 27.767 | CCM | 5.5 | 4.95 | G | 8018678002259 | 8018678027252 | 8018678027269 | 39174000
DX52120 | TF 20 PLUG FOR PLIABLE CONDUIT | TF ZAŚLEPKA DO PESZLI 20MM SZARA | 11.9 | 100 | NR | 11.6 | 100 | NR | 2.586% | OFFICIAL | 5PS47G55FA333C6100 | 30 | 5PS | INSTALLATION PASS | 47G | CONDUITS ACCESSORIES | 55F | CONDUIT/SHEATHS ACC. | 100 | 400 | NR | 12.495 | CCM | 1.24 | 1.116 | G | 8018678004642 | 8018678014726 | 8018678014733 | 39174000
DX54032 | RD 32MG METRIC CONNECTOR GREY | RD 32MG DŁAWIK METRYCZNY SZARY | 2.05 | 1 | NR | 2 | 1 | NR | 2.5% | OFFICIAL | 5PS47G55FA3135I100 | 30 | 5PS | INSTALLATION PASS | 47G | CONDUITS ACCESSORIES | 55F | CONDUIT/SHEATHS ACC. | 5 | 30 | NR | 358.313 | CCM | 42.467 | 38.22 | G | 8018678002112 | 8018678027702 | 8018678027719 | 39174000
DX54250 | RD 50GG CONNECTOR GAS GREY | RD 50GG DŁAWIK GAZOWY SZARY | 4.1 | 1 | NR | 4 | 1 | NR | 2.5% | OFFICIAL | 5PS47G55FA3135O100 | 30 | 5PS | INSTALLATION PASS | 47G | CONDUITS ACCESSORIES | 55F | CONDUIT/SHEATHS ACC. | 1 | 15 | NR | 716.625 | CCM | 84.4 | 75.96 | G | 8018678002297 | 8018678025562 | 8018678025562 | 39174000
DX54350 | RD 50GN CONNECTOR GAS BLACK | RD 50GN DŁAWIK GAZOWY CZARNY | 4.1 | 1 | NR | 4 | 1 | NR | 2.5% | OFFICIAL | 5PS47G55FA3135Q100 | 30 | 5PS | INSTALLATION PASS | 47G | CONDUITS ACCESSORIES | 55F | CONDUIT/SHEATHS ACC. | 1 | 15 | NR | 716.625 | CCM | 84.733 | 76.26 | G | 8018678002488 | 8018678025586 | 8018678025586 | 39174000
DX52125 | TF 25 PLUG FOR PLIABLE CONDUIT | TF ZAŚLEPKA DO PESZLI 25MM SZARA | 12.4 | 100 | NR | 12.1 | 100 | NR | 2.479% | OFFICIAL | 5PS47G55FA333C6100 | 30 | 5PS | INSTALLATION PASS | 47G | CONDUITS ACCESSORIES | 55F | CONDUIT/SHEATHS ACC. | 50 | 250 | NR | 19.992 | CCM | 1.736 | 1.562 | G | 8018678004659 | 8018678014757 | 8018678014764 | 39174000
DX54010 | RD 10MG METRIC CONNECTOR GREY | RD 10MG DŁAWIK METRYCZNY SZARY | 0.84 | 1 | NR | 0.82 | 1 | NR | 2.439% | OFFICIAL | 5PS47G55FA3135I100 | 30 | 5PS | INSTALLATION PASS | 47G | CONDUITS ACCESSORIES | 55F | CONDUIT/SHEATHS ACC. | 20 | 160 | NR | 31.238 | CCM | 7.825 | 7.043 | G | 8018678002051 | 8018678027283 | 8018678027290 | 39174000
DX54012 | RD 12MG METRIC CONNECTOR GREY | RD 12MG DŁAWIK METRYCZNY SZARY | 0.84 | 1 | NR | 0.82 | 1 | NR | 2.439% | OFFICIAL | 5PS47G55FA3135I100 | 30 | 5PS | INSTALLATION PASS | 47G | CONDUITS ACCESSORIES | 55F | CONDUIT/SHEATHS ACC. | 10 | 100 | NR | 49.98 | CCM | 9.54 | 8.586 | G | 8018678002075 | 8018678027344 | 8018678027351 | 39174000
DX54110 | RD 10MN METRIC CONNECTOR BLACK | RD 10MN DŁAWIK METRYCZNY CZARNY | 0.84 | 1 | NR | 0.82 | 1 | NR | 2.439% | OFFICIAL | 5PS47G55FA3135M100 | 30 | 5PS | INSTALLATION PASS | 47G | CONDUITS ACCESSORIES | 55F | CONDUIT/SHEATHS ACC. | 20 | 160 | NR | 31.238 | CCM | 7.6 | 6.84 | G | 8018678002266 | 8018678027313 | 8018678027320 | 39174000
DX54208 | RD 8GG CONNECTOR GAS GREY | RD 8GG DŁAWIK GAZOWY SZARY | 0.84 | 1 | NR | 0.82 | 1 | NR | 2.439% | OFFICIAL | 5PS47G55FA3135O100 | 30 | 5PS | INSTALLATION PASS | 47G | CONDUITS ACCESSORIES | 55F | CONDUIT/SHEATHS ACC. | 20 | 180 | NR | 27.767 | CCM | 5.85 | 5.265 | G | 8018678002136 | 8018678024862 | 8018678024879 | 39174000
DX54308 | RD 8GN CONNECTOR GAS BLACK | RD 8GN DŁAWIK GAZOWY CZARNY | 0.84 | 1 | NR | 0.82 | 1 | NR | 2.439% | OFFICIAL | 5PS47G55FA3135Q100 | 30 | 5PS | INSTALLATION PASS | 47G | CONDUITS ACCESSORIES | 55F | CONDUIT/SHEATHS ACC. | 20 | 180 | NR | 27.767 | CCM | 5.639 | 5.075 | G | 8018678002365 | 8018678024893 | 8018678024909 | 39174000
DX54408 | RD 8PG 7G CONNECTOR PG GREY | RD 8PG 7G DŁAWIK PG SZARY | 0.84 | 1 | NR | 0.82 | 1 | NR | 2.439% | OFFICIAL | 5PS47G55FA3135S100 | 30 | 5PS | INSTALLATION PASS | 47G | CONDUITS ACCESSORIES | 55F | CONDUIT/SHEATHS ACC. | 20 | 180 | NR | 27.767 | CCM | 5.789 | 5.21 | G | 8018678002495 | 8018678025609 | 8018678025616 | 39174000
DX54508 | RD 8PG 7N CONNECTOR PG BLACK | RD 8PG 7N DŁAWIK PG CZARNY | 0.84 | 1 | NR | 0.82 | 1 | NR | 2.439% | OFFICIAL | 5PS47G55FA3135U100 | 30 | 5PS | INSTALLATION PASS | 47G | CONDUITS ACCESSORIES | 55F | CONDUIT/SHEATHS ACC. | 20 | 180 | NR | 27.767 | CCM | 5.811 | 5.23 | G | 8018678002631 | 8018678025630 | 8018678025647 | 39174000
DX52210 | ST 10 CABLE-PULLER CONDUIT INSERT | ST PILOT DO PRZECIĄGANIA KABLI 3MM 10M | 12.7 | 1 | NR | 12.4 | 1 | NR | 2.419% | OFFICIAL | 5PS47G55FA333C8100 | 30 | 5PS | INSTALLATION PASS | 47G | CONDUITS ACCESSORIES | 55F | CONDUIT/SHEATHS ACC. | 1 | 10 | NR | 1615.95 | CCM | 124.1 | 110.748 | G | 8018678019301 | 8018678019301 | 8011564480452 | 39269097
DX51416 | R 16 CONDUIT BENDING SPRING | R 16 SPRĘŻYNA DO ZGINANIA RUR RK15 | 17.2 | 1 | NR | 16.8 | 1 | NR | 2.381% | OFFICIAL | 5PS47G55FA2333W100 | 30 | 5PS | INSTALLATION PASS | 47G | CONDUITS ACCESSORIES | 55F | CONDUIT/SHEATHS ACC. | 1 | 10 | NR | 332 | CCM | 439.4 | 395.46 | G | 8018678031174 | 8018678031174 | 8011564480223 | 85389099
DX51316 | R 16 CONDUIT BENDING SPRING RKB | R 16 SPRĘŻYNA DO ZGINANIA RUR RKB | 21.9 | 1 | NR | 21.4 | 1 | NR | 2.336% | OFFICIAL | 5PS47G55FA2333W100 | 30 | 5PS | INSTALLATION PASS | 47G | CONDUITS ACCESSORIES | 55F | CONDUIT/SHEATHS ACC. | 1 | 10 | NR | 332 | CCM | 430.3 | 387.27 | G | 8011564197916 | 8011564197916 | 8011564553712 | 85389099
DX52020 | GF 20 JOINING FOR PLIABLE CONDUIT | GF ZŁĄCZKA DO PESZLI 20MM | 17.6 | 100 | NR | 17.2 | 100 | NR | 2.326% | OFFICIAL | 5PS47G55FA333C4100 | 30 | 5PS | INSTALLATION PASS | 47G | CONDUITS ACCESSORIES | 55F | CONDUIT/SHEATHS ACC. | 50 | 300 | NR | 71.25 | CCM | 7.747 | 6.972 | G | 8018678005793 | 8018678014627 | 8034035440267 | 39174000
DX54225 | RD 25GG CONNECTOR GAS GREY | RD 25GG DŁAWIK GAZOWY SZARY | 1.33 | 1 | NR | 1.3 | 1 | NR | 2.308% | OFFICIAL | 5PS47G55FA3135O100 | 30 | 5PS | INSTALLATION PASS | 47G | CONDUITS ACCESSORIES | 55F | CONDUIT/SHEATHS ACC. | 5 | 60 | NR | 179.156 | CCM | 30.583 | 26.246 | G | 8018678002204 | 8018678025289 | 8018678025296 | 39174000
DX54325 | RD 25GN CONNECTOR GAS BLACK | RD 25GN DŁAWIK GAZOWY CZARNY | 1.33 | 1 | NR | 1.3 | 1 | NR | 2.308% | OFFICIAL | 5PS47G55FA3135Q100 | 30 | 5PS | INSTALLATION PASS | 47G | CONDUITS ACCESSORIES | 55F | CONDUIT/SHEATHS ACC. | 5 | 60 | NR | 179.156 | CCM | 27.867 | 25.08 | G | 8018678002433 | 8018678025319 | 8018678025326 | 39174000
DX40020 | RK M/20G COUPLING GREY | RKM ZŁĄCZKA PROSTA DO RUR RK SZARA 20 | 22.3 | 100 | NR | 21.8 | 100 | NR | 2.294% | OFFICIAL | 5PS47G55FA2331A100 | 30 | 5PS | INSTALLATION PASS | 47G | CONDUITS ACCESSORIES | 55F | CONDUIT/SHEATHS ACC. | 30 | 450 | NR | 93.333 | CCM | 8.69 | 7.821 | G | 8018678008220 | 8011564926622 | 8011564926639 | 39174000
DX51420 | R 20 CONDUIT BENDING SPRING | R 20 SPRĘŻYNA DO ZGINANIA RUR RK15 | 22.3 | 1 | NR | 21.8 | 1 | NR | 2.294% | OFFICIAL | 5PS47G55FA2333W100 | 30 | 5PS | INSTALLATION PASS | 47G | CONDUITS ACCESSORIES | 55F | CONDUIT/SHEATHS ACC. | 1 | 10 | NR | 332 | CCM | 610.4 | 600 | G | 8018678031181 | 8018678031181 | 8011564480230 | 85389099
DX43340 | RMG 40/32 TUBE/SHEATH MORBIDX JOIN. | RMG ZŁĄCZKA RURA 40-PESZEL 32 IP65 SZARA | 2.25 | 1 | NR | 2.2 | 1 | NR | 2.273% | OFFICIAL | 5PS47G55FA2931S100 | 30 | 5PS | INSTALLATION PASS | 47G | CONDUITS ACCESSORIES | 55F | CONDUIT/SHEATHS ACC. | 5 | 25 | NR | 429.975 | CCM | 51.04 | 45.936 | G | 8018678035707 | 8018678037619 | 8018678036094 | 39174000
DX51320 | R 20 CONDUIT BENDING SPRING RKB | R 20 SPRĘŻYNA DO ZGINANIA RUR RKB | 27 | 1 | NR | 26.4 | 1 | NR | 2.273% | OFFICIAL | 5PS47G55FA2333W100 | 30 | 5PS | INSTALLATION PASS | 47G | CONDUITS ACCESSORIES | 55F | CONDUIT/SHEATHS ACC. | 1 | 10 | NR | 332 | CCM | 531.5 | 478.35 | G | 8011564197923 | 8011564197923 | 8011564553729 | 85389099
DX54112 | RD 12MN METRIC CONNECTOR BLACK | RD 12MN DŁAWIK METRYCZNY CZARNY | 0.9 | 1 | NR | 0.88 | 1 | NR | 2.273% | OFFICIAL | 5PS47G55FA3135M100 | 30 | 5PS | INSTALLATION PASS | 47G | CONDUITS ACCESSORIES | 55F | CONDUIT/SHEATHS ACC. | 10 | 100 | NR | 49.98 | CCM | 9.83 | 8.847 | G | 8018678002303 | 8018678027375 | 8018678027382 | 39174000
DX54132 | RD 32MN METRIC CONNECTOR BLACK | RD 32MN DŁAWIK METRYCZNY CZARNY | 2.25 | 1 | NR | 2.2 | 1 | NR | 2.273% | OFFICIAL | 5PS47G55FA3135M100 | 30 | 5PS | INSTALLATION PASS | 47G | CONDUITS ACCESSORIES | 55F | CONDUIT/SHEATHS ACC. | 5 | 30 | NR | 358.313 | CCM | 42.033 | 37.83 | G | 8018678002341 | 8018678027733 | 8018678027740 | 39174000
DX56050 | RUN 50G METRIC CONNECTOR GREY | RUN 50G DŁAWIK METRYCZNY SZARY | 4.5 | 1 | NR | 4.4 | 1 | NR | 2.273% | OFFICIAL | 5PS47G55FA3136E100 | 30 | 5PS | INSTALLATION PASS | 47G | CONDUITS ACCESSORIES | 55F | CONDUIT/SHEATHS ACC. | 1 | 12 | NR | 895.781 | CCM | 105.167 | 94.65 | G | 8018678003829 | 8018678024824 | 8018678024824 | 39174000
DX56250 | GREY GAS FIXED PIPE-FITTING RUN-GAS50 | DŁAWIK SZARY GAZ. PROSTY GAS50 | 4.5 | 1 | NR | 4.4 | 1 | NR | 2.273% | OFFICIAL | 5PS47G55FA3136I100 | 30 | 5PS | INSTALLATION PASS | 47G | CONDUITS ACCESSORIES | 55F | CONDUIT/SHEATHS ACC. | 1 | 12 | NR | 895.781 | CCM | 117.5 | 105.75 | G | 8018678003263 | 8018678021366 | 8018678021366 | 39174000
DX56450 | RUN 50G CONNECTOR PG 48 GREY | RUN 50G DŁAWIK PG 48 SZARY | 4.5 | 1 | NR | 4.4 | 1 | NR | 2.273% | OFFICIAL | 5PS47G55FA3136O100 | 30 | 5PS | INSTALLATION PASS | 47G | CONDUITS ACCESSORIES | 55F | CONDUIT/SHEATHS ACC. | 1 | 12 | NR | 895.781 | CCM | 107.167 | 96.45 | G | 8018678003553 | 8018678024268 | 8018678024268 | 39174000
DX52315 | STS 15 SUPER CABLE-PULLER | ST PILOT DO PRZECIĄGANIA KABLI 4MM 15M | 22.8 | 1 | NR | 22.3 | 1 | NR | 2.242% | OFFICIAL | 5PS47G55FA333CA100 | 30 | 5PS | INSTALLATION PASS | 47G | CONDUITS ACCESSORIES | 55F | CONDUIT/SHEATHS ACC. | 1 | 15 | NR | 2800 | CCM | 268.533 | 241.68 | G | 8018678019424 | 8018678019424 | 8011564480513 | 39269097
DX40016 | RKM/16G COUPLING GREY | RKM ZŁĄCZKA PROSTA DO RUR RK SZARA 16 | 18.3 | 100 | NR | 17.9 | 100 | NR | 2.235% | OFFICIAL | 5PS47G55FA2331A100 | 30 | 5PS | INSTALLATION PASS | 47G | CONDUITS ACCESSORIES | 55F | CONDUIT/SHEATHS ACC. | 30 | 300 | NR | 80.325 | CCM | 7.982 | 7.184 | G | 8018678008213 | 8011564926608 | 8011564926615 | 39174000
DX52225 | ST 25 CABLE-PULLER CONDUIT INSERT | ST PILOT DO PRZECIĄGANIA KABLI 3MM 25M | 22.9 | 1 | NR | 22.4 | 1 | NR | 2.232% | OFFICIAL | 5PS47G55FA333C8100 | 30 | 5PS | INSTALLATION PASS | 47G | CONDUITS ACCESSORIES | 55F | CONDUIT/SHEATHS ACC. | 1 | 10 | NR | 1615.95 | CCM | 246.8 | 222.12 | G | 8018678019363 | 8018678019363 | 8011564480483 | 39269097
DX43016 | MM 16 TUBE/TUBE MORBIDX COUPLING | ZŁĄCZKA PROSTA DO RUR RK IP67 SZARA 16 | 0.92 | 1 | NR | 0.9 | 1 | NR | 2.222% | OFFICIAL | 5PS47G55FA2531M100 | 30 | 5PS | INSTALLATION PASS | 47G | CONDUITS ACCESSORIES | 55F | CONDUIT/SHEATHS ACC. | 10 | 300 | NR | 86.656 | CCM | 13.397 | 12.057 | G | 8018678035547 | 8018678037411 | 8018678035844 | 39174000
DX54016 | RD 16MG METRIC CONNECTOR GREY | RD 16MG DŁAWIK METRYCZNY SZARY | 0.92 | 1 | NR | 0.9 | 1 | NR | 2.222% | OFFICIAL | 5PS47G55FA3135I100 | 30 | 5PS | INSTALLATION PASS | 47G | CONDUITS ACCESSORIES | 55F | CONDUIT/SHEATHS ACC. | 10 | 150 | NR | 71.663 | CCM | 11.48 | 10.332 | G | 8018678002082 | 8018678027405 | 8018678027412 | 39174000
DX54210 | RD 10GG CONNECTOR GAS GREY | RD 10GG DŁAWIK GAZOWY SZARY | 0.92 | 1 | NR | 0.9 | 1 | NR | 2.222% | OFFICIAL | 5PS47G55FA3135O100 | 30 | 5PS | INSTALLATION PASS | 47G | CONDUITS ACCESSORIES | 55F | CONDUIT/SHEATHS ACC. | 20 | 160 | NR | 31.238 | CCM | 6.569 | 5.912 | G | 8018678002143 | 8018678024923 | 8018678024930 | 39174000
DX54212 | RD 12GG CONNECTOR GAS GREY | RD 12GG DŁAWIK GAZOWY SZARY | 0.92 | 1 | NR | 0.9 | 1 | NR | 2.222% | OFFICIAL | 5PS47G55FA3135O100 | 30 | 5PS | INSTALLATION PASS | 47G | CONDUITS ACCESSORIES | 55F | CONDUIT/SHEATHS ACC. | 10 | 100 | NR | 49.98 | CCM | 9.12 | 8.208 | G | 8018678002150 | 8018678024985 | 8018678024992 | 39174000
DX54214 | RD 14GG CONNECTOR GAS GREY | RD 14GG DŁAWIK GAZOWY SZARY | 0.92 | 1 | NR | 0.9 | 1 | NR | 2.222% | OFFICIAL | 5PS47G55FA3135O100 | 30 | 5PS | INSTALLATION PASS | 47G | CONDUITS ACCESSORIES | 55F | CONDUIT/SHEATHS ACC. | 10 | 150 | NR | 71.663 | CCM | 10.16 | 9.144 | G | 8018678002167 | 8018678025043 | 8018678025050 | 39174000
DX54216 | RD 16GG CONNECTOR GAS GREY | RD 16GG DŁAWIK GAZOWY SZARY | 0.92 | 1 | NR | 0.9 | 1 | NR | 2.222% | OFFICIAL | 5PS47G55FA3135O100 | 30 | 5PS | INSTALLATION PASS | 47G | CONDUITS ACCESSORIES | 55F | CONDUIT/SHEATHS ACC. | 10 | 150 | NR | 71.663 | CCM | 11.573 | 10.416 | G | 8018678002174 | 8018678025104 | 8018678025111 | 39174000
DX54310 | RD 10GN CONNECTOR GAS BLACK | RD 10GN DŁAWIK GAZOWY CZARNY | 0.92 | 1 | NR | 0.9 | 1 | NR | 2.222% | OFFICIAL | 5PS47G55FA3135Q100 | 30 | 5PS | INSTALLATION PASS | 47G | CONDUITS ACCESSORIES | 55F | CONDUIT/SHEATHS ACC. | 20 | 160 | NR | 31.238 | CCM | 6.638 | 5.974 | G | 8018678002372 | 8018678024954 | 8018678024961 | 39174000
DX54312 | RD 12GN CONNECTOR GAS BLACK | RD 12GN DŁAWIK GAZOWY CZARNY | 0.92 | 1 | NR | 0.9 | 1 | NR | 2.222% | OFFICIAL | 5PS47G55FA3135Q100 | 30 | 5PS | INSTALLATION PASS | 47G | CONDUITS ACCESSORIES | 55F | CONDUIT/SHEATHS ACC. | 10 | 100 | NR | 49.98 | CCM | 9.03 | 8.127 | G | 8018678002389 | 8018678025012 | 8018678025029 | 39174000
DX54314 | RD 14GN CONNECTOR GAS BLACK | RD 14GN DŁAWIK GAZOWY CZARNY | 0.92 | 1 | NR | 0.9 | 1 | NR | 2.222% | OFFICIAL | 5PS47G55FA3135Q100 | 30 | 5PS | INSTALLATION PASS | 47G | CONDUITS ACCESSORIES | 55F | CONDUIT/SHEATHS ACC. | 10 | 150 | NR | 71.663 | CCM | 10.867 | 9.78 | G | 8018678002396 | 8018678025074 | 8018678025081 | 39174000
DX54316 | RD 16GN CONNECTOR GAS BLACK | RD 16GN DŁAWIK GAZOWY CZARNY | 0.92 | 1 | NR | 0.9 | 1 | NR | 2.222% | OFFICIAL | 5PS47G55FA3135Q100 | 30 | 5PS | INSTALLATION PASS | 47G | CONDUITS ACCESSORIES | 55F | CONDUIT/SHEATHS ACC. | 10 | 150 | NR | 71.663 | CCM | 11.507 | 10.356 | G | 8018678002402 | 8018678025135 | 8018678025142 | 39174000
DX54410 | RD 10PG 7G CONNECTOR PG GREY | RD 10PG 7G DŁAWIK PG SZARY | 0.92 | 1 | NR | 0.9 | 1 | NR | 2.222% | OFFICIAL | 5PS47G55FA3135S100 | 30 | 5PS | INSTALLATION PASS | 47G | CONDUITS ACCESSORIES | 55F | CONDUIT/SHEATHS ACC. | 20 | 160 | NR | 31.238 | CCM | 6.656 | 5.991 | G | 8018678002501 | 8018678025661 | 8018678025678 | 39174000
DX54411 | RD 10PG 9G CONNECTOR PG GREY | RD 10PG 9G DŁAWIK PG SZARY | 0.92 | 1 | NR | 0.9 | 1 | NR | 2.222% | OFFICIAL | 5PS47G55FA3135S100 | 30 | 5PS | INSTALLATION PASS | 47G | CONDUITS ACCESSORIES | 55F | CONDUIT/SHEATHS ACC. | 20 | 160 | NR | 31.238 | CCM | 7.006 | 6.306 | G | 8018678002518 | 8018678025722 | 8018678025739 | 39174000
DX54412 | REVOLVING COUPLING INS.PG11 | DŁAWIK OBROTOWY PG11 | 0.92 | 1 | NR | 0.9 | 1 | NR | 2.222% | OFFICIAL | 5PS47G55FA3135S100 | 30 | 5PS | INSTALLATION PASS | 47G | CONDUITS ACCESSORIES | 55F | CONDUIT/SHEATHS ACC. | 10 | 100 | NR | 49.98 | CCM | 9.52 | 8.568 | G | 8018678002525 | 8018678025784 | 8018678025791 | 39174000
DX54413 | RD 12PG 13G CONNECTOR PG GREY | RD 12PG 13G DŁAWIK PG SZARY | 0.92 | 1 | NR | 0.9 | 1 | NR | 2.222% | OFFICIAL | 5PS47G55FA3135S100 | 30 | 5PS | INSTALLATION PASS | 47G | CONDUITS ACCESSORIES | 55F | CONDUIT/SHEATHS ACC. | 10 | 100 | NR | 49.98 | CCM | 10.63 | 9.567 | G | 8018678002532 | 8018678025845 | 8018678025852 | 39174000
DX54414 | RD 14PG 13G CONNECTOR PG GREY | RD 14PG 13G DŁAWIK PG SZARY | 0.92 | 1 | NR | 0.9 | 1 | NR | 2.222% | OFFICIAL | 5PS47G55FA3135S100 | 30 | 5PS | INSTALLATION PASS | 47G | CONDUITS ACCESSORIES | 55F | CONDUIT/SHEATHS ACC. | 10 | 150 | NR | 71.663 | CCM | 10.62 | 9.558 | G | 8018678002549 | 8018678025906 | 8018678025913 | 39174000
DX54416 | REVOLVING COUPLING INS.PG13,5 | DŁAWIK OBROTOWY PG13,5 | 0.92 | 1 | NR | 0.9 | 1 | NR | 2.222% | OFFICIAL | 5PS47G55FA3135S100 | 30 | 5PS | INSTALLATION PASS | 47G | CONDUITS ACCESSORIES | 55F | CONDUIT/SHEATHS ACC. | 10 | 150 | NR | 71.663 | CCM | 11.507 | 10.356 | G | 8018678002556 | 8018678025968 | 8018678025975 | 39174000
DX54510 | RD 10PG 7N CONNECTOR PG BLACK | RD 10PG 7N DŁAWIK PG CZARNY | 0.92 | 1 | NR | 0.9 | 1 | NR | 2.222% | OFFICIAL | 5PS47G55FA3135U100 | 30 | 5PS | INSTALLATION PASS | 47G | CONDUITS ACCESSORIES | 55F | CONDUIT/SHEATHS ACC. | 20 | 160 | NR | 31.238 | CCM | 6.656 | 5.991 | G | 8018678002648 | 8018678025692 | 8018678025708 | 39174000
DX54511 | RD 10PG 9N CONNECTOR PG BLACK | RD 10PG 9N DŁAWIK PG CZARNY | 0.92 | 1 | NR | 0.9 | 1 | NR | 2.222% | OFFICIAL | 5PS47G55FA3135U100 | 30 | 5PS | INSTALLATION PASS | 47G | CONDUITS ACCESSORIES | 55F | CONDUIT/SHEATHS ACC. | 20 | 160 | NR | 31.238 | CCM | 6.756 | 6.081 | G | 8018678002655 | 8018678025753 | 8018678025760 | 39174000
DX54512 | RD 12PG 11N CONNECTOR PG BLACK | RD 12PG 11N DŁAWIK PG CZARNY | 0.92 | 1 | NR | 0.9 | 1 | NR | 2.222% | OFFICIAL | 5PS47G55FA3135U100 | 30 | 5PS | INSTALLATION PASS | 47G | CONDUITS ACCESSORIES | 55F | CONDUIT/SHEATHS ACC. | 10 | 100 | NR | 49.98 | CCM | 9.76 | 8.784 | G | 8018678002662 | 8018678025814 | 8018678025821 | 39174000
DX54513 | RD 12PG 13N CONNECTOR PG BLACK | RD 12PG 13N DŁAWIK PG CZARNY | 0.92 | 1 | NR | 0.9 | 1 | NR | 2.222% | OFFICIAL | 5PS47G55FA3135U100 | 30 | 5PS | INSTALLATION PASS | 47G | CONDUITS ACCESSORIES | 55F | CONDUIT/SHEATHS ACC. | 10 | 100 | NR | 49.98 | CCM | 10.49 | 9.441 | G | 8018678002679 | 8018678025876 | 8018678025883 | 39174000
DX54514 | RD 14PG 13N CONNECTOR PG BLACK | RD 14PG 13N DŁAWIK PG CZARNY | 0.92 | 1 | NR | 0.9 | 1 | NR | 2.222% | OFFICIAL | 5PS47G55FA3135U100 | 30 | 5PS | INSTALLATION PASS | 47G | CONDUITS ACCESSORIES | 55F | CONDUIT/SHEATHS ACC. | 10 | 150 | NR | 71.663 | CCM | 10.607 | 9.546 | G | 8018678002686 | 8018678025937 | 8018678025944 | 39174000
DX54516 | RD 16PG 13N CONNECTOR PG BLACK | RD 16PG 13N DŁAWIK PG CZARNY | 0.92 | 1 | NR | 0.9 | 1 | NR | 2.222% | OFFICIAL | 5PS47G55FA3135U100 | 30 | 5PS | INSTALLATION PASS | 47G | CONDUITS ACCESSORIES | 55F | CONDUIT/SHEATHS ACC. | 10 | 150 | NR | 71.663 | CCM | 11.86 | 10.674 | G | 8018678002693 | 8018678025999 | 8018678026002 | 39174000
DX52320 | STS 20 SUPER CABLE-PULLER | ST PILOT DO PRZECIĄGANIA KABLI 4MM 20M | 27.9 | 1 | NR | 27.3 | 1 | NR | 2.198% | OFFICIAL | 5PS47G55FA333CA100 | 30 | 5PS | INSTALLATION PASS | 47G | CONDUITS ACCESSORIES | 55F | CONDUIT/SHEATHS ACC. | 1 | 15 | NR | 2800 | CCM | 322.533 | 290.28 | G | 8018678019448 | 8018678019448 | 8011564480520 | 39269097
DX47212 | STRAIGHT CONNECTOR D.12 - TRIX | ZŁĄCZE PROSTE ŚR. 12 - TRIX | 37.3 | 100 | NR | 36.5 | 100 | NR | 2.192% | OFFICIAL | 5PS47G55FA2734E100 | 30 | 5PS | INSTALLATION PASS | 47G | CONDUITS ACCESSORIES | 55F | CONDUIT/SHEATHS ACC. | 10 | 450 | NR | 57.771 | CCM | 7.542 | 6.788 | G | 8018678038067 | 8018678038159 | 8018678038142 | 39174000
DX40025 | RKM/25G COUPLING GREY | RKM ZŁĄCZKA PROSTA DO RUR RK SZARA 25 | 28 | 100 | NR | 27.4 | 100 | NR | 2.19% | OFFICIAL | 5PS47G55FA2331A100 | 30 | 5PS | INSTALLATION PASS | 47G | CONDUITS ACCESSORIES | 55F | CONDUIT/SHEATHS ACC. | 20 | 240 | NR | 108.32 | CCM | 11.154 | 11.091 | G | 8018678008237 | 8011564926646 | 8018678015211 | 39174000
DX52132 | TF 32 PLUG FOR PLIABLE CONDUIT | TF ZAŚLEPKA DO PESZLI 32MM SZARA | 23.4 | 100 | NR | 22.9 | 100 | NR | 2.183% | OFFICIAL | 5PS47G55FA333C6100 | 30 | 5PS | INSTALLATION PASS | 47G | CONDUITS ACCESSORIES | 55F | CONDUIT/SHEATHS ACC. | 25 | 125 | NR | 39.984 | CCM | 3.264 | 2.938 | G | 8018678004666 | 8018678014788 | 8018678014795 | 39174000
DX52220 | ST 20 CABLE-PULLER CONDUIT INSERT | ST PILOT DO PRZECIĄGANIA KABLI 3MM 20M | 18.8 | 1 | NR | 18.4 | 1 | NR | 2.174% | OFFICIAL | 5PS47G55FA333C8100 | 30 | 5PS | INSTALLATION PASS | 47G | CONDUITS ACCESSORIES | 55F | CONDUIT/SHEATHS ACC. | 1 | 10 | NR | 1615.95 | CCM | 205 | 184.5 | G | 8018678019349 | 8018678019349 | 8011564480476 | 39269097
DX40116 | RKS/16G BEND GREY | RKM KOLANKO DO RUR RK IP40 SZARE 16 | 28.3 | 100 | NR | 27.7 | 100 | NR | 2.166% | OFFICIAL | 5PS47G55FA2331C100 | 30 | 5PS | INSTALLATION PASS | 47G | CONDUITS ACCESSORIES | 55F | CONDUIT/SHEATHS ACC. | 30 | 300 | NR | 80.325 | CCM | 8.383 | 7.545 | G | 8018678008978 | 8011564926592 | 8011564926707 | 39174000
DX47001 | BOX-BOX PIPE FITTING | ZŁĄCZKA DO ŁĄCZENIA PUSZEK TRIX/QUADRIX | 0.95 | 1 | NR | 0.93 | 1 | NR | 2.151% | OFFICIAL | 5PS47G55FA2733Y100 | 30 | 5PS | INSTALLATION PASS | 47G | CONDUITS ACCESSORIES | 55F | CONDUIT/SHEATHS ACC. | 20 | 60 | NR | 83.3 | CCM | 7.35 | 6.615 | G | 8018678038166 | 8018678038173 | 8018678038180 | 39174000
DX52205 | ST 5 CABLE-PULLER CONDUIT INSERT | ST PILOT DO PRZECIĄGANIA KABLI 3MM 5M | 9.5 | 1 | NR | 9.3 | 1 | NR | 2.151% | OFFICIAL | 5PS47G55FA333C8100 | 30 | 5PS | INSTALLATION PASS | 47G | CONDUITS ACCESSORIES | 55F | CONDUIT/SHEATHS ACC. | 1 | 10 | NR | 1615.95 | CCM | 83.5 | 75.15 | G | 8018678019288 | 8018678019288 | 8011564480445 | 39269097
DX54020 | RD 20MG METRIC CONNECTOR GREY | RD 20MG DŁAWIK METRYCZNY SZARY | 0.95 | 1 | NR | 0.93 | 1 | NR | 2.151% | OFFICIAL | 5PS47G55FA3135I100 | 30 | 5PS | INSTALLATION PASS | 47G | CONDUITS ACCESSORIES | 55F | CONDUIT/SHEATHS ACC. | 10 | 100 | NR | 148.07 | CCM | 18.07 | 16.263 | G | 8018678002099 | 8018678027467 | 8018678027474 | 39174000
DX56008 | RUN 8G METRIC CONNECTOR GREY | RUN 8G DŁAWIK METRYCZNY SZARY | 0.95 | 1 | NR | 0.93 | 1 | NR | 2.151% | OFFICIAL | 5PS47G55FA3136E100 | 30 | 5PS | INSTALLATION PASS | 47G | CONDUITS ACCESSORIES | 55F | CONDUIT/SHEATHS ACC. | 20 | 160 | NR | 31.238 | CCM | 6.169 | 5.552 | G | 8018678003737 | 8018678024305 | 8018678024312 | 39174000
DX56010 | RUN 10G METRIC CONNECTOR GREY | RUN 10G DŁAWIK METRYCZNY SZARY | 0.95 | 1 | NR | 0.93 | 1 | NR | 2.151% | OFFICIAL | 5PS47G55FA3136E100 | 30 | 5PS | INSTALLATION PASS | 47G | CONDUITS ACCESSORIES | 55F | CONDUIT/SHEATHS ACC. | 10 | 170 | NR | 63.232 | CCM | 12.824 | 11.541 | G | 8018678003744 | 8018678024367 | 8018678024374 | 39174000
DX56012 | RUN 12G METRIC CONNECTOR GREY | RUN 12G DŁAWIK METRYCZNY SZARY | 0.95 | 1 | NR | 0.93 | 1 | NR | 2.151% | OFFICIAL | 5PS47G55FA3136E100 | 30 | 5PS | INSTALLATION PASS | 47G | CONDUITS ACCESSORIES | 55F | CONDUIT/SHEATHS ACC. | 10 | 150 | NR | 71.663 | CCM | 12.8 | 11.52 | G | 8018678003751 | 8018678024428 | 8018678024435 | 39174000
DX56014 | RUN 14G METRIC CONNECTOR GREY | RUN 14G DŁAWIK METRYCZNY SZARY | 0.95 | 1 | NR | 0.93 | 1 | NR | 2.151% | OFFICIAL | 5PS47G55FA3136E100 | 30 | 5PS | INSTALLATION PASS | 47G | CONDUITS ACCESSORIES | 55F | CONDUIT/SHEATHS ACC. | 10 | 130 | NR | 82.688 | CCM | 11.762 | 10.585 | G | 8018678003768 | 8018678024480 | 8018678024497 | 39174000
DX56208 | GREY GAS FIXED PIPE-FITTING RUN-GAS08 | DŁAWIK SZARY GAZ. PROSTY GAS08 | 0.95 | 1 | NR | 0.93 | 1 | NR | 2.151% | OFFICIAL | 5PS47G55FA3136I100 | 30 | 5PS | INSTALLATION PASS | 47G | CONDUITS ACCESSORIES | 55F | CONDUIT/SHEATHS ACC. | 20 | 160 | NR | 31.238 | CCM | 6.069 | 5.462 | G | 8018678003157 | 8018678021045 | 8018678021052 | 39174000
DX56210 | GREY GAS FIXED PIPE-FITTING RUN-GAS10 | DŁAWIK SZARY GAZ. PROSTY GAS10 | 0.95 | 1 | NR | 0.93 | 1 | NR | 2.151% | OFFICIAL | 5PS47G55FA3136I100 | 30 | 5PS | INSTALLATION PASS | 47G | CONDUITS ACCESSORIES | 55F | CONDUIT/SHEATHS ACC. | 10 | 170 | NR | 63.232 | CCM | 11.371 | 10.234 | G | 8018678003164 | 8018678021076 | 8018678021083 | 39174000
DX56212 | GREY GAS FIXED PIPE-FITTING RUN-GAS12 | DŁAWIK SZARY GAZ. PROSTY GAS12 | 0.95 | 1 | NR | 0.93 | 1 | NR | 2.151% | OFFICIAL | 5PS47G55FA3136I100 | 30 | 5PS | INSTALLATION PASS | 47G | CONDUITS ACCESSORIES | 55F | CONDUIT/SHEATHS ACC. | 10 | 150 | NR | 71.663 | CCM | 13.18 | 11.862 | G | 8018678003171 | 8018678021106 | 8018678021113 | 39174000
DX56214 | GREY GAS FIXED PIPE-FITTING RUN-GAS14 | DŁAWIK SZARY GAZ. PROSTY GAS14 | 0.95 | 1 | NR | 0.93 | 1 | NR | 2.151% | OFFICIAL | 5PS47G55FA3136I100 | 30 | 5PS | INSTALLATION PASS | 47G | CONDUITS ACCESSORIES | 55F | CONDUIT/SHEATHS ACC. | 10 | 130 | NR | 82.688 | CCM | 13.954 | 12.558 | G | 8018678003188 | 8018678021137 | 8018678021144 | 39174000
DX56408 | RUN 8G CONNECTOR PG 7 GREY | RUN 8G DŁAWIK PG 7 SZARY | 0.95 | 1 | NR | 0.93 | 1 | NR | 2.151% | OFFICIAL | 5PS47G55FA3136O100 | 30 | 5PS | INSTALLATION PASS | 47G | CONDUITS ACCESSORIES | 55F | CONDUIT/SHEATHS ACC. | 20 | 160 | NR | 31.238 | CCM | 6.406 | 5.766 | G | 8018678003393 | 8018678023384 | 8018678023391 | 39174000
DX56410 | RUN 10G CONNECTOR PG 7 GREY | RUN 10G DŁAWIK PG 7 SZARY | 0.95 | 1 | NR | 0.93 | 1 | NR | 2.151% | OFFICIAL | 5PS47G55FA3136O100 | 30 | 5PS | INSTALLATION PASS | 47G | CONDUITS ACCESSORIES | 55F | CONDUIT/SHEATHS ACC. | 10 | 170 | NR | 63.232 | CCM | 11.306 | 10.366 | G | 8018678003409 | 8018678023445 | 8018678023452 | 39174000
DX56411 | RUN 12G CONNECTOR PG 9 GREY | RUN 12G DŁAWIK PG 9 SZARY | 0.95 | 1 | NR | 0.93 | 1 | NR | 2.151% | OFFICIAL | 5PS47G55FA3136O100 | 30 | 5PS | INSTALLATION PASS | 47G | CONDUITS ACCESSORIES | 55F | CONDUIT/SHEATHS ACC. | 10 | 150 | NR | 71.663 | CCM | 11.627 | 10.6 | G | 8018678003416 | 8018678023506 | 8018678023513 | 39174000
DX56412 | RUN 12G CONNECTOR PG 11 GREY | RUN 12G DŁAWIK PG 11 SZARY | 0.95 | 1 | NR | 0.93 | 1 | NR | 2.151% | OFFICIAL | 5PS47G55FA3136O100 | 30 | 5PS | INSTALLATION PASS | 47G | CONDUITS ACCESSORIES | 55F | CONDUIT/SHEATHS ACC. | 10 | 150 | NR | 71.663 | CCM | 13.153 | 11.838 | G | 8018678003423 | 8018678023568 | 8018678023575 | 39174000
DX56413 | RUN 12G CONNECTOR PG 13 GREY | RUN 12G DŁAWIK PG 13 SZARY | 0.95 | 1 | NR | 0.93 | 1 | NR | 2.151% | OFFICIAL | 5PS47G55FA3136O100 | 30 | 5PS | INSTALLATION PASS | 47G | CONDUITS ACCESSORIES | 55F | CONDUIT/SHEATHS ACC. | 10 | 150 | NR | 71.663 | CCM | 14.54 | 13.086 | G | 8018678003430 | 8018678023629 | 8018678023636 | 39174000
DX56414 | RUN 14G CONNECTOR PG 13 GREY | RUN 14G DŁAWIK PG 13 SZARY | 0.95 | 1 | NR | 0.93 | 1 | NR | 2.151% | OFFICIAL | 5PS47G55FA3136O100 | 30 | 5PS | INSTALLATION PASS | 47G | CONDUITS ACCESSORIES | 55F | CONDUIT/SHEATHS ACC. | 10 | 130 | NR | 82.688 | CCM | 14.638 | 12.902 | G | 8018678003447 | 8018678023681 | 8018678023698 | 39174000
DX56025 | RUN 25G METRIC CONNECTOR GREY | RUN 25G DŁAWIK METRYCZNY SZARY | 1.43 | 1 | NR | 1.4 | 1 | NR | 2.143% | OFFICIAL | 5PS47G55FA3136E100 | 30 | 5PS | INSTALLATION PASS | 47G | CONDUITS ACCESSORIES | 55F | CONDUIT/SHEATHS ACC. | 10 | 50 | NR | 214.988 | CCM | 29.4 | 26.46 | G | 8018678003799 | 8018678024664 | 8018678024671 | 39174000
DX56225 | GREY GAS FIXED PIPE-FITTING RUN-GAS25 | DŁAWIK SZARY GAZ. PROSTY GAS25 | 1.43 | 1 | NR | 1.4 | 1 | NR | 2.143% | OFFICIAL | 5PS47G55FA3136I100 | 30 | 5PS | INSTALLATION PASS | 47G | CONDUITS ACCESSORIES | 55F | CONDUIT/SHEATHS ACC. | 10 | 50 | NR | 214.988 | CCM | 31.44 | 28.296 | G | 8018678003218 | 8018678021229 | 8018678021236 | 39174000
DX56425 | RUN 25G CONNECTOR PG 21 GREY | RUN 25G DŁAWIK PG 21 SZARY | 1.43 | 1 | NR | 1.4 | 1 | NR | 2.143% | OFFICIAL | 5PS47G55FA3136O100 | 30 | 5PS | INSTALLATION PASS | 47G | CONDUITS ACCESSORIES | 55F | CONDUIT/SHEATHS ACC. | 10 | 50 | NR | 214.988 | CCM | 31.66 | 28.494 | G | 8018678003508 | 8018678023988 | 8018678023995 | 39174000
DX52325 | STS 25 SUPER CABLE-PULLER | ST PILOT DO PRZECIĄGANIA KABLI 4MM 25M | 33.4 | 1 | NR | 32.7 | 1 | NR | 2.141% | OFFICIAL | 5PS47G55FA333CA100 | 30 | 5PS | INSTALLATION PASS | 47G | CONDUITS ACCESSORIES | 55F | CONDUIT/SHEATHS ACC. | 1 | 15 | NR | 2800 | CCM | 403.467 | 363.12 | G | 8018678019462 | 8018678019462 | 8011564480537 | 39269097
DX51325 | R 25 CONDUIT BENDING SPRING RKB | R 25 SPRĘŻYNA DO ZGINANIA RUR RKB | 33.5 | 1 | NR | 32.8 | 1 | NR | 2.134% | OFFICIAL | 5PS47G55FA2333W100 | 30 | 5PS | INSTALLATION PASS | 47G | CONDUITS ACCESSORIES | 55F | CONDUIT/SHEATHS ACC. | 1 | 5 | NR | 747 | CCM | 861.4 | 775.26 | G | 8011564197930 | 8011564197930 | 8011564553736 | 85389099
DX40120 | RKS/20G BEND GREY | RKM KOLANKO DO RUR RK IP40 SZARE 20 | 38.5 | 100 | NR | 37.7 | 100 | NR | 2.122% | OFFICIAL | 5PS47G55FA2331C100 | 30 | 5PS | INSTALLATION PASS | 47G | CONDUITS ACCESSORIES | 55F | CONDUIT/SHEATHS ACC. | 30 | 300 | NR | 140 | CCM | 13.506 | 12.155 | G | 8018678008985 | 8011564926714 | 8011564926721 | 39174000
DX52140 | TF 40 PLUG FOR PLIABLE CONDUIT | TF ZAŚLEPKA DO PESZLI 40MM SZARA | 53.2 | 100 | NR | 52.1 | 100 | NR | 2.111% | OFFICIAL | 5PS47G55FA333C6100 | 30 | 5PS | INSTALLATION PASS | 47G | CONDUITS ACCESSORIES | 55F | CONDUIT/SHEATHS ACC. | 25 | 100 | NR | 49.98 | CCM | 4.14 | 3.726 | G | 8018678004673 | 8018678014818 | 8018678014825 | 39174000
DX40150 | RKS/50G BEND GREY | RKM KOLANKO DO RUR RK IP40 SZARE 50 | 291 | 100 | NR | 285 | 100 | NR | 2.105% | OFFICIAL | 5PS47G55FA2331C100 | 30 | 5PS | INSTALLATION PASS | 47G | CONDUITS ACCESSORIES | 55F | CONDUIT/SHEATHS ACC. | 10 | 10 | NR | 2137.5 | CCM | 134.1 | 120.69 | G | 8018678009029 | 8018678015440 | 8018678015440 | 39174000
DX54022 | RD 22MG METRIC CONNECTOR GREY | RD 22MG DŁAWIK METRYCZNY SZARY | 0.97 | 1 | NR | 0.95 | 1 | NR | 2.105% | OFFICIAL | 5PS47G55FA3135I100 | 30 | 5PS | INSTALLATION PASS | 47G | CONDUITS ACCESSORIES | 55F | CONDUIT/SHEATHS ACC. | 10 | 100 | NR | 107.494 | CCM | 19.88 | 17.892 | G | 8018678002068 | 8018678027528 | 8018678027535 | 39174000
DX52063 | GF 63 JOINING FOR PLIABLE CONDUIT | GF ZŁĄCZKA DO PESZLI 63MM | 83.2 | 100 | NR | 81.5 | 100 | NR | 2.086% | OFFICIAL | 5PS47G55FA333C4100 | 30 | 5PS | INSTALLATION PASS | 47G | CONDUITS ACCESSORIES | 55F | CONDUIT/SHEATHS ACC. | 1 | 25 | NR | 429.975 | CCM | 54.44 | 48.996 | G | 8018678005847 | 8018678014672 | 8018678014672 | 39174000
DX43040 | MM 40 TUBE/TUBE MORBIDX COUPLING | ZŁĄCZKA PROSTA DO RUR RK IP67 SZARA 40 | 2.45 | 1 | NR | 2.4 | 1 | NR | 2.083% | OFFICIAL | 5PS47G55FA2531M100 | 30 | 5PS | INSTALLATION PASS | 47G | CONDUITS ACCESSORIES | 55F | CONDUIT/SHEATHS ACC. | 5 | 90 | NR | 288.854 | CCM | 43.044 | 38.74 | G | 8018678035585 | 8018678037442 | 8018678035929 | 39174000
DX45010 | QUADRIX 10 WAYS BOX | PUSZKA QUADRIX 10-WEJŚCIOWA SZARA | 4.9 | 1 | NR | 4.8 | 1 | NR | 2.083% | OFFICIAL | 5PS47G55FA2734A100 | 30 | 5PS | INSTALLATION PASS | 47G | CONDUITS ACCESSORIES | 55F | CONDUIT/SHEATHS ACC. | 1 | 16 | NR | 1635.867 | CCM | 218.063 | 196.256 | G | 8018678038012 | 8018678038012 | 8011564493513 | 85381000
DX40216 | RKT/16G INSPECT.TEE JOINT GREY | RKT TRÓJNIK DO RUR RK OTWIERANY SZARY 16 | 58.8 | 100 | NR | 57.6 | 100 | NR | 2.083% | OFFICIAL | 5PS47G55FA2331E100 | 30 | 5PS | INSTALLATION PASS | 47G | CONDUITS ACCESSORIES | 55F | CONDUIT/SHEATHS ACC. | 30 | 120 | NR | 89.578 | CCM | 13.28 | 10.566 | G | 8018678009388 | 8011564926844 | 8011564926851 | 39174000
DX52016 | GF 16 JOINING FOR PLIABLE CONDUIT | GF ZŁĄCZKA DO PESZLI 16MM | 14.7 | 100 | NR | 14.4 | 100 | NR | 2.083% | OFFICIAL | 5PS47G55FA333C4100 | 30 | 5PS | INSTALLATION PASS | 47G | CONDUITS ACCESSORIES | 55F | CONDUIT/SHEATHS ACC. | 50 | 200 | NR | 53.747 | CCM | 6.745 | 6.071 | G | 8018678005786 | 8018678014610 | 8018678014498 | 39174000
DX40316 | RKE/16G INSPECT.BEND GREY | RKM KOLANKO DO RUR RK OTWIERANE SZARE 16 | 44.3 | 100 | NR | 43.4 | 100 | NR | 2.074% | OFFICIAL | 5PS47G55FA2331G100 | 30 | 5PS | INSTALLATION PASS | 47G | CONDUITS ACCESSORIES | 55F | CONDUIT/SHEATHS ACC. | 30 | 180 | NR | 82.261 | CCM | 10.961 | 9.865 | G | 8018678008756 | 8011564926929 | 8018678018755 | 39174000
DX47220 | STRAIGHT CONNECTOR D. 20 - TRIX | ZŁĄCZE PROSTE ŚR. 20 - TRIX | 39.6 | 100 | NR | 38.8 | 100 | NR | 2.062% | OFFICIAL | 5PS47G55FA2734E100 | 30 | 5PS | INSTALLATION PASS | 47G | CONDUITS ACCESSORIES | 55F | CONDUIT/SHEATHS ACC. | 10 | 390 | NR | 66.659 | CCM | 9.587 | 8.628 | G | 8018678012005 | 8018678028563 | 8018678028587 | 39174000
DX52032 | GF 32 JOINING FOR PLIABLE CONDUIT | GF ZŁĄCZKA DO PESZLI 32MM | 29.7 | 100 | NR | 29.1 | 100 | NR | 2.062% | OFFICIAL | 5PS47G55FA333C4100 | 30 | 5PS | INSTALLATION PASS | 47G | CONDUITS ACCESSORIES | 55F | CONDUIT/SHEATHS ACC. | 25 | 150 | NR | 142.5 | CCM | 15.093 | 13.584 | G | 8018678005816 | 8018678014641 | 8034035440281 | 39174000
DX54417 | REVOLVING COUPLING INS.PG16 | DŁAWIK OBROTOWY PG16 | 0.99 | 1 | NR | 0.97 | 1 | NR | 2.062% | OFFICIAL | 5PS47G55FA3135S100 | 30 | 5PS | INSTALLATION PASS | 47G | CONDUITS ACCESSORIES | 55F | CONDUIT/SHEATHS ACC. | 10 | 150 | NR | 98.713 | CCM | 13.467 | 12.12 | G | 8018678002563 | 8018678026026 | 8018678026033 | 39174000
DX54517 | RD 16PG 16N CONNECTOR PG BLACK | RD 16PG 16N DŁAWIK PG CZARNY | 0.99 | 1 | NR | 0.97 | 1 | NR | 2.062% | OFFICIAL | 5PS47G55FA3135U100 | 30 | 5PS | INSTALLATION PASS | 47G | CONDUITS ACCESSORIES | 55F | CONDUIT/SHEATHS ACC. | 10 | 150 | NR | 71.663 | CCM | 12.3 | 11.07 | G | 8018678002709 | 8018678026057 | 8018678026064 | 39174000
DX56016 | RUN 16G METRIC CONNECTOR GREY | RUN 16G DŁAWIK METRYCZNY SZARY | 0.99 | 1 | NR | 0.97 | 1 | NR | 2.062% | OFFICIAL | 5PS47G55FA3136E100 | 30 | 5PS | INSTALLATION PASS | 47G | CONDUITS ACCESSORIES | 55F | CONDUIT/SHEATHS ACC. | 10 | 110 | NR | 134.609 | CCM | 15.009 | 13.508 | G | 8018678003775 | 8018678024541 | 8018678024558 | 39174000
DX56216 | GREY GAS FIXED PIPE-FITTING RUN-GAS16 | DŁAWIK SZARY GAZ. PROSTY GAS16 | 0.99 | 1 | NR | 0.97 | 1 | NR | 2.062% | OFFICIAL | 5PS47G55FA3136I100 | 30 | 5PS | INSTALLATION PASS | 47G | CONDUITS ACCESSORIES | 55F | CONDUIT/SHEATHS ACC. | 10 | 110 | NR | 97.722 | CCM | 16.136 | 14.523 | G | 8018678003195 | 8018678021168 | 8018678021175 | 39174000
DX56415 | RUN 16G CONNECTOR PG 11 GREY | RUN 16G DŁAWIK PG 11 SZARY | 0.99 | 1 | NR | 0.97 | 1 | NR | 2.062% | OFFICIAL | 5PS47G55FA3136O100 | 30 | 5PS | INSTALLATION PASS | 47G | CONDUITS ACCESSORIES | 55F | CONDUIT/SHEATHS ACC. | 10 | 110 | NR | 97.722 | CCM | 16.264 | 14.637 | G | 8018678003454 | 8018678023742 | 8018678023759 | 39174000
DX56416 | RUN 16G CONNECTOR PG 13 GREY | RUN 16G DŁAWIK PG 13 SZARY | 0.99 | 1 | NR | 0.97 | 1 | NR | 2.062% | OFFICIAL | 5PS47G55FA3136O100 | 30 | 5PS | INSTALLATION PASS | 47G | CONDUITS ACCESSORIES | 55F | CONDUIT/SHEATHS ACC. | 10 | 110 | NR | 134.609 | CCM | 18.864 | 16.132 | G | 8018678003461 | 8018678023773 | 8018678023780 | 39174000
DX56417 | RUN 16G CONNECTOR PG 16 GREY | RUN 16G DŁAWIK PG 16 SZARY | 0.99 | 1 | NR | 0.97 | 1 | NR | 2.062% | OFFICIAL | 5PS47G55FA3136O100 | 30 | 5PS | INSTALLATION PASS | 47G | CONDUITS ACCESSORIES | 55F | CONDUIT/SHEATHS ACC. | 10 | 110 | NR | 134.609 | CCM | 20.391 | 18.352 | G | 8018678003478 | 8018678023834 | 8018678023841 | 39174000
DX52150 | TF 50 PLUG FOR PLIABLE CONDUIT | TF ZAŚLEPKA DO PESZLI 50MM SZARA | 54.6 | 100 | NR | 53.5 | 100 | NR | 2.056% | OFFICIAL | 5PS47G55FA333C6100 | 30 | 5PS | INSTALLATION PASS | 47G | CONDUITS ACCESSORIES | 55F | CONDUIT/SHEATHS ACC. | 25 | 75 | NR | 66.64 | CCM | 6.187 | 5.568 | G | 8018678004680 | 8018678014849 | 8018678014856 | 39174000
DX40332 | RKE/32G INSPECT.BEND GREY | RKM KOLANKO DO RUR RK OTWIERANE SZARE 32 | 89.6 | 100 | NR | 87.8 | 100 | NR | 2.05% | OFFICIAL | 5PS47G55FA2331G100 | 30 | 5PS | INSTALLATION PASS | 47G | CONDUITS ACCESSORIES | 55F | CONDUIT/SHEATHS ACC. | 10 | 40 | NR | 268.734 | CCM | 34.3 | 30.87 | G | 8018678008787 | 8018678018830 | 8018678018847 | 39174000
DX43020 | MM 20 TUBE/TUBE MORBIDX COUPLING | ZŁĄCZKA PROSTA DO RUR RK IP67 SZARA 20 | 1 | 1 | NR | 0.98 | 1 | NR | 2.041% | OFFICIAL | 5PS47G55FA2531M100 | 30 | 5PS | INSTALLATION PASS | 47G | CONDUITS ACCESSORIES | 55F | CONDUIT/SHEATHS ACC. | 10 | 240 | NR | 100.406 | CCM | 16.033 | 14.43 | G | 8018678035554 | 8018678037428 | 8018678035868 | 39174000
DX43150 | CM 50 MORBIDX BEND | CM KOLANKO DO RUR RK IP67 SZARE 50 | 5 | 1 | NR | 4.9 | 1 | NR | 2.041% | OFFICIAL | 5PS47G55FA2531O100 | 30 | 5PS | INSTALLATION PASS | 47G | CONDUITS ACCESSORIES | 55F | CONDUIT/SHEATHS ACC. | 1 | 8 | NR | 2671.875 | CCM | 180.875 | 162.788 | G | 8018678035653 | 8018678036001 | 8018678036001 | 39174000
DX43316 | RMG 16/12 TUBE/SHEATH MORBIDX JOIN. | RMG ZŁĄCZKA RURA 16-PESZEL 12 IP65 SZARA | 1 | 1 | NR | 0.98 | 1 | NR | 2.041% | OFFICIAL | 5PS47G55FA2931S100 | 30 | 5PS | INSTALLATION PASS | 47G | CONDUITS ACCESSORIES | 55F | CONDUIT/SHEATHS ACC. | 10 | 450 | NR | 57.771 | CCM | 10.058 | 9.052 | G | 8018678035660 | 8018678037572 | 8018678036025 | 39174000
DX43320 | RMG 20/16 TUBE/SHEATH MORBIDX JOIN. | RMG ZŁĄCZKA RURA 20-PESZEL 16 IP65 SZARA | 1 | 1 | NR | 0.98 | 1 | NR | 2.041% | OFFICIAL | 5PS47G55FA2931S100 | 30 | 5PS | INSTALLATION PASS | 47G | CONDUITS ACCESSORIES | 55F | CONDUIT/SHEATHS ACC. | 10 | 300 | NR | 80.325 | CCM | 11.273 | 10.146 | G | 8018678035677 | 8018678037589 | 8018678036049 | 39174000
DX43416 | RMG/N 16/16 TUBE/SHEATH MORBIDX JOIN. | RMG ZŁĄCZKA RURA 16-PESZEL 16 IP65 SZARA | 1 | 1 | NR | 0.98 | 1 | NR | 2.041% | OFFICIAL | 5PS47G55FA2931U100 | 30 | 5PS | INSTALLATION PASS | 47G | CONDUITS ACCESSORIES | 55F | CONDUIT/SHEATHS ACC. | 10 | 360 | NR | 66.938 | CCM | 9.483 | 8.535 | G | 8018678035721 | 8018678037633 | 8018678036148 | 39174000
DX43440 | RMG/N 40/40 TUBE/SHEATH MORBIDX JOIN. | RMG ZŁĄCZKA RURA 40-PESZEL 40 IP65 SZARA | 2.5 | 1 | NR | 2.45 | 1 | NR | 2.041% | OFFICIAL | 5PS47G55FA2931U100 | 30 | 5PS | INSTALLATION PASS | 47G | CONDUITS ACCESSORIES | 55F | CONDUIT/SHEATHS ACC. | 5 | 20 | NR | 537.469 | CCM | 52.45 | 47.205 | G | 8018678035769 | 8018678037671 | 8018678036216 | 39174000
DX43540 | SVM40TT MORBIDX UNIVERSAL TUBE/TUBE | ZŁĄCZKA ELASTYCZNA DO RUR RK SZARA 40 | 5 | 1 | NR | 4.9 | 1 | NR | 2.041% | OFFICIAL | 5PS47G55FA2531W100 | 30 | 5PS | INSTALLATION PASS | 47G | CONDUITS ACCESSORIES | 55F | CONDUIT/SHEATHS ACC. | 12 | 12 | NR | 2181.156 | CCM | 180.083 | 162.075 | G | 8018678036339 | 8018678036483 | 8018678036483 | 39174000
DX40125 | RKS/25G BEND GREY | RKM KOLANKO DO RUR RK IP40 SZARE 25 | 60.1 | 100 | NR | 58.9 | 100 | NR | 2.037% | OFFICIAL | 5PS47G55FA2331C100 | 30 | 5PS | INSTALLATION PASS | 47G | CONDUITS ACCESSORIES | 55F | CONDUIT/SHEATHS ACC. | 20 | 100 | NR | 293.15 | CCM | 24.589 | 22.13 | G | 8018678008992 | 8011564926738 | 8011564926745 | 39174000
DX52025 | GF 25 JOINING FOR PLIABLE CONDUIT | GF ZŁĄCZKA DO PESZLI 25MM | 20.2 | 100 | NR | 19.8 | 100 | NR | 2.02% | OFFICIAL | 5PS47G55FA333C4100 | 30 | 5PS | INSTALLATION PASS | 47G | CONDUITS ACCESSORIES | 55F | CONDUIT/SHEATHS ACC. | 50 | 200 | NR | 106.875 | CCM | 9.62 | 8.658 | G | 8018678005809 | 8018678014634 | 8034035440274 | 39174000
DX40032 | RKM/32G COUPLING GREY | RKM ZŁĄCZKA PROSTA DO RUR RK SZARA 32 | 50.5 | 100 | NR | 49.5 | 100 | NR | 2.02% | OFFICIAL | 5PS47G55FA2331A100 | 30 | 5PS | INSTALLATION PASS | 47G | CONDUITS ACCESSORIES | 55F | CONDUIT/SHEATHS ACC. | 10 | 100 | NR | 259.969 | CCM | 21.31 | 21.31 | G | 8018678008244 | 8011564926578 | 8011564926585 | 39174000
DX51440 | R 40 CONDUIT BENDING SPRING | R 40 SPRĘŻYNA DO ZGINANIA RUR RK15 | 50.5 | 1 | NR | 49.5 | 1 | NR | 2.02% | OFFICIAL | 5PS47G55FA2333W100 | 30 | 5PS | INSTALLATION PASS | 47G | CONDUITS ACCESSORIES | 55F | CONDUIT/SHEATHS ACC. | 1 | 1 | NR | 1328 | CCM | 1.654 | 1.489 | KG | 8018678031211 | 8018678031211 | 8018678031211 | 85389099
DX51450 | R 50 CONDUIT BENDING SPRING | R 50 SPRĘŻYNA DO ZGINANIA RUR RK15 | 65.7 | 1 | NR | 64.4 | 1 | NR | 2.019% | OFFICIAL | 5PS47G55FA2333W100 | 30 | 5PS | INSTALLATION PASS | 47G | CONDUITS ACCESSORIES | 55F | CONDUIT/SHEATHS ACC. | 1 | 1 | NR | 2075 | CCM | 2.136 | 1.922 | KG | 8018678031228 | 8018678031228 | 8018678031228 | 85389099
DX40225 | RKT/25G INSPECT.TEE JOINT GREY | RKT TRÓJNIK DO RUR RK OTWIERANY SZARY 25 | 96.1 | 100 | NR | 94.2 | 100 | NR | 2.017% | OFFICIAL | 5PS47G55FA2331E100 | 30 | 5PS | INSTALLATION PASS | 47G | CONDUITS ACCESSORIES | 55F | CONDUIT/SHEATHS ACC. | 20 | 60 | NR | 275.333 | CCM | 35.825 | 30.697 | G | 8018678009401 | 8011564926882 | 8011564926899 | 39174000
DX51600 | PT 00 CONDUIT PULLER | PT 00 NOŻYCE/OBCINAK DO RUR | 91.7 | 1 | NR | 89.9 | 1 | NR | 2.002% | OFFICIAL | 5PS47G55FA2333U100 | 30 | 5PS | INSTALLATION PASS | 47G | CONDUITS ACCESSORIES | 55F | CONDUIT/SHEATHS ACC. | 1 | 5 | NR | 999.6 | CCM | 369.4 | 332.46 | G | 8018678031334 | 8018678031334 | 8011564480261 | 85389099
DX52399 | TAIL RING FOR STS | Pierścień końcowy | 1.53 | 1 | NR | 1.5 | 1 | NR | 2% | OFFICIAL | 5PS47G55FA333CC100 | 30 | 5PS | INSTALLATION PASS | 47G | CONDUITS ACCESSORIES | 55F | CONDUIT/SHEATHS ACC. | 10 | 200 | NR | 8.1 | CCM | 1.685 | 1.517 | G | 8018678009937 | 8018678019493 | 8011564482784 | 85389099
DX54116 | RD 16MN METRIC CONNECTOR BLACK | RD 16MN DŁAWIK METRYCZNY CZARNY | 1.02 | 1 | NR | 1 | 1 | NR | 2% | OFFICIAL | 5PS47G55FA3135M100 | 30 | 5PS | INSTALLATION PASS | 47G | CONDUITS ACCESSORIES | 55F | CONDUIT/SHEATHS ACC. | 10 | 150 | NR | 71.663 | CCM | 11.167 | 10.05 | G | 8018678002310 | 8018678027436 | 8018678027443 | 39174000
DX40320 | RKE/20G INSPECT.BEND GREY | RKM KOLANKO DO RUR RK OTWIERANE SZARE 20 | 56.4 | 100 | NR | 55.3 | 100 | NR | 1.989% | OFFICIAL | 5PS47G55FA2331G100 | 30 | 5PS | INSTALLATION PASS | 47G | CONDUITS ACCESSORIES | 55F | CONDUIT/SHEATHS ACC. | 30 | 120 | NR | 123.392 | CCM | 15.167 | 13.65 | G | 8018678008763 | 8011564926936 | 8018678018786 | 39174000
DX40325 | RKE/25G INSPECT.BEND GREY | RKM KOLANKO DO RUR RK OTWIERANE SZARE 25 | 71.9 | 100 | NR | 70.5 | 100 | NR | 1.986% | OFFICIAL | 5PS47G55FA2331G100 | 30 | 5PS | INSTALLATION PASS | 47G | CONDUITS ACCESSORIES | 55F | CONDUIT/SHEATHS ACC. | 20 | 60 | NR | 179.156 | CCM | 25.243 | 22.215 | G | 8018678008770 | 8011564926943 | 8011564926950 | 39174000
DX52040 | GF 40 JOINING FOR PLIABLE CONDUIT | GF ZŁĄCZKA DO PESZLI 40MM | 41.1 | 100 | NR | 40.3 | 100 | NR | 1.985% | OFFICIAL | 5PS47G55FA333C4100 | 30 | 5PS | INSTALLATION PASS | 47G | CONDUITS ACCESSORIES | 55F | CONDUIT/SHEATHS ACC. | 10 | 40 | NR | 268.734 | CCM | 21.025 | 18.923 | G | 8018678005823 | 8018678014658 | 8018678014573 | 39174000
DX40220 | RKT/20G INSPECT.TEE JOINT GREY | RKT TRÓJNIK DO RUR RK OTWIERANY SZARY 20 | 72.1 | 100 | NR | 70.7 | 100 | NR | 1.98% | OFFICIAL | 5PS47G55FA2331E100 | 30 | 5PS | INSTALLATION PASS | 47G | CONDUITS ACCESSORIES | 55F | CONDUIT/SHEATHS ACC. | 30 | 120 | NR | 200.813 | CCM | 22.333 | 18.58 | G | 8018678009395 | 8011564926868 | 8011564926875 | 39174000
DX54122 | RD 22MN METRIC CONNECTOR BLACK | RD 22MN DŁAWIK METRYCZNY CZARNY | 1.03 | 1 | NR | 1.01 | 1 | NR | 1.98% | OFFICIAL | 5PS47G55FA3135M100 | 30 | 5PS | INSTALLATION PASS | 47G | CONDUITS ACCESSORIES | 55F | CONDUIT/SHEATHS ACC. | 10 | 100 | NR | 107.494 | CCM | 19.76 | 17.784 | G | 8018678002273 | 8018678027559 | 8018678027566 | 39174000
DX54220 | RD 20GG CONNECTOR GAS GREY | RD 20GG DŁAWIK GAZOWY SZARY | 1.03 | 1 | NR | 1.01 | 1 | NR | 1.98% | OFFICIAL | 5PS47G55FA3135O100 | 30 | 5PS | INSTALLATION PASS | 47G | CONDUITS ACCESSORIES | 55F | CONDUIT/SHEATHS ACC. | 10 | 100 | NR | 107.494 | CCM | 17.89 | 16.101 | G | 8018678002181 | 8018678025166 | 8018678025173 | 39174000
DX54320 | RD 20GN CONNECTOR GAS BLACK | RD 20GN DŁAWIK GAZOWY CZARNY | 1.03 | 1 | NR | 1.01 | 1 | NR | 1.98% | OFFICIAL | 5PS47G55FA3135Q100 | 30 | 5PS | INSTALLATION PASS | 47G | CONDUITS ACCESSORIES | 55F | CONDUIT/SHEATHS ACC. | 10 | 100 | NR | 107.494 | CCM | 17.5 | 15.75 | G | 8018678002419 | 8018678025197 | 8018678025203 | 39174000
DX54420 | REVOLVING COUPLING INS.PG21 | DŁAWIK OBROTOWY PG21 | 1.03 | 1 | NR | 1.01 | 1 | NR | 1.98% | OFFICIAL | 5PS47G55FA3135S100 | 30 | 5PS | INSTALLATION PASS | 47G | CONDUITS ACCESSORIES | 55F | CONDUIT/SHEATHS ACC. | 10 | 100 | NR | 107.494 | CCM | 18.3 | 16.756 | G | 8018678002570 | 8018678026088 | 8018678026095 | 39174000
DX54520 | RD 20PG 21N CONNECTOR PG BLACK | RD 20PG 21N DŁAWIK PG CZARNY | 1.03 | 1 | NR | 1.01 | 1 | NR | 1.98% | OFFICIAL | 5PS47G55FA3135U100 | 30 | 5PS | INSTALLATION PASS | 47G | CONDUITS ACCESSORIES | 55F | CONDUIT/SHEATHS ACC. | 10 | 100 | NR | 107.494 | CCM | 17.39 | 15.651 | G | 8018678002716 | 8018678026118 | 8018678026125 | 39174000
DX40040 | RKM/40G COUPLING GREY | RKM ZŁĄCZKA PROSTA DO RUR RK SZARA 40 | 67.1 | 100 | NR | 65.8 | 100 | NR | 1.976% | OFFICIAL | 5PS47G55FA2331A100 | 30 | 5PS | INSTALLATION PASS | 47G | CONDUITS ACCESSORIES | 55F | CONDUIT/SHEATHS ACC. | 5 | 25 | NR | 429.975 | CCM | 37.2 | 33.48 | G | 8018678008251 | 8018678015259 | 8018678015266 | 39174000
DX52163 | TF 63 PLUG FOR PLIABLE CONDUIT | TF ZAŚLEPKA DO PESZLI 63MM SZARA | 57.2 | 100 | NR | 56.1 | 100 | NR | 1.961% | OFFICIAL | 5PS47G55FA333C6100 | 30 | 5PS | INSTALLATION PASS | 47G | CONDUITS ACCESSORIES | 55F | CONDUIT/SHEATHS ACC. | 1 | 50 | NR | 99.96 | CCM | 12.04 | 10.836 | G | 8018678004697 | 8018678014870 | 8018678014870 | 39174000
DX51432 | R 32 CONDUIT BENDING SPRING | R 32 SPRĘŻYNA DO ZGINANIA RUR RK15 | 31.6 | 1 | NR | 31 | 1 | NR | 1.935% | OFFICIAL | 5PS47G55FA2333W100 | 30 | 5PS | INSTALLATION PASS | 47G | CONDUITS ACCESSORIES | 55F | CONDUIT/SHEATHS ACC. | 1 | 5 | NR | 747 | CCM | 1.301 | 1.171 | KG | 8018678031204 | 8018678031204 | 8011564480254 | 85389099
DX52050 | GF 50 JOINING FOR PLIABLE CONDUIT | GF ZŁĄCZKA DO PESZLI 50MM | 64 | 100 | NR | 62.8 | 100 | NR | 1.911% | OFFICIAL | 5PS47G55FA333C4100 | 30 | 5PS | INSTALLATION PASS | 47G | CONDUITS ACCESSORIES | 55F | CONDUIT/SHEATHS ACC. | 10 | 40 | NR | 268.734 | CCM | 34.4 | 30.96 | G | 8018678005830 | 8018678014665 | 8018678014597 | 39174000
DX51425 | R 25 CONDUIT BENDING SPRING | R 25 SPRĘŻYNA DO ZGINANIA RUR RK15 | 26.7 | 1 | NR | 26.2 | 1 | NR | 1.908% | OFFICIAL | 5PS47G55FA2333W100 | 30 | 5PS | INSTALLATION PASS | 47G | CONDUITS ACCESSORIES | 55F | CONDUIT/SHEATHS ACC. | 1 | 5 | NR | 747 | CCM | 801 | 750 | G | 8018678031198 | 8018678031198 | 8011564480247 | 85389099
DX40140 | RKS/40G BEND GREY | RKM KOLANKO DO RUR RK IP40 SZARE 40 | 162 | 100 | NR | 159 | 100 | NR | 1.887% | OFFICIAL | 5PS47G55FA2331C100 | 30 | 5PS | INSTALLATION PASS | 47G | CONDUITS ACCESSORIES | 55F | CONDUIT/SHEATHS ACC. | 5 | 25 | NR | 1039.875 | CCM | 71.7 | 64.53 | G | 8018678009012 | 8018678015426 | 8011564926776 | 39174000
DX43240 | MS 40 TUBE/BOX MORBIDX JOINING | MS ZŁĄCZKA RURA RK-PUSZKA IP67 SZARA 40 | 2.7 | 1 | NR | 2.65 | 1 | NR | 1.887% | OFFICIAL | 5PS47G55FA2531Q100 | 30 | 5PS | INSTALLATION PASS | 47G | CONDUITS ACCESSORIES | 55F | CONDUIT/SHEATHS ACC. | 5 | 30 | NR | 358.313 | CCM | 40.733 | 33.84 | G | 8018678036230 | 8018678037558 | 8018678036254 | 39174000
DX43120 | CM 20 MORBIDX BEND | CM KOLANKO DO RUR RK IP67 SZARE 20 | 1.63 | 1 | NR | 1.6 | 1 | NR | 1.875% | OFFICIAL | 5PS47G55FA2531O100 | 30 | 5PS | INSTALLATION PASS | 47G | CONDUITS ACCESSORIES | 55F | CONDUIT/SHEATHS ACC. | 10 | 80 | NR | 267.188 | CCM | 29.425 | 26.483 | G | 8018678035615 | 8018678037473 | 8018678035967 | 39174000
DX43432 | RMG/N 32/28 TUBE/SHEATH MORBIDX JOIN. | RMG ZŁĄCZKA RURA 32-PESZEL 32 IP65 SZARA | 1.63 | 1 | NR | 1.6 | 1 | NR | 1.875% | OFFICIAL | 5PS47G55FA2931U100 | 30 | 5PS | INSTALLATION PASS | 47G | CONDUITS ACCESSORIES | 55F | CONDUIT/SHEATHS ACC. | 5 | 40 | NR | 268.734 | CCM | 29.9 | 22.947 | G | 8018678035752 | 8011564499416 | 8018678036193 | 39174000
DX52215 | ST 15 CABLE-PULLER CONDUIT INSERT | ST PILOT DO PRZECIĄGANIA KABLI 3MM 15M | 16.3 | 1 | NR | 16 | 1 | NR | 1.875% | OFFICIAL | 5PS47G55FA333C8100 | 30 | 5PS | INSTALLATION PASS | 47G | CONDUITS ACCESSORIES | 55F | CONDUIT/SHEATHS ACC. | 1 | 10 | NR | 1615.95 | CCM | 165 | 148.5 | G | 8018678019325 | 8018678019325 | 8011564480469 | 39269097
DX47216 | STRAIGHT CONNECTOR D.16 - TRIX | ZŁĄCZE PROSTE ŚR. 16 - TRIX | 38.1 | 100 | NR | 37.4 | 100 | NR | 1.872% | OFFICIAL | 5PS47G55FA2734E100 | 30 | 5PS | INSTALLATION PASS | 47G | CONDUITS ACCESSORIES | 55F | CONDUIT/SHEATHS ACC. | 10 | 450 | NR | 57.771 | CCM | 7.816 | 7.034 | G | 8018678011992 | 8018678028532 | 8018678028556 | 39174000
DX43050 | MM 50 TUBE/TUBE MORBIDX COUPLING | ZŁĄCZKA PROSTA DO RUR RK IP67 SZARA 50 | 2.75 | 1 | NR | 2.7 | 1 | NR | 1.852% | OFFICIAL | 5PS47G55FA2531M100 | 30 | 5PS | INSTALLATION PASS | 47G | CONDUITS ACCESSORIES | 55F | CONDUIT/SHEATHS ACC. | 3 | 54 | NR | 446.25 | CCM | 58.37 | 49.946 | G | 8018678035592 | 8018678037459 | 8018678035943 | 39174000
DX43350 | RMG 50/40 TUBE/SHEATH MORBIDX JOIN. | RMG ZŁĄCZKA RURA 50-PESZEL 40 IP65 SZARA | 2.75 | 1 | NR | 2.7 | 1 | NR | 1.852% | OFFICIAL | 5PS47G55FA2931S100 | 30 | 5PS | INSTALLATION PASS | 47G | CONDUITS ACCESSORIES | 55F | CONDUIT/SHEATHS ACC. | 5 | 20 | NR | 740.35 | CCM | 60.6 | 54.54 | G | 8018678035714 | 8018678037626 | 8018678036117 | 39174000
DX43525 | SVM25TT MORBIDX UNIVERSAL TUBE/TUBE | ZŁĄCZKA ELASTYCZNA DO RUR RK SZARA 25 | 2.75 | 1 | NR | 2.7 | 1 | NR | 1.852% | OFFICIAL | 5PS47G55FA2531W100 | 30 | 5PS | INSTALLATION PASS | 47G | CONDUITS ACCESSORIES | 55F | CONDUIT/SHEATHS ACC. | 1 | 20 | NR | 740.35 | CCM | 72.85 | 65.565 | G | 8018678036315 | 8018678036452 | 8018678036452 | 39174000
DX40063 | RKM/63G COUPLING GREY | RKM ZŁĄCZKA PROSTA DO RUR RK SZARA 63 | 221 | 100 | NR | 217 | 100 | NR | 1.843% | OFFICIAL | 5PS47G55FA2331A100 | 30 | 5PS | INSTALLATION PASS | 47G | CONDUITS ACCESSORIES | 55F | CONDUIT/SHEATHS ACC. | 1 | 8 | NR | 1343.672 | CCM | 128 | 91.455 | G | 8018678029201 | 8011564479821 | 8011564479821 | 39174000
DX52116 | TF 16 PLUG FOR PLIABLE CONDUIT | TF ZAŚLEPKA DO PESZLI 16MM SZARA | 11.2 | 100 | NR | 11 | 100 | NR | 1.818% | OFFICIAL | 5PS47G55FA333C6100 | 30 | 5PS | INSTALLATION PASS | 47G | CONDUITS ACCESSORIES | 55F | CONDUIT/SHEATHS ACC. | 100 | 500 | NR | 9.996 | CCM | 0.872 | 0.785 | G | 8018678004635 | 8018678014696 | 8018678014702 | 39174000
DX52310 | STS 10 SUPER CABLE-PULLER | ST PILOT DO PRZECIĄGANIA KABLI 4MM 10M | 16.9 | 1 | NR | 16.6 | 1 | NR | 1.807% | OFFICIAL | 5PS47G55FA333CA100 | 30 | 5PS | INSTALLATION PASS | 47G | CONDUITS ACCESSORIES | 55F | CONDUIT/SHEATHS ACC. | 1 | 25 | NR | 1680 | CCM | 177.56 | 159.804 | G | 8018678019400 | 8018678019400 | 8011564480506 | 39269097
DX40163 | RKS/63G BEND GREY | RKM KOLANKO DO RUR RK IP40 SZARE 63 | 1130 | 100 | NR | 1110 | 100 | NR | 1.802% | OFFICIAL | 5PS47G55FA2331C100 | 30 | 5PS | INSTALLATION PASS | 47G | CONDUITS ACCESSORIES | 55F | CONDUIT/SHEATHS ACC. | 1 | 14 | NR | 10816 | CCM | 351.2 | 316.08 | G | 8018678029218 | 8018678029218 | 8018678029218 | 39174000
DX40050 | RKM/50G COUPLING GREY | RKM ZŁĄCZKA PROSTA DO RUR RK SZARA 50 | 114 | 100 | NR | 112 | 100 | NR | 1.786% | OFFICIAL | 5PS47G55FA2331A100 | 30 | 5PS | INSTALLATION PASS | 47G | CONDUITS ACCESSORIES | 55F | CONDUIT/SHEATHS ACC. | 1 | 15 | NR | 716.625 | CCM | 52.933 | 47.64 | G | 8018678008268 | 8018678015280 | 8018678015280 | 39174000
DX40132 | RKS/32G BEND GREY | RKM KOLANKO DO RUR RK IP40 SZARE 32 | 114 | 100 | NR | 112 | 100 | NR | 1.786% | OFFICIAL | 5PS47G55FA2331C100 | 30 | 5PS | INSTALLATION PASS | 47G | CONDUITS ACCESSORIES | 55F | CONDUIT/SHEATHS ACC. | 10 | 50 | NR | 481.95 | CCM | 42.314 | 38.083 | G | 8018678009005 | 8011564926752 | 8011564926769 | 39174000
DX40232 | RKT/32G INSPECT.TEE JOINT GREY | RKT TRÓJNIK DO RUR RK OTWIERANY SZARY 32 | 114 | 100 | NR | 112 | 100 | NR | 1.786% | OFFICIAL | 5PS47G55FA2331E100 | 30 | 5PS | INSTALLATION PASS | 47G | CONDUITS ACCESSORIES | 55F | CONDUIT/SHEATHS ACC. | 10 | 30 | NR | 493.567 | CCM | 58 | 52.2 | G | 8018678009418 | 8011564926905 | 8011564926912 | 39174000
DX43220 | MS 20 TUBE/BOX MORBIDX JOINING | MS ZŁĄCZKA RURA RK-PUSZKA IP67 SZARA 20 | 1.15 | 1 | NR | 1.13 | 1 | NR | 1.77% | OFFICIAL | 5PS47G55FA2531Q100 | 30 | 5PS | INSTALLATION PASS | 47G | CONDUITS ACCESSORIES | 55F | CONDUIT/SHEATHS ACC. | 10 | 300 | NR | 80.325 | CCM | 14.573 | 13.116 | G | 8018678035400 | 8018678037527 | 8018678035462 | 39174000
DX54422 | RD 22PG 21G CONNECTOR PG GREY | RD 22PG 21G DŁAWIK PG SZARY | 1.15 | 1 | NR | 1.13 | 1 | NR | 1.77% | OFFICIAL | 5PS47G55FA3135S100 | 30 | 5PS | INSTALLATION PASS | 47G | CONDUITS ACCESSORIES | 55F | CONDUIT/SHEATHS ACC. | 10 | 100 | NR | 148.07 | CCM | 21.27 | 19.143 | G | 8018678002587 | 8018678026149 | 8018678026156 | 39174000
DX54522 | RD 22PG 21N CONNECTOR PG BLACK | RD 22PG 21N DŁAWIK PG CZARNY | 1.15 | 1 | NR | 1.13 | 1 | NR | 1.77% | OFFICIAL | 5PS47G55FA3135U100 | 30 | 5PS | INSTALLATION PASS | 47G | CONDUITS ACCESSORIES | 55F | CONDUIT/SHEATHS ACC. | 10 | 100 | NR | 148.07 | CCM | 20.33 | 18.297 | G | 8018678002723 | 8018678026170 | 8018678026187 | 39174000
DX47000 | CLOSING CAP COUPLING TRIX | ZAŚLEPKA DO PUSZEK TRIX/QUADRIX | 0.58 | 1 | NR | 0.57 | 1 | NR | 1.754% | OFFICIAL | 5PS47G55FA2733Y100 | 30 | 5PS | INSTALLATION PASS | 47G | CONDUITS ACCESSORIES | 55F | CONDUIT/SHEATHS ACC. | 50 | 450 | NR | 32.904 | CCM | 4.024 | 3.622 | G | 8018678012814 | 8018678028778 | 8018678028792 | 39174000
DX43132 | CM 32 MORBIDX BEND | CM KOLANKO DO RUR RK IP67 SZARE 32 | 2.9 | 1 | NR | 2.85 | 1 | NR | 1.754% | OFFICIAL | 5PS47G55FA2531O100 | 30 | 5PS | INSTALLATION PASS | 47G | CONDUITS ACCESSORIES | 55F | CONDUIT/SHEATHS ACC. | 5 | 30 | NR | 712.5 | CCM | 60.967 | 54.87 | G | 8018678035639 | 8018678037497 | 8018678035981 | 39174000
DX43250 | MS 50 TUBE/BOX MORBIDX JOINING | MS ZŁĄCZKA RURA RK-PUSZKA IP67 SZARA 50 | 3 | 1 | NR | 2.95 | 1 | NR | 1.695% | OFFICIAL | 5PS47G55FA2531Q100 | 30 | 5PS | INSTALLATION PASS | 47G | CONDUITS ACCESSORIES | 55F | CONDUIT/SHEATHS ACC. | 5 | 15 | NR | 716.625 | CCM | 56.667 | 51 | G | 8018678036247 | 8018678037565 | 8018678036278 | 39174000
DX43550 | SVM50TT MORBIDX UNIVERSAL TUBE/TUBE | ZŁĄCZKA ELASTYCZNA DO RUR RK SZARA 50 | 6.2 | 1 | NR | 6.1 | 1 | NR | 1.639% | OFFICIAL | 5PS47G55FA2531W100 | 30 | 5PS | INSTALLATION PASS | 47G | CONDUITS ACCESSORIES | 55F | CONDUIT/SHEATHS ACC. | 1 | 9 | NR | 2908.208 | CCM | 249.667 | 224.7 | G | 8018678036346 | 8018678036490 | 8018678036490 | 39174000
DX52299 | FLEXIBLE HEAD FOR STS | GŁOWICA ELASTYCZNA PILOTA STALOWEGO | 6.25 | 1 | NR | 6.15 | 1 | NR | 1.626% | OFFICIAL | 5PS47G55FA333CC100 | 30 | 5PS | INSTALLATION PASS | 47G | CONDUITS ACCESSORIES | 55F | CONDUIT/SHEATHS ACC. | 10 | 200 | NR | 8.1 | CCM | 8.67 | 7.803 | G | 8018678009876 | 8018678019486 | 8011564482777 | 85389099
DX45004 | QUADRIX 4 WAYS BOX | PUSZKA QUADRIX 4-WEJŚCIOWA SZARA | 3.15 | 1 | NR | 3.1 | 1 | NR | 1.613% | OFFICIAL | 5PS47G55FA2734A100 | 30 | 5PS | INSTALLATION PASS | 47G | CONDUITS ACCESSORIES | 55F | CONDUIT/SHEATHS ACC. | 5 | 60 | NR | 1016.667 | CCM | 119.45 | 116.286 | G | 8018678035080 | 8018678044082 | 8018678035141 | 85381000
DX47616 | CONNECTOR MORBIDX D.16 TUBE/JOINT | ZŁĄCZE RURA/PRZYŁĄCZE MORBIDX ŚR. 16 | 0.63 | 1 | NR | 0.62 | 1 | NR | 1.613% | OFFICIAL | 5PS47G55FA2734C100 | 30 | 5PS | INSTALLATION PASS | 47G | CONDUITS ACCESSORIES | 55F | CONDUIT/SHEATHS ACC. | 10 | 390 | NR | 66.659 | CCM | 10.19 | 9.171 | G | 8018678035516 | 8018678037688 | 8018678035783 | 39174000
DX54040 | RD 40MG METRIC CONNECTOR GREY | RD 40MG DŁAWIK METRYCZNY SZARY | 3.15 | 1 | NR | 3.1 | 1 | NR | 1.613% | OFFICIAL | 5PS47G55FA3135I100 | 30 | 5PS | INSTALLATION PASS | 47G | CONDUITS ACCESSORIES | 55F | CONDUIT/SHEATHS ACC. | 1 | 25 | NR | 429.975 | CCM | 57.6 | 51.84 | G | 8018678002129 | 8018678027764 | 8018678027764 | 39174000
DX54025 | RD 25MG METRIC CONNECTOR GREY | RD 25MG DŁAWIK METRYCZNY SZARY | 1.27 | 1 | NR | 1.25 | 1 | NR | 1.6% | OFFICIAL | 5PS47G55FA3135I100 | 30 | 5PS | INSTALLATION PASS | 47G | CONDUITS ACCESSORIES | 55F | CONDUIT/SHEATHS ACC. | 5 | 60 | NR | 179.156 | CCM | 31.7 | 28.53 | G | 8018678002105 | 8018678027580 | 8018678027597 | 39174000
DX54240 | RD 40GG CONNECTOR GAS GREY | RD 40GG DŁAWIK GAZOWY SZARY | 3.35 | 1 | NR | 3.3 | 1 | NR | 1.515% | OFFICIAL | 5PS47G55FA3135O100 | 30 | 5PS | INSTALLATION PASS | 47G | CONDUITS ACCESSORIES | 55F | CONDUIT/SHEATHS ACC. | 1 | 25 | NR | 429.975 | CCM | 53.64 | 48.276 | G | 8018678002242 | 8018678025524 | 8018678025524 | 39174000
DX54340 | RD 40GN CONNECTOR GAS BLACK | RD 40GN DŁAWIK GAZOWY CZARNY | 3.35 | 1 | NR | 3.3 | 1 | NR | 1.515% | OFFICIAL | 5PS47G55FA3135Q100 | 30 | 5PS | INSTALLATION PASS | 47G | CONDUITS ACCESSORIES | 55F | CONDUIT/SHEATHS ACC. | 25 | 25 | NR | 429.975 | CCM | 52.72 | 47.448 | G | 8018678002471 | 8018678025548 | 8018678025548 | 39174000
DX43032 | MM 32 TUBE/TUBE MORBIDX COUPLING | ZŁĄCZKA PROSTA DO RUR RK IP67 SZARA 32 | 1.35 | 1 | NR | 1.33 | 1 | NR | 1.504% | OFFICIAL | 5PS47G55FA2531M100 | 30 | 5PS | INSTALLATION PASS | 47G | CONDUITS ACCESSORIES | 55F | CONDUIT/SHEATHS ACC. | 5 | 120 | NR | 216.641 | CCM | 23.117 | 20.805 | G | 8018678035578 | 8018678036803 | 8018678035905 | 39174000
DX43225 | MS 25 TUBE/BOX MORBIDX JOINING | MS ZŁĄCZKA RURA RK-PUSZKA IP67 SZARA 25 | 1.35 | 1 | NR | 1.33 | 1 | NR | 1.504% | OFFICIAL | 5PS47G55FA2531Q100 | 30 | 5PS | INSTALLATION PASS | 47G | CONDUITS ACCESSORIES | 55F | CONDUIT/SHEATHS ACC. | 5 | 180 | NR | 133.875 | CCM | 19.211 | 17.29 | G | 8018678035417 | 8018678037534 | 8018678035486 | 39174000
DX54125 | RD 25MN METRIC CONNECTOR BLACK | RD 25MN DŁAWIK METRYCZNY CZARNY | 1.35 | 1 | NR | 1.33 | 1 | NR | 1.504% | OFFICIAL | 5PS47G55FA3135M100 | 30 | 5PS | INSTALLATION PASS | 47G | CONDUITS ACCESSORIES | 55F | CONDUIT/SHEATHS ACC. | 5 | 60 | NR | 179.156 | CCM | 31.267 | 28.14 | G | 8018678002334 | 8018678027610 | 8018678027627 | 39174000
DX56040 | RUN 40G METRIC CONNECTOR GREY | RUN 40G DŁAWIK METRYCZNY SZARY | 3.4 | 1 | NR | 3.35 | 1 | NR | 1.493% | OFFICIAL | 5PS47G55FA3136E100 | 30 | 5PS | INSTALLATION PASS | 47G | CONDUITS ACCESSORIES | 55F | CONDUIT/SHEATHS ACC. | 1 | 15 | NR | 716.625 | CCM | 78.067 | 70.26 | G | 8018678003812 | 8018678024787 | 8018678024787 | 39174000
DX56240 | GREY GAS FIXED PIPE-FITTING RUN-GAS40 | DŁAWIK SZARY GAZ. PROSTY GAS40 | 3.4 | 1 | NR | 3.35 | 1 | NR | 1.493% | OFFICIAL | 5PS47G55FA3136I100 | 30 | 5PS | INSTALLATION PASS | 47G | CONDUITS ACCESSORIES | 55F | CONDUIT/SHEATHS ACC. | 1 | 15 | NR | 716.625 | CCM | 66.733 | 60.06 | G | 8018678003256 | 8018678021342 | 8018678021342 | 39174000
DX56440 | RUN 40G CONNECTOR PG 42 GREY | RUN 40G DŁAWIK PG 42 SZARY | 3.4 | 1 | NR | 3.35 | 1 | NR | 1.493% | OFFICIAL | 5PS47G55FA3136O100 | 30 | 5PS | INSTALLATION PASS | 47G | CONDUITS ACCESSORIES | 55F | CONDUIT/SHEATHS ACC. | 1 | 15 | NR | 716.625 | CCM | 84.867 | 76.38 | G | 8018678003546 | 8018678024220 | 8018678024220 | 39174000
DX43532 | SVM32TT MORBIDX UNIVERSAL TUBE/TUBE | ZŁĄCZKA ELASTYCZNA DO RUR RK SZARA 32 | 3.45 | 1 | NR | 3.4 | 1 | NR | 1.471% | OFFICIAL | 5PS47G55FA2531W100 | 30 | 5PS | INSTALLATION PASS | 47G | CONDUITS ACCESSORIES | 55F | CONDUIT/SHEATHS ACC. | 1 | 20 | NR | 1299.844 | CCM | 106 | 95.4 | G | 8018678036322 | 8018678036476 | 8018678036476 | 39174000
DX54140 | RD 40MN METRIC CONNECTOR BLACK | RD 40MN DŁAWIK METRYCZNY CZARNY | 3.45 | 1 | NR | 3.4 | 1 | NR | 1.471% | OFFICIAL | 5PS47G55FA3135M100 | 30 | 5PS | INSTALLATION PASS | 47G | CONDUITS ACCESSORIES | 55F | CONDUIT/SHEATHS ACC. | 25 | 25 | NR | 429.975 | CCM | 58.8 | 52.92 | G | 8018678002358 | 8018678027788 | 8018678027788 | 39174000
DX43116 | CM 16 MORBIDX BEND | CM KOLANKO DO RUR RK IP67 SZARE 16 | 1.4 | 1 | NR | 1.38 | 1 | NR | 1.449% | OFFICIAL | 5PS47G55FA2531O100 | 30 | 5PS | INSTALLATION PASS | 47G | CONDUITS ACCESSORIES | 55F | CONDUIT/SHEATHS ACC. | 10 | 100 | NR | 213.75 | CCM | 22.59 | 17.645 | G | 8018678035608 | 8018678037466 | 8018678035950 | 39174000
DX54028 | RD 28MG METRIC CONNECTOR GREY | RD 28MG DŁAWIK METRYCZNY SZARY | 1.4 | 1 | NR | 1.38 | 1 | NR | 1.449% | OFFICIAL | 5PS47G55FA3135I100 | 30 | 5PS | INSTALLATION PASS | 47G | CONDUITS ACCESSORIES | 55F | CONDUIT/SHEATHS ACC. | 5 | 40 | NR | 268.734 | CCM | 34.85 | 30.053 | G | 8018678011633 | 8018678027641 | 8018678027658 | 39174000
DX54128 | RD 28MN METRIC CONNECTOR BLACK | RD 28MN DŁAWIK METRYCZNY CZARNY | 1.4 | 1 | NR | 1.38 | 1 | NR | 1.449% | OFFICIAL | 5PS47G55FA3135M100 | 30 | 5PS | INSTALLATION PASS | 47G | CONDUITS ACCESSORIES | 55F | CONDUIT/SHEATHS ACC. | 5 | 40 | NR | 268.734 | CCM | 34.25 | 30.143 | G | 8018678002280 | 8018678027672 | 8018678027689 | 39174000
DX54228 | RD 28GG CONNECTOR GAS GREY | RD 28GG DŁAWIK GAZOWY SZARY | 1.4 | 1 | NR | 1.38 | 1 | NR | 1.449% | OFFICIAL | 5PS47G55FA3135O100 | 30 | 5PS | INSTALLATION PASS | 47G | CONDUITS ACCESSORIES | 55F | CONDUIT/SHEATHS ACC. | 5 | 40 | NR | 268.734 | CCM | 33.5 | 30.15 | G | 8018678002211 | 8018678025340 | 8018678025357 | 39174000
DX54328 | RD 28GN CONNECTOR GAS BLACK | RD 28GN DŁAWIK GAZOWY CZARNY | 1.4 | 1 | NR | 1.38 | 1 | NR | 1.449% | OFFICIAL | 5PS47G55FA3135Q100 | 30 | 5PS | INSTALLATION PASS | 47G | CONDUITS ACCESSORIES | 55F | CONDUIT/SHEATHS ACC. | 5 | 40 | NR | 268.734 | CCM | 32.675 | 27.433 | G | 8018678002440 | 8018678025371 | 8018678025388 | 39174000
DX54425 | REVOLVING COUPLING INS.PG29 | DŁAWIK OBROTOWY PG29 | 1.4 | 1 | NR | 1.38 | 1 | NR | 1.449% | OFFICIAL | 5PS47G55FA3135S100 | 30 | 5PS | INSTALLATION PASS | 47G | CONDUITS ACCESSORIES | 55F | CONDUIT/SHEATHS ACC. | 5 | 60 | NR | 179.156 | CCM | 31.617 | 28.455 | G | 8018678002594 | 8018678026200 | 8018678026217 | 39174000
DX54525 | RD 25PG 29N CONNECTOR PG BLACK | RD 25PG 29N DŁAWIK PG CZARNY | 1.4 | 1 | NR | 1.38 | 1 | NR | 1.449% | OFFICIAL | 5PS47G55FA3135U100 | 30 | 5PS | INSTALLATION PASS | 47G | CONDUITS ACCESSORIES | 55F | CONDUIT/SHEATHS ACC. | 5 | 60 | NR | 179.156 | CCM | 30.183 | 27.026 | G | 8018678002730 | 8018678026231 | 8018678026248 | 39174000
DX43232 | MS 32 TUBE/BOX MORBIDX JOINING | MS ZŁĄCZKA RURA RK-PUSZKA IP67 SZARA 32 | 1.5 | 1 | NR | 1.48 | 1 | NR | 1.351% | OFFICIAL | 5PS47G55FA2531Q100 | 30 | 5PS | INSTALLATION PASS | 47G | CONDUITS ACCESSORIES | 55F | CONDUIT/SHEATHS ACC. | 5 | 150 | NR | 173.313 | CCM | 27.44 | 25.413 | G | 8018678035424 | 8018678037541 | 8018678035509 | 39174000
DX47620 | CONNECTOR MORBIDX D.20 TUBE/JOINT | ZŁĄCZE RURA/PRZYŁĄCZE MORBIDX ŚR. 20 | 0.75 | 1 | NR | 0.74 | 1 | NR | 1.351% | OFFICIAL | 5PS47G55FA2734C100 | 30 | 5PS | INSTALLATION PASS | 47G | CONDUITS ACCESSORIES | 55F | CONDUIT/SHEATHS ACC. | 10 | 360 | NR | 66.938 | CCM | 10.728 | 9.655 | G | 8018678035523 | 8018678037695 | 8018678035806 | 39174000
DX45007 | QUADRIX 7 WAYS BOX | PUSZKA QUADRIX 7-WEJŚCIOWA SZARA | 3.75 | 1 | NR | 3.7 | 1 | NR | 1.351% | OFFICIAL | 5PS47G55FA2734A100 | 30 | 5PS | INSTALLATION PASS | 47G | CONDUITS ACCESSORIES | 55F | CONDUIT/SHEATHS ACC. | 5 | 60 | NR | 1016.667 | CCM | 120.883 | 108.795 | G | 8018678035097 | 8018678037947 | 8018678035158 | 85381000
DX43332 | RMG 32/25 TUBE/SHEATH MORBIDX JOIN. | RMG ZŁĄCZKA RURA 32-PESZEL 25 IP65 SZARA | 1.55 | 1 | NR | 1.53 | 1 | NR | 1.307% | OFFICIAL | 5PS47G55FA2931S100 | 30 | 5PS | INSTALLATION PASS | 47G | CONDUITS ACCESSORIES | 55F | CONDUIT/SHEATHS ACC. | 5 | 120 | NR | 200.813 | CCM | 20.875 | 18.788 | G | 8018678035691 | 8018678037602 | 8018678036087 | 39174000
DX54428 | RD 28PG 29G CONNECTOR PG GREY | RD 28PG 29G DŁAWIK PG SZARY | 1.55 | 1 | NR | 1.53 | 1 | NR | 1.307% | OFFICIAL | 5PS47G55FA3135S100 | 30 | 5PS | INSTALLATION PASS | 47G | CONDUITS ACCESSORIES | 55F | CONDUIT/SHEATHS ACC. | 5 | 40 | NR | 268.734 | CCM | 40.325 | 36.293 | G | 8018678002600 | 8018678026262 | 8018678026279 | 39174000
DX54528 | RD 28PG 29N CONNECTOR PG BLACK | RD 28PG 29N DŁAWIK PG CZARNY | 1.55 | 1 | NR | 1.53 | 1 | NR | 1.307% | OFFICIAL | 5PS47G55FA3135U100 | 30 | 5PS | INSTALLATION PASS | 47G | CONDUITS ACCESSORIES | 55F | CONDUIT/SHEATHS ACC. | 5 | 40 | NR | 268.734 | CCM | 37.675 | 33.908 | G | 8018678002747 | 8018678026293 | 8018678026309 | 39174000
DX56028 | RUN 28G METRIC CONNECTOR GREY | RUN 28G DŁAWIK METRYCZNY SZARY | 1.55 | 1 | NR | 1.53 | 1 | NR | 1.307% | OFFICIAL | 5PS47G55FA3136E100 | 30 | 5PS | INSTALLATION PASS | 47G | CONDUITS ACCESSORIES | 55F | CONDUIT/SHEATHS ACC. | 10 | 40 | NR | 268.734 | CCM | 42.425 | 37.357 | G | 8018678003805 | 8018678024725 | 8018678024732 | 39174000
DX56228 | GREY GAS FIXED PIPE-FITTING RUN-GAS28 | DŁAWIK SZARY GAZ. PROSTY GAS28 | 1.55 | 1 | NR | 1.53 | 1 | NR | 1.307% | OFFICIAL | 5PS47G55FA3136I100 | 30 | 5PS | INSTALLATION PASS | 47G | CONDUITS ACCESSORIES | 55F | CONDUIT/SHEATHS ACC. | 10 | 40 | NR | 268.734 | CCM | 39.25 | 35.325 | G | 8018678003225 | 8018678021250 | 8018678021267 | 39174000
DX56428 | RUN 28G CONNECTOR PG 29 GREY | RUN 28G DŁAWIK PG 29 SZARY | 1.55 | 1 | NR | 1.53 | 1 | NR | 1.307% | OFFICIAL | 5PS47G55FA3136O100 | 30 | 5PS | INSTALLATION PASS | 47G | CONDUITS ACCESSORIES | 55F | CONDUIT/SHEATHS ACC. | 10 | 40 | NR | 268.734 | CCM | 46.975 | 42.278 | G | 8018678003515 | 8018678024046 | 8018678024053 | 39174000
DX43516 | SVM16TT MORBIDX UNIVERSAL TUBE/TUBE | ZŁĄCZKA ELASTYCZNA DO RUR RK SZARA 16 | 1.9 | 1 | NR | 1.88 | 1 | NR | 1.064% | OFFICIAL | 5PS47G55FA2531W100 | 30 | 5PS | INSTALLATION PASS | 47G | CONDUITS ACCESSORIES | 55F | CONDUIT/SHEATHS ACC. | 1 | 60 | NR | 246.783 | CCM | 32.25 | 29.025 | G | 8018678036292 | 8018678036414 | 8018678036414 | 39174000
GW50418 | D.37 BOX-CONDUIT D.32 UNION IP66 GREY | Dławik Peszla 32mm IP65/IP54 | 1.85 | 1 | NR | 1.8 | 1 | NR | 2.778% | OFFICIAL | 5PS47G56F56518E100 | 30 | 5PS | INSTALLATION PASS | 47G | CONDUITS ACCESSORIES | 56F | CABLE GLANDS+ACCESS. | 10 | 100 | NR | 333.74 | CCM | 63.69 | 55.214 | G | 8011564017436 | 8011564327276 | 8011564327283 | 39174000
GW52027 | CABLE GLAND PG29 W.HOUSING RIGID COND. | DŁAWIK KABL.PG29 Z OBUD.DO PRZEW.SZTYW | 1.85 | 1 | NR | 1.8 | 1 | NR | 2.778% | OFFICIAL | 5PS47G56F56318C100 | 30 | 5PS | INSTALLATION PASS | 47G | CONDUITS ACCESSORIES | 56F | CABLE GLANDS+ACCESS. | 15 | 135 | NR | 342.378 | CCM | 58.926 | 53.033 | G | 8011564025172 | 8011564336872 | 8011564513020 | 85389099
GW52045 | CABLE GLAND INS.MATERIAL M25 IP68 | DŁAWIK KABL.MATERIAŁ IZOL. M25 IP68 | 1.85 | 1 | NR | 1.8 | 1 | NR | 2.778% | OFFICIAL | 5PS47G56F56318A100 | 30 | 5PS | INSTALLATION PASS | 47G | CONDUITS ACCESSORIES | 56F | CABLE GLANDS+ACCESS. | 25 | 200 | NR | 143.362 | CCM | 31.275 | 28.148 | G | 8011564075627 | 8011564402904 | 8011564457720 | 85389099
GW50202 | FLEX.COUPLING FOR CONDUIT IP66 20MM | ELAST.ZŁĄCZE DO RUR SZTYWNYCH IP66 20MM | 1.95 | 1 | NR | 1.9 | 1 | NR | 2.632% | OFFICIAL | 5PS47G56F56718M100 | 30 | 5PS | INSTALLATION PASS | 47G | CONDUITS ACCESSORIES | 56F | CABLE GLANDS+ACCESS. | 20 | 120 | NR | 319.2 | CCM | 62.517 | 56.265 | G | 8011564017290 | 8011564326996 | 8011564327009 | 39174000
GW50209 | FLEX.COUPLING FOR CONDUIT IP44 25MM | ELAST.ZŁĄCZE DO RUR SZTYWNYCH IP44 25MM | 1.95 | 1 | NR | 1.9 | 1 | NR | 2.632% | OFFICIAL | 5PS47G56F56718O100 | 30 | 5PS | INSTALLATION PASS | 47G | CONDUITS ACCESSORIES | 56F | CABLE GLANDS+ACCESS. | 20 | 120 | NR | 429.975 | CCM | 71.417 | 64.275 | G | 8011564017368 | 8011564327139 | 8011564327146 | 39174000
GW50812 | GALVANISED STEEL U-BOLTS D.12-13MM | ŚRUBY U-KSZTAŁTNE STAL CYNK.ŚR 12-13 MM | 11.8 | 100 | NR | 11.5 | 100 | NR | 2.609% | OFFICIAL | 5PS47G56F57119K100 | 30 | 5PS | INSTALLATION PASS | 47G | CONDUITS ACCESSORIES | 56F | CABLE GLANDS+ACCESS. | 100 | 2000 | NR | 14.364 | CCM | 5.254 | 4.728 | G | 8011564018068 | 8011564328464 | 8011564364486 | 73269098
GW50823 | GALVANISED STEEL U-BOLT D.14-15MM | ŚRUBA U-KSZTAŁTNA STAL CYNK.ŚR 14-15 MM | 11.8 | 100 | NR | 11.5 | 100 | NR | 2.609% | OFFICIAL | 5PS47G56F57119M100 | 30 | 5PS | INSTALLATION PASS | 47G | CONDUITS ACCESSORIES | 56F | CABLE GLANDS+ACCESS. | 100 | 2000 | NR | 9.548 | CCM | 5.93 | 5.337 | G | 8011564018174 | 8011564328686 | 8011564364615 | 73269098
GW50829 | GALVANISED STEEL U-BOLT D.38-40MM | ŚRUBA U-KSZTAŁTNA STAL CYNK.ŚR 38-40 MM | 0.28 | 1 | NR | 27.3 | 100 | NR | 2.564% | OFFICIAL | 5PS47G56F57119M100 | 30 | 5PS | INSTALLATION PASS | 47G | CONDUITS ACCESSORIES | 56F | CABLE GLANDS+ACCESS. | 50 | 600 | NR | 48.858 | CCM | 15.9 | 14.31 | G | 8011564018235 | 8011564328808 | 8011564364660 | 73269098
GW50205 | FLEX.COUPLING FOR CONDUIT IP66 40MM | ELAST.ZŁĄCZE DO RUR SZTYWNYCH IP66 40MM | 10.2 | 1 | NR | 9.95 | 1 | NR | 2.513% | OFFICIAL | 5PS47G56F56718M100 | 30 | 5PS | INSTALLATION PASS | 47G | CONDUITS ACCESSORIES | 56F | CABLE GLANDS+ACCESS. | 6 | 30 | NR | 2622.675 | CCM | 323.3 | 290.97 | G | 8011564017320 | 8011564327054 | 8011564512887 | 39174000
GW52044 | CABLE GLAND INS.MATERIAL M20 IP68 | DŁAWIK KABL.MATERIAŁ IZOL. M20 IP68 | 1.25 | 1 | NR | 1.22 | 1 | NR | 2.459% | OFFICIAL | 5PS47G56F56318A100 | 30 | 5PS | INSTALLATION PASS | 47G | CONDUITS ACCESSORIES | 56F | CABLE GLANDS+ACCESS. | 25 | 300 | NR | 95.575 | CCM | 19.663 | 17.697 | G | 8011564075610 | 8011564402881 | 8011564457713 | 85389099
GW52024 | CABLE GLAND PG13,5 W.HOUSING RIGID COND. | DŁAWIK KABL.PG13,5 Z OBUD.DO PRZEW.SZTYW | 0.84 | 1 | NR | 0.82 | 1 | NR | 2.439% | OFFICIAL | 5PS47G56F56318C100 | 30 | 5PS | INSTALLATION PASS | 47G | CONDUITS ACCESSORIES | 56F | CABLE GLANDS+ACCESS. | 15 | 300 | NR | 87.246 | CCM | 17.843 | 16.059 | G | 8011564025141 | 8011564336810 | 8011564336827 | 85389099
GW50813 | GALVANISED STEEL U-BOLTS D.14-15MM | ŚRUBY U-KSZTAŁTNE STAL CYNK.ŚR 14-15 MM | 12.7 | 100 | NR | 12.4 | 100 | NR | 2.419% | OFFICIAL | 5PS47G56F57119K100 | 30 | 5PS | INSTALLATION PASS | 47G | CONDUITS ACCESSORIES | 56F | CABLE GLANDS+ACCESS. | 100 | 2000 | NR | 14.364 | CCM | 5.418 | 4.876 | G | 8011564018075 | 8011564328488 | 8011564364493 | 73269098
GW50825 | GALVANISED STEEL U-BOLT D.19-20MM | ŚRUBA U-KSZTAŁTNA STAL CYNK.ŚR 19-20 MM | 12.7 | 100 | NR | 12.4 | 100 | NR | 2.419% | OFFICIAL | 5PS47G56F57119M100 | 30 | 5PS | INSTALLATION PASS | 47G | CONDUITS ACCESSORIES | 56F | CABLE GLANDS+ACCESS. | 100 | 2000 | NR | 14.658 | CCM | 7.465 | 6.792 | G | 8011564018198 | 8011564328723 | 8011564328730 | 73269098
GW50603 | GREY SADDLE SNAP CLIP FOR CONDUIT D.25MM | Uchwyt otwarty rur 25mm HF | 0.17 | 1 | NR | 16.6 | 100 | NR | 2.41% | OFFICIAL | 5PS47G56F56918W100 | 30 | 5PS | INSTALLATION PASS | 47G | CONDUITS ACCESSORIES | 56F | CABLE GLANDS+ACCESS. | 100 | 900 | NR | 26.775 | CCM | 5.33 | 4.797 | G | 8011564017894 | 8011564328129 | 8011564328136 | 39259020
GW50791 | GALVANIZED STEEL FIXING BAND - 10M | CYNKOWANA STALOWA TAŚMA MOCUJĄCA - 10M | 12.8 | 1 | NR | 12.5 | 1 | NR | 2.4% | OFFICIAL | 5PS47G56F57119L100 | 30 | 5PS | INSTALLATION PASS | 47G | CONDUITS ACCESSORIES | 56F | CABLE GLANDS+ACCESS. | 1 | 10 | NR | 820.313 | CCM | 0.549 | 0.494 | KG | 8011564771673 | 8011564771673 | 8011564913752 | 85389099
GW50204 | FLEX.COUPLING FOR CONDUIT IP66 32MM | ELAST.ZŁĄCZE DO RUR SZTYWNYCH IP66 32MM | 4.3 | 1 | NR | 4.2 | 1 | NR | 2.381% | OFFICIAL | 5PS47G56F56718M100 | 30 | 5PS | INSTALLATION PASS | 47G | CONDUITS ACCESSORIES | 56F | CABLE GLANDS+ACCESS. | 10 | 60 | NR | 1610.7 | CCM | 191.883 | 172.695 | G | 8011564017313 | 8011564327030 | 8011564327047 | 39174000
GW52350 | PLASTIC FIXING NUT - PG48 | NAKRĘTKA Z TWORZYWA SZTUCZNEGO - PG48 | 129 | 100 | NR | 126 | 100 | NR | 2.381% | OFFICIAL | 5PS47G56F56317R100 | 30 | 5PS | INSTALLATION PASS | 47G | CONDUITS ACCESSORIES | 56F | CABLE GLANDS+ACCESS. | 25 | 100 | NR | 107.494 | CCM | 22.81 | 19.335 | G | 8011564772571 | 8011564914926 | 8011564914933 | 73181631
GW52442 | O-RING GASKET PG9 | USZCZELKA O-RING PG9 | 12.9 | 100 | NR | 12.6 | 100 | NR | 2.381% | OFFICIAL | 5PS47G56F56318J100 | 30 | 5PS | INSTALLATION PASS | 47G | CONDUITS ACCESSORIES | 56F | CABLE GLANDS+ACCESS. | 500 | 2500 | NR | 1.693 | CCM | 0.1 | 0.1 | G | 8011564772922 | 8011564915329 | 8011564915336 | 39269097
GW52453 | O-RING GASKET M16 | USZCZELKA O-RING M16 | 12.9 | 100 | NR | 12.6 | 100 | NR | 2.381% | OFFICIAL | 5PS47G56F56318L100 | 30 | 5PS | INSTALLATION PASS | 47G | CONDUITS ACCESSORIES | 56F | CABLE GLANDS+ACCESS. | 500 | 2500 | NR | 1.693 | CCM | 0.24 | 0.24 | G | 8011564773028 | 8011564915527 | 8011564915534 | 39269097
GW52361 | PLASTIC CLOSING CAP - PG7 | PLASTIKOWA ZATYCZKA - PG7 | 17.3 | 100 | NR | 16.9 | 100 | NR | 2.367% | OFFICIAL | 5PS47G56F56318F100 | 30 | 5PS | INSTALLATION PASS | 47G | CONDUITS ACCESSORIES | 56F | CABLE GLANDS+ACCESS. | 100 | 500 | NR | 8.465 | CCM | 0.9 | 0.9 | G | 8011564773097 | 8011564915664 | 8011564915671 | 85389099
GW52358 | PLASTIC FIXING NUT - M50 | NAKRĘTKA Z TWORZYWA SZTUCZNEGO - M50 | 131 | 100 | NR | 128 | 100 | NR | 2.344% | OFFICIAL | 5PS47G56F56317T100 | 30 | 5PS | INSTALLATION PASS | 47G | CONDUITS ACCESSORIES | 56F | CABLE GLANDS+ACCESS. | 50 | 250 | NR | 42.998 | CCM | 10.168 | 9.007 | G | 8011564772748 | 8011564915060 | 8011564915077 | 73181631
GW50614 | POLYMER CLIP D.11-12 MM GREY | ZACISK POLIMEROWY ŚR.11-12 MM SZARY | 4.4 | 100 | NR | 4.3 | 100 | NR | 2.326% | OFFICIAL | 5PS47G56F56919C100 | 30 | 5PS | INSTALLATION PASS | 47G | CONDUITS ACCESSORIES | 56F | CABLE GLANDS+ACCESS. | 100 | 6000 | NR | 6.413 | CCM | 2.294 | 2.064 | G | 8011564017535 | 8011564327443 | 8011564364295 | 39269097
GW52354 | PLASTIC FIXING NUT - M20 | NAKRĘTKA Z TWORZYWA SZTUCZNEGO - M20 | 17.6 | 100 | NR | 17.2 | 100 | NR | 2.326% | OFFICIAL | 5PS47G56F56317T100 | 30 | 5PS | INSTALLATION PASS | 47G | CONDUITS ACCESSORIES | 56F | CABLE GLANDS+ACCESS. | 100 | 800 | NR | 13.437 | CCM | 2.471 | 2.104 | G | 8011564772601 | 8011564914988 | 8011564914995 | 73181631
GW50607 | SADDLE COLLAR CLIP FOR CONDUIT DIAM.25MM | Uchwyt zamyk. rur 25mm HF | 17.7 | 100 | NR | 17.3 | 100 | NR | 2.312% | OFFICIAL | 5PS47G56F56918Y100 | 30 | 5PS | INSTALLATION PASS | 47G | CONDUITS ACCESSORIES | 56F | CABLE GLANDS+ACCESS. | 100 | 600 | NR | 40.163 | CCM | 5.262 | 4.736 | G | 8011564017931 | 8011564328204 | 8011564514300 | 39259020
GW50206 | FLEX.COUPLING FOR CONDUIT IP66 50MM | ELAST.ZŁĄCZE DO RUR SZTYWNYCH IP66 50MM | 13.3 | 1 | NR | 13 | 1 | NR | 2.308% | OFFICIAL | 5PS47G56F56718M100 | 30 | 5PS | INSTALLATION PASS | 47G | CONDUITS ACCESSORIES | 56F | CABLE GLANDS+ACCESS. | 6 | 36 | NR | 3600 | CCM | 475.75 | 428.175 | G | 8011564017337 | 8011564327078 | 8011564327085 | 39174000
GW50601 | GREY SADDLE SNAP CLIP FOR CONDUIT D.16MM | Uchwyt otwarty rur 16mm HF | 13.3 | 100 | NR | 13 | 100 | NR | 2.308% | OFFICIAL | 5PS47G56F56918W100 | 30 | 5PS | INSTALLATION PASS | 47G | CONDUITS ACCESSORIES | 56F | CABLE GLANDS+ACCESS. | 100 | 1800 | NR | 16.286 | CCM | 3.852 | 3.467 | G | 8011564017870 | 8011564328082 | 8011564551510 | 39259020
GW52352 | PLASTIC FIXING NUT - M12 | NAKRĘTKA Z TWORZYWA SZTUCZNEGO - M12 | 13.3 | 100 | NR | 13 | 100 | NR | 2.308% | OFFICIAL | 5PS47G56F56317T100 | 30 | 5PS | INSTALLATION PASS | 47G | CONDUITS ACCESSORIES | 56F | CABLE GLANDS+ACCESS. | 100 | 1000 | NR | 4.998 | CCM | 1.825 | 1.779 | G | 8011564772588 | 8011564914940 | 8011564914957 | 73181631
GW52369 | PLASTIC CLOSING CAP - PG42 | PLASTIKOWA ZATYCZKA - PG42 | 179 | 100 | NR | 175 | 100 | NR | 2.286% | OFFICIAL | 5PS47G56F56318F100 | 30 | 5PS | INSTALLATION PASS | 47G | CONDUITS ACCESSORIES | 56F | CABLE GLANDS+ACCESS. | 25 | 125 | NR | 85.995 | CCM | 28.561 | 26.026 | G | 8011564773172 | 8011564915824 | 8011564915831 | 85389099
GW52365 | PLASTIC CLOSING CAP - PG16 | PLASTIKOWA ZATYCZKA - PG16 | 22.4 | 100 | NR | 21.9 | 100 | NR | 2.283% | OFFICIAL | 5PS47G56F56318F100 | 30 | 5PS | INSTALLATION PASS | 47G | CONDUITS ACCESSORIES | 56F | CABLE GLANDS+ACCESS. | 100 | 300 | NR | 25.375 | CCM | 14.133 | 14.087 | G | 8011564773134 | 8011564915749 | 8011564915756 | 85389099
GW52373 | PLASTIC CLOSING CAP - M16 | PLASTIKOWA ZATYCZKA - M16 | 22.4 | 100 | NR | 21.9 | 100 | NR | 2.283% | OFFICIAL | 5PS47G56F56318H100 | 30 | 5PS | INSTALLATION PASS | 47G | CONDUITS ACCESSORIES | 56F | CABLE GLANDS+ACCESS. | 100 | 500 | NR | 8.465 | CCM | 1.528 | 1.375 | G | 8011564773202 | 8011564915886 | 8011564915893 | 85389099
GW52007 | CABLE GLAND INS.MATERIAL PG29 IP66 | DŁAWIK KABL.MATERIAŁ IZOL.PG29 IP66 | 135 | 100 | NR | 132 | 100 | NR | 2.273% | OFFICIAL | 5PS47G56F56317Y100 | 30 | 5PS | INSTALLATION PASS | 47G | CONDUITS ACCESSORIES | 56F | CABLE GLANDS+ACCESS. | 25 | 250 | NR | 268.128 | CCM | 50.076 | 45.068 | G | 8011564017061 | 8011564326712 | 8011564516137 | 85389099
GW50610 | POLYMER CLIP D.3-4 MM GREY | ZACISK POLIMEROWY ŚR.3-4 MM SZARY | 2.25 | 100 | NR | 2.2 | 100 | NR | 2.273% | OFFICIAL | 5PS47G56F56919C100 | 30 | 5PS | INSTALLATION PASS | 47G | CONDUITS ACCESSORIES | 56F | CABLE GLANDS+ACCESS. | 100 | 8000 | NR | 2.457 | CCM | 1.014 | 0.912 | G | 8011564017498 | 8011564327368 | 8011564364257 | 39269097
GW52446 | O-RING GASKET PG21 | USZCZELKA O-RING PG21 | 27.1 | 100 | NR | 26.5 | 100 | NR | 2.264% | OFFICIAL | 5PS47G56F56318J100 | 30 | 5PS | INSTALLATION PASS | 47G | CONDUITS ACCESSORIES | 56F | CABLE GLANDS+ACCESS. | 500 | 1500 | NR | 5.075 | CCM | 1.959 | 1.802 | G | 8011564772960 | 8011564915404 | 8011564915411 | 39269097
GW50424 | D.29 BOX- CONDUIT D.25 IP44 GREY | D29 Dławik Peszel 25mm IP44 | 27.2 | 100 | NR | 26.6 | 100 | NR | 2.256% | OFFICIAL | 5PS47G56F56518G100 | 30 | 5PS | INSTALLATION PASS | 47G | CONDUITS ACCESSORIES | 56F | CABLE GLANDS+ACCESS. | 25 | 350 | NR | 83.757 | CCM | 12.709 | 10.03 | G | 8011564014435 | 8011564324091 | 8011564324107 | 39174000
GW50618 | GREY ROUND CABLE CLIP D.21-22 | SZARY OKRĄGŁY ZACISK KABLOWY ŚR. 21-22 | 13.6 | 100 | NR | 13.3 | 100 | NR | 2.256% | OFFICIAL | 5PS47G56F56919C100 | 30 | 5PS | INSTALLATION PASS | 47G | CONDUITS ACCESSORIES | 56F | CABLE GLANDS+ACCESS. | 100 | 2000 | NR | 26.896 | CCM | 6.828 | 6.145 | G | 8011564017573 | 8011564327528 | 8011564364332 | 39269097
GW50628 | GREY SADDLE SNAP CLIP FOR CONDUIT D.40MM | Uchwyt otwarty rur 40mm HF | 0.41 | 1 | NR | 40.1 | 100 | NR | 2.244% | OFFICIAL | 5PS47G56F56918W100 | 30 | 5PS | INSTALLATION PASS | 47G | CONDUITS ACCESSORIES | 56F | CABLE GLANDS+ACCESS. | 50 | 450 | NR | 53.55 | CCM | 11.151 | 10.036 | G | 8011564025103 | 8011564336735 | 8011564336742 | 39259020
GW52342 | PLASTIC FIXING NUT - PG9 | NAKRĘTKA Z TWORZYWA SZTUCZNEGO - PG9 | 13.7 | 100 | NR | 13.4 | 100 | NR | 2.239% | OFFICIAL | 5PS47G56F56317R100 | 30 | 5PS | INSTALLATION PASS | 47G | CONDUITS ACCESSORIES | 56F | CABLE GLANDS+ACCESS. | 100 | 1000 | NR | 4.998 | CCM | 1.278 | 1.105 | G | 8011564772496 | 8011564914766 | 8011564914773 | 73181631
GW52077 | NYLON CABLE GLAND WITH FIXING NUT - PG29 | NYLON.DŁAWIK KABL. Z NAKRĘTKĄ MOCUJ-PG29 | 185 | 100 | NR | 181 | 100 | NR | 2.21% | OFFICIAL | 5PS47G56F56317Z100 | 30 | 5PS | INSTALLATION PASS | 47G | CONDUITS ACCESSORIES | 56F | CABLE GLANDS+ACCESS. | 25 | 150 | NR | 211.2 | CCM | 47.6 | 42.84 | G | 8011564771819 | 8011564914018 | 8011564914025 | 85389099
GW50818 | GALVANISED STEEL CLIP D.31-32MM | ZACISK ZE STALI CYNKOWANEJ ŚR. 31-32MM | 32.4 | 100 | NR | 31.7 | 100 | NR | 2.208% | OFFICIAL | 5PS47G56F57119K100 | 30 | 5PS | INSTALLATION PASS | 47G | CONDUITS ACCESSORIES | 56F | CABLE GLANDS+ACCESS. | 50 | 600 | NR | 44.795 | CCM | 21.318 | 19.187 | G | 8011564018129 | 8011564364561 | 8011564364578 | 73269098
GW50830 | GALVANISED STEEL U-BOLT D.48-50MM | ŚRUBA U-KSZTAŁTNA STAL CYNK.ŚR 48-50 MM | 32.4 | 100 | NR | 31.7 | 100 | NR | 2.208% | OFFICIAL | 5PS47G56F57119M100 | 30 | 5PS | INSTALLATION PASS | 47G | CONDUITS ACCESSORIES | 56F | CABLE GLANDS+ACCESS. | 50 | 300 | NR | 72.058 | CCM | 21.28 | 19.152 | G | 8011564018242 | 8011564328822 | 8011564364677 | 73269098
GW50415 | D.20 BOX-CONDUIT D.16 UNION IP66 GREY | Dławik Peszla 16mm IP65/IP54 | 0.93 | 1 | NR | 0.91 | 1 | NR | 2.198% | OFFICIAL | 5PS47G56F56518E100 | 30 | 5PS | INSTALLATION PASS | 47G | CONDUITS ACCESSORIES | 56F | CABLE GLANDS+ACCESS. | 25 | 200 | NR | 74.035 | CCM | 14.425 | 12.314 | G | 8011564017405 | 8011564327214 | 8011564327221 | 39174000
GW52025 | CABLE GLAND PG16 W.HOUSING RIGID COND. | DŁAWIK KABL.PG16 Z OBUD.DO PRZEW.SZTYW | 0.93 | 1 | NR | 0.91 | 1 | NR | 2.198% | OFFICIAL | 5PS47G56F56318C100 | 30 | 5PS | INSTALLATION PASS | 47G | CONDUITS ACCESSORIES | 56F | CABLE GLANDS+ACCESS. | 15 | 240 | NR | 139.058 | CCM | 22.221 | 17.454 | G | 8011564025158 | 8011564336834 | 8011564336841 | 85389099
GW52444 | O-RING GASKET PG13,5 | USZCZELKA O-RING PG13,5 | 14 | 100 | NR | 13.7 | 100 | NR | 2.19% | OFFICIAL | 5PS47G56F56318J100 | 30 | 5PS | INSTALLATION PASS | 47G | CONDUITS ACCESSORIES | 56F | CABLE GLANDS+ACCESS. | 500 | 2000 | NR | 2.116 | CCM | 0.262 | 0.262 | G | 8011564772946 | 8011564915367 | 8011564915374 | 39269097
GW52445 | O-RING GASKET PG16 | USZCZELKA O-RING PG16 | 14 | 100 | NR | 13.7 | 100 | NR | 2.19% | OFFICIAL | 5PS47G56F56318J100 | 30 | 5PS | INSTALLATION PASS | 47G | CONDUITS ACCESSORIES | 56F | CABLE GLANDS+ACCESS. | 500 | 2000 | NR | 2.116 | CCM | 0.15 | 0.13 | G | 8011564772953 | 8011564915381 | 8011564915398 | 39269097
GW52454 | O-RING GASKET M20 | USZCZELKA O-RING M20 | 14 | 100 | NR | 13.7 | 100 | NR | 2.19% | OFFICIAL | 5PS47G56F56318L100 | 30 | 5PS | INSTALLATION PASS | 47G | CONDUITS ACCESSORIES | 56F | CABLE GLANDS+ACCESS. | 500 | 2000 | NR | 2.116 | CCM | 0.2 | 0.2 | G | 8011564773035 | 8011564915541 | 8011564915558 | 39269097
GW50421 | D.23 BOX- CONDUIT D.16 IP44 GREY | D23 Dławik Peszel 16mm IP44 | 18.7 | 100 | NR | 18.3 | 100 | NR | 2.186% | OFFICIAL | 5PS47G56F56518G100 | 30 | 5PS | INSTALLATION PASS | 47G | CONDUITS ACCESSORIES | 56F | CABLE GLANDS+ACCESS. | 50 | 700 | NR | 41.879 | CCM | 7.157 | 6.441 | G | 8011564014404 | 8011564324039 | 8011564324046 | 39174000
GW50422 | D.23 BOX- CONDUIT D.20 IP44 GREY | D23 Dławik Peszel 20mm IP44 | 18.7 | 100 | NR | 18.3 | 100 | NR | 2.186% | OFFICIAL | 5PS47G56F56518G100 | 30 | 5PS | INSTALLATION PASS | 47G | CONDUITS ACCESSORIES | 56F | CABLE GLANDS+ACCESS. | 50 | 700 | NR | 41.879 | CCM | 6.674 | 6.007 | G | 8011564014411 | 8011564324053 | 8011564324060 | 39174000
GW50620 | GREY ROUND CABLE CLIP D.31-32 | SZARY OKRĄGŁY ZACISK KABLOWY ŚR. 31-32 | 18.7 | 100 | NR | 18.3 | 100 | NR | 2.186% | OFFICIAL | 5PS47G56F56919C100 | 30 | 5PS | INSTALLATION PASS | 47G | CONDUITS ACCESSORIES | 56F | CABLE GLANDS+ACCESS. | 50 | 1000 | NR | 53.792 | CCM | 12.994 | 11.695 | G | 8011564017597 | 8011564327566 | 8011564364356 | 39269097
GW50431 | CABLE GLAND D.37 CONDUIT MAX DIAM.32MM | Dławik puszki D37 max 32mm | 23.4 | 100 | NR | 22.9 | 100 | NR | 2.183% | OFFICIAL | 5PS47G56F56518I100 | 30 | 5PS | INSTALLATION PASS | 47G | CONDUITS ACCESSORIES | 56F | CABLE GLANDS+ACCESS. | 50 | 500 | NR | 66.748 | CCM | 10.962 | 8.324 | G | 8011564014374 | 8011564323971 | 8011564323988 | 85389099
GW50801 | GALVANISED STEEL COLLAR M6 DIAM.10-11MM | CYNK. KOŁNIERZ STALOWY M6 ŚR. 10-11 MM | 42.7 | 100 | NR | 41.8 | 100 | NR | 2.153% | OFFICIAL | 5PS47G56F57119I100 | 30 | 5PS | INSTALLATION PASS | 47G | CONDUITS ACCESSORIES | 56F | CABLE GLANDS+ACCESS. | 100 | 1600 | NR | 15.061 | CCM | 11.539 | 10.385 | G | 8011564017955 | 8011564328242 | 8011564328259 | 73269098
GW52356 | PLASTIC FIXING NUT - M32 | NAKRĘTKA Z TWORZYWA SZTUCZNEGO - M32 | 42.7 | 100 | NR | 41.8 | 100 | NR | 2.153% | OFFICIAL | 5PS47G56F56317T100 | 30 | 5PS | INSTALLATION PASS | 47G | CONDUITS ACCESSORIES | 56F | CABLE GLANDS+ACCESS. | 100 | 600 | NR | 31.825 | CCM | 7.246 | 6.404 | G | 8011564772724 | 8011564915022 | 8011564915039 | 73181631
GW50207 | FLEX.COUPLING FOR CONDUIT IP44 16MM | ELAST.ZŁĄCZE DO RUR SZTYWNYCH IP44 16MM | 0.95 | 1 | NR | 0.93 | 1 | NR | 2.151% | OFFICIAL | 5PS47G56F56718O100 | 30 | 5PS | INSTALLATION PASS | 47G | CONDUITS ACCESSORIES | 56F | CABLE GLANDS+ACCESS. | 20 | 60 | NR | 246.783 | CCM | 26.333 | 23.7 | G | 8011564017344 | 8011564327092 | 8011564327108 | 39174000
GW50651 | CRIMP-ON MULTI-DIAMETER COLLAR - Ø16-20 | KOŁNIERZ WIELOŚREDN. ZACISKANY - Ø16-20 | 38 | 100 | NR | 37.2 | 100 | NR | 2.151% | OFFICIAL | 5PS47G56F56918S100 | 30 | 5PS | INSTALLATION PASS | 47G | CONDUITS ACCESSORIES | 56F | CABLE GLANDS+ACCESS. | 50 | 500 | NR | 5.644 | CCM | 9.401 | 7.508 | G | 8011564771376 | 8011564941212 | 8011564941229 | 39269097
GW50799 | STEEL 18MM PINS | 18MM KOŁKI STALOWE | 9.5 | 100 | NR | 9.3 | 100 | NR | 2.151% | OFFICIAL | 5PS47G56F57119L100 | 30 | 5PS | INSTALLATION PASS | 47G | CONDUITS ACCESSORIES | 56F | CABLE GLANDS+ACCESS. | 200 | 4000 | NR | 5.181 | CCM | 3.568 | 3.211 | G | 8011564778429 | 8011564922211 | 8011564922228 | 85389099
GW52010 | POLYMER CABLE GLAND PG48 IP66 | POLIMEROWY DŁAWIK KABLOWY PG48 IP66 | 333 | 100 | NR | 326 | 100 | NR | 2.147% | OFFICIAL | 5PS47G56F56317Y100 | 30 | 5PS | INSTALLATION PASS | 47G | CONDUITS ACCESSORIES | 56F | CABLE GLANDS+ACCESS. | 5 | 100 | NR | 537.92 | CCM | 125.96 | 113.364 | G | 8011564017092 | 8011564326774 | 8011564326781 | 85389099
GW50820 | GALVANISED STEEL CLIP D.48-50MM | ZACISK ZE STALI CYNKOWANEJ ŚR. 48-50MM | 47.6 | 100 | NR | 46.6 | 100 | NR | 2.146% | OFFICIAL | 5PS47G56F57119K100 | 30 | 5PS | INSTALLATION PASS | 47G | CONDUITS ACCESSORIES | 56F | CABLE GLANDS+ACCESS. | 50 | 300 | NR | 72.058 | CCM | 34.367 | 30.93 | G | 8011564018143 | 8011564328624 | 8011564364608 | 73269098
GW52370 | PLASTIC CLOSING CAP - PG48 | PLASTIKOWA ZATYCZKA - PG48 | 238 | 100 | NR | 233 | 100 | NR | 2.146% | OFFICIAL | 5PS47G56F56318F100 | 30 | 5PS | INSTALLATION PASS | 47G | CONDUITS ACCESSORIES | 56F | CABLE GLANDS+ACCESS. | 10 | 100 | NR | 107.494 | CCM | 31.219 | 28.05 | G | 8011564773189 | 8011564915848 | 8011564915855 | 85389099
GW50428 | CABLE GLAND D.20 CONDUIT MAX DIAM.16MM | Dławik puszki D19 max 16mm | 14.3 | 100 | NR | 14 | 100 | NR | 2.143% | OFFICIAL | 5PS47G56F56518I100 | 30 | 5PS | INSTALLATION PASS | 47G | CONDUITS ACCESSORIES | 56F | CABLE GLANDS+ACCESS. | 100 | 1000 | NR | 14.807 | CCM | 2.998 | 2.698 | G | 8011564014350 | 8011564323933 | 8011564323940 | 85389099
GW50815 | GALVANISED STEEL CLIP D.19-20MM | ZACISK ZE STALI CYNKOWANEJ ŚR. 19-20MM | 14.3 | 100 | NR | 14 | 100 | NR | 2.143% | OFFICIAL | 5PS47G56F57119K100 | 30 | 5PS | INSTALLATION PASS | 47G | CONDUITS ACCESSORIES | 56F | CABLE GLANDS+ACCESS. | 100 | 1000 | NR | 14.807 | CCM | 8.787 | 7.96 | G | 8011564018099 | 8011564328525 | 8011564364516 | 73269098
GW50803 | GALVANISED STEEL COLLAR M6 DIAM.14-15MM | CYNK. KOŁNIERZ STALOWY M6 ŚR. 14-15 MM | 47.7 | 100 | NR | 46.7 | 100 | NR | 2.141% | OFFICIAL | 5PS47G56F57119I100 | 30 | 5PS | INSTALLATION PASS | 47G | CONDUITS ACCESSORIES | 56F | CABLE GLANDS+ACCESS. | 100 | 800 | NR | 18.509 | CCM | 11.685 | 10.517 | G | 8011564017979 | 8011564328280 | 8011564364394 | 73269098
GW50429 | CABLE GLAND D.23 CONDUIT MAX DIAM.20MM | Dławik puszki D23 max 20mm | 19.1 | 100 | NR | 18.7 | 100 | NR | 2.139% | OFFICIAL | 5PS47G56F56518I100 | 30 | 5PS | INSTALLATION PASS | 47G | CONDUITS ACCESSORIES | 56F | CABLE GLANDS+ACCESS. | 100 | 1000 | NR | 25.997 | CCM | 4.418 | 3.976 | G | 8011564002579 | 8011564305311 | 8011564305328 | 85389099
GW50608 | SADDLE COLLAR CLIP FOR CONDUIT DIAM.32MM | Uchwyt zamyk. rur 32mm HF | 28.7 | 100 | NR | 28.1 | 100 | NR | 2.135% | OFFICIAL | 5PS47G56F56918Y100 | 30 | 5PS | INSTALLATION PASS | 47G | CONDUITS ACCESSORIES | 56F | CABLE GLANDS+ACCESS. | 50 | 450 | NR | 53.55 | CCM | 6.722 | 6.05 | G | 8011564017948 | 8011564328228 | 8011564328235 | 39259020
GW50631 | SADDLE COLLAR CLIP FOR CONDUIT DIAM.50MM | Uchwyt zamyk. rur 50mm HF | 52.7 | 100 | NR | 51.6 | 100 | NR | 2.132% | OFFICIAL | 5PS47G56F56918Y100 | 30 | 5PS | INSTALLATION PASS | 47G | CONDUITS ACCESSORIES | 56F | CABLE GLANDS+ACCESS. | 25 | 200 | NR | 120.488 | CCM | 10.84 | 9.756 | G | 8011564025134 | 8011564336797 | 8011564336803 | 39259020
GW52072 | NYLON CABLE GLAND WITH FIXING NUT - PG9 | NYLON.DŁAWIK KABL. Z NAKRĘTKĄ MOCUJ-PG9 | 57.5 | 100 | NR | 56.3 | 100 | NR | 2.131% | OFFICIAL | 5PS47G56F56317Z100 | 30 | 5PS | INSTALLATION PASS | 47G | CONDUITS ACCESSORIES | 56F | CABLE GLANDS+ACCESS. | 50 | 400 | NR | 59.04 | CCM | 6.814 | 6.814 | G | 8011564771765 | 8011564913912 | 8011564913929 | 85389099
GW52372 | PLASTIC CLOSING CAP - M12 | PLASTIKOWA ZATYCZKA - M12 | 19.2 | 100 | NR | 18.8 | 100 | NR | 2.128% | OFFICIAL | 5PS47G56F56318H100 | 30 | 5PS | INSTALLATION PASS | 47G | CONDUITS ACCESSORIES | 56F | CABLE GLANDS+ACCESS. | 100 | 500 | NR | 8.465 | CCM | 1.254 | 1.129 | G | 8011564773196 | 8011564915862 | 8011564915879 | 85389099
GW52048 | CABLE GLAND INS.MATERIAL M50 IP68 | DŁAWIK KABL.MATERIAŁ IZOL. M50 IP68 | 4.8 | 1 | NR | 4.7 | 1 | NR | 2.128% | OFFICIAL | 5PS47G56F56318A100 | 30 | 5PS | INSTALLATION PASS | 47G | CONDUITS ACCESSORIES | 56F | CABLE GLANDS+ACCESS. | 6 | 84 | NR | 593.298 | CCM | 120.952 | 108.857 | G | 8011564082137 | 8011564453173 | 8011564551565 | 85389099
GW52363 | PLASTIC CLOSING CAP - PG11 | PLASTIKOWA ZATYCZKA - PG11 | 48.1 | 100 | NR | 47.1 | 100 | NR | 2.123% | OFFICIAL | 5PS47G56F56318F100 | 30 | 5PS | INSTALLATION PASS | 47G | CONDUITS ACCESSORIES | 56F | CABLE GLANDS+ACCESS. | 100 | 400 | NR | 12.495 | CCM | 12.46 | 12.005 | G | 8011564773110 | 8011564915701 | 8011564915718 | 85389099
GW50630 | SADDLE COLLAR CLIP FOR CONDUIT DIAM.40MM | Uchwyt zamyk. rur 40mm HF | 43.3 | 100 | NR | 42.4 | 100 | NR | 2.123% | OFFICIAL | 5PS47G56F56918Y100 | 30 | 5PS | INSTALLATION PASS | 47G | CONDUITS ACCESSORIES | 56F | CABLE GLANDS+ACCESS. | 35 | 350 | NR | 68.85 | CCM | 9.063 | 8.157 | G | 8011564025127 | 8011564336773 | 8011564336780 | 39259020
GW52001 | POLYMER CABLE GLAND PG7 IP66 | POLIMEROWY DŁAWIK KABLOWY PG7 IP66 | 38.5 | 100 | NR | 37.7 | 100 | NR | 2.122% | OFFICIAL | 5PS47G56F56317Y100 | 30 | 5PS | INSTALLATION PASS | 47G | CONDUITS ACCESSORIES | 56F | CABLE GLANDS+ACCESS. | 50 | 900 | NR | 17.892 | CCM | 4.683 | 4.215 | G | 8011564017009 | 8011564326590 | 8011564551541 | 85389099
GW52448 | O-RING GASKET PG36 | USZCZELKA O-RING PG36 | 38.5 | 100 | NR | 37.7 | 100 | NR | 2.122% | OFFICIAL | 5PS47G56F56318J100 | 30 | 5PS | INSTALLATION PASS | 47G | CONDUITS ACCESSORIES | 56F | CABLE GLANDS+ACCESS. | 100 | 1000 | NR | 7.613 | CCM | 2.44 | 2.205 | G | 8011564772984 | 8011564915442 | 8011564915459 | 39269097
GW52008 | CABLE GLAND INS.MATERIAL PG36 IP66 | DŁAWIK KABL.MATERIAŁ IZOL.PG36 IP66 | 241 | 100 | NR | 236 | 100 | NR | 2.119% | OFFICIAL | 5PS47G56F56317Y100 | 30 | 5PS | INSTALLATION PASS | 47G | CONDUITS ACCESSORIES | 56F | CABLE GLANDS+ACCESS. | 10 | 130 | NR | 413.469 | CCM | 95.9 | 86.31 | G | 8011564017078 | 8011564326736 | 8011564516144 | 85389099
GW52378 | PLASTIC CLOSING CAP - M50 | PLASTIKOWA ZATYCZKA - M50 | 241 | 100 | NR | 236 | 100 | NR | 2.119% | OFFICIAL | 5PS47G56F56318H100 | 30 | 5PS | INSTALLATION PASS | 47G | CONDUITS ACCESSORIES | 56F | CABLE GLANDS+ACCESS. | 25 | 150 | NR | 71.663 | CCM | 28.995 | 27.014 | G | 8011564773257 | 8011564915985 | 8011564915992 | 85389099
GW50808 | GALVANISED STEEL COLLAR M.6 D.31-32 | CYNK. KOŁNIERZ STALOWY M6 ŚR. 31-32 | 58 | 100 | NR | 56.8 | 100 | NR | 2.113% | OFFICIAL | 5PS47G56F57119I100 | 30 | 5PS | INSTALLATION PASS | 47G | CONDUITS ACCESSORIES | 56F | CABLE GLANDS+ACCESS. | 100 | 600 | NR | 36.029 | CCM | 17.695 | 16.2 | G | 8011564018020 | 8011564328389 | 8011564364448 | 73269098
GW50806 | GALVANISED STEEL COLLAR M.6 D.21-22 | CYNK. KOŁNIERZ STALOWY M6 ŚR. 21-22 | 53.3 | 100 | NR | 52.2 | 100 | NR | 2.107% | OFFICIAL | 5PS47G56F57119I100 | 30 | 5PS | INSTALLATION PASS | 47G | CONDUITS ACCESSORIES | 56F | CABLE GLANDS+ACCESS. | 100 | 600 | NR | 26.933 | CCM | 14.518 | 13.7 | G | 8011564018006 | 8011564328341 | 8011564364424 | 73269098
GW52374 | PLASTIC CLOSING CAP - M20 | PLASTIKOWA ZATYCZKA - M20 | 29.1 | 100 | NR | 28.5 | 100 | NR | 2.105% | OFFICIAL | 5PS47G56F56318H100 | 30 | 5PS | INSTALLATION PASS | 47G | CONDUITS ACCESSORIES | 56F | CABLE GLANDS+ACCESS. | 100 | 400 | NR | 12.495 | CCM | 2.153 | 1.684 | G | 8011564773219 | 8011564915909 | 8011564915916 | 85389099
GW52043 | INDUSTRIAL APPL.CABLE GLAND M16 IP68 | DŁAWIK KABL. DO ZAST.PRZEMYSŁ.M16 IP68 | 0.97 | 1 | NR | 0.95 | 1 | NR | 2.105% | OFFICIAL | 5PS47G56F56318A100 | 30 | 5PS | INSTALLATION PASS | 47G | CONDUITS ACCESSORIES | 56F | CABLE GLANDS+ACCESS. | 50 | 400 | NR | 49.14 | CCM | 12.625 | 10.218 | G | 8011564075603 | 8011564453210 | 8011564453203 | 85389099
GW50809 | GALVANISED STEEL COLLAR M.6 D.38-40 | CYNK. KOŁNIERZ STALOWY M6 ŚR. 38-40 | 63.1 | 100 | NR | 61.8 | 100 | NR | 2.104% | OFFICIAL | 5PS47G56F57119I100 | 30 | 5PS | INSTALLATION PASS | 47G | CONDUITS ACCESSORIES | 56F | CABLE GLANDS+ACCESS. | 100 | 300 | NR | 53.675 | CCM | 22.963 | 20.667 | G | 8011564018037 | 8011564328402 | 8011564516847 | 73269098
GW50802 | GALVANISED STEEL COLLAR M6 DIAM.12-13MM | CYNK. KOŁNIERZ STALOWY M6 ŚR. 12-13 MM | 48.6 | 100 | NR | 47.6 | 100 | NR | 2.101% | OFFICIAL | 5PS47G56F57119I100 | 30 | 5PS | INSTALLATION PASS | 47G | CONDUITS ACCESSORIES | 56F | CABLE GLANDS+ACCESS. | 100 | 800 | NR | 18.509 | CCM | 12.271 | 11.54 | G | 8011564017962 | 8011564328266 | 8011564364387 | 73269098
GW52343 | PLASTIC FIXING NUT - PG11 | NAKRĘTKA Z TWORZYWA SZTUCZNEGO - PG11 | 14.6 | 100 | NR | 14.3 | 100 | NR | 2.098% | OFFICIAL | 5PS47G56F56317R100 | 30 | 5PS | INSTALLATION PASS | 47G | CONDUITS ACCESSORIES | 56F | CABLE GLANDS+ACCESS. | 100 | 800 | NR | 13.437 | CCM | 1.602 | 1.206 | G | 8011564772502 | 8011564914780 | 8011564914797 | 73181631
GW50810 | GALVANISED STEEL COLLAR M.6 D.48-50 | CYNK. KOŁNIERZ STALOWY M6 ŚR. 48-50 | 73.4 | 100 | NR | 71.9 | 100 | NR | 2.086% | OFFICIAL | 5PS47G56F57119I100 | 30 | 5PS | INSTALLATION PASS | 47G | CONDUITS ACCESSORIES | 56F | CABLE GLANDS+ACCESS. | 50 | 300 | NR | 72.058 | CCM | 26.373 | 24.4 | G | 8011564018044 | 8011564328426 | 8011564364462 | 73269098
GW50605 | SADDLE COLLAR CLIP FOR CONDUIT DIAM.16MM | Uchwyt zamyk. rur 16mm HF | 14.7 | 100 | NR | 14.4 | 100 | NR | 2.083% | OFFICIAL | 5PS47G56F56918Y100 | 30 | 5PS | INSTALLATION PASS | 47G | CONDUITS ACCESSORIES | 56F | CABLE GLANDS+ACCESS. | 100 | 900 | NR | 26.775 | CCM | 4.173 | 3.756 | G | 8011564017917 | 8011564328167 | 8011564328174 | 39259020
GW50626 | INSULATED STEEL PINS BAG OF 100 PCS | IZOLOWANE KOŁKI STALOWE TOREB. 100 SZT | 53.9 | 100 | NR | 52.8 | 100 | NR | 2.083% | OFFICIAL | 5PS47G56F56919G100 | 10 | 5PS | INSTALLATION PASS | 47G | CONDUITS ACCESSORIES | 56F | CABLE GLANDS+ACCESS. | 100 | 1000 | NR | 46.221 | CCM | 27.5 | 25 | G | 8011564017658 | 8011564327689 | 8011564327696 | 85389099
GW52080 | NYLON CABLE GLAND WITH FIXING NUT - PG48 | NYLON.DŁAWIK KABL. Z NAKRĘTKĄ MOCUJ-PG48 | 491 | 100 | NR | 481 | 100 | NR | 2.079% | OFFICIAL | 5PS47G56F56317Z100 | 30 | 5PS | INSTALLATION PASS | 47G | CONDUITS ACCESSORIES | 56F | CABLE GLANDS+ACCESS. | 5 | 60 | NR | 1006.4 | CCM | 116.43 | 116.43 | G | 8011564771840 | 8011564914070 | 8011564914087 | 85389099
GW52377 | PLASTIC CLOSING CAP - M40 | PLASTIKOWA ZATYCZKA - M40 | 93.4 | 100 | NR | 91.5 | 100 | NR | 2.077% | OFFICIAL | 5PS47G56F56318H100 | 30 | 5PS | INSTALLATION PASS | 47G | CONDUITS ACCESSORIES | 56F | CABLE GLANDS+ACCESS. | 50 | 200 | NR | 53.75 | CCM | 8.944 | 7.567 | G | 8011564773240 | 8011564915961 | 8011564915978 | 85389099
GW50816 | GALVANISED STEEL CLIP D.21-22MM | ZACISK ZE STALI CYNKOWANEJ ŚR. 21-22MM | 19.7 | 100 | NR | 19.3 | 100 | NR | 2.073% | OFFICIAL | 5PS47G56F57119K100 | 30 | 5PS | INSTALLATION PASS | 47G | CONDUITS ACCESSORIES | 56F | CABLE GLANDS+ACCESS. | 50 | 1000 | NR | 14.807 | CCM | 8.556 | 7.7 | G | 8011564018105 | 8011564364523 | 8011564364530 | 73269098
GW52074 | NYLON CABLE GLAND WITH FIXING NUT - PG13 | NYLON.DŁAWIK KABL. Z NAKRĘTKĄ MOCUJ-PG13 | 78.8 | 100 | NR | 77.2 | 100 | NR | 2.073% | OFFICIAL | 5PS47G56F56317Z100 | 30 | 5PS | INSTALLATION PASS | 47G | CONDUITS ACCESSORIES | 56F | CABLE GLANDS+ACCESS. | 25 | 300 | NR | 78.72 | CCM | 14.867 | 13.38 | G | 8011564771789 | 8011564913950 | 8011564913967 | 85389099
GW52348 | PLASTIC FIXING NUT - PG36 | NAKRĘTKA Z TWORZYWA SZTUCZNEGO - PG36 | 78.8 | 100 | NR | 77.2 | 100 | NR | 2.073% | OFFICIAL | 5PS47G56F56317R100 | 30 | 5PS | INSTALLATION PASS | 47G | CONDUITS ACCESSORIES | 56F | CABLE GLANDS+ACCESS. | 25 | 200 | NR | 53.747 | CCM | 7.506 | 5.921 | G | 8011564772557 | 8011564914889 | 8011564914896 | 73181631
GW52456 | O-RING GASKET M32 | USZCZELKA O-RING M32 | 34.5 | 100 | NR | 33.8 | 100 | NR | 2.071% | OFFICIAL | 5PS47G56F56318L100 | 30 | 5PS | INSTALLATION PASS | 47G | CONDUITS ACCESSORIES | 56F | CABLE GLANDS+ACCESS. | 250 | 1250 | NR | 6.09 | CCM | 3.03 | 3.002 | G | 8011564773059 | 8011564915589 | 8011564915596 | 39269097
GW52450 | O-RING GASKET PG48 | USZCZELKA O-RING PG48 | 84 | 100 | NR | 82.3 | 100 | NR | 2.066% | OFFICIAL | 5PS47G56F56318J100 | 30 | 5PS | INSTALLATION PASS | 47G | CONDUITS ACCESSORIES | 56F | CABLE GLANDS+ACCESS. | 50 | 400 | NR | 10.581 | CCM | 3.162 | 2.809 | G | 8011564773004 | 8011564915480 | 8011564915497 | 39269097
GW50807 | GALVANISED STEEL COLLAR M.6 D.25-26 | CYNK. KOŁNIERZ STALOWY M6 ŚR. 25-26 | 54.4 | 100 | NR | 53.3 | 100 | NR | 2.064% | OFFICIAL | 5PS47G56F57119I100 | 30 | 5PS | INSTALLATION PASS | 47G | CONDUITS ACCESSORIES | 56F | CABLE GLANDS+ACCESS. | 100 | 600 | NR | 26.933 | CCM | 15.293 | 13.764 | G | 8011564018013 | 8011564328365 | 8011564364431 | 73269098
GW50617 | GREY ROUND CABLE CLIP D.19-20 | SZARY OKRĄGŁY ZACISK KABLOWY ŚR. 19-20 | 9.9 | 100 | NR | 9.7 | 100 | NR | 2.062% | OFFICIAL | 5PS47G56F56919C100 | 30 | 5PS | INSTALLATION PASS | 47G | CONDUITS ACCESSORIES | 56F | CABLE GLANDS+ACCESS. | 100 | 1800 | NR | 18.541 | CCM | 5.343 | 4.809 | G | 8011564017566 | 8011564327504 | 8011564551527 | 39269097
GW50416 | D.23 BOX-CONDUIT D.20 UNION IP66 GREY | Dławik Peszla 20mm IP65/IP54 | 0.99 | 1 | NR | 0.97 | 1 | NR | 2.062% | OFFICIAL | 5PS47G56F56518E100 | 30 | 5PS | INSTALLATION PASS | 47G | CONDUITS ACCESSORIES | 56F | CABLE GLANDS+ACCESS. | 25 | 200 | NR | 98.28 | CCM | 21.625 | 19.463 | G | 8011564017412 | 8011564327238 | 8011564327245 | 39174000
GW52079 | NYLON CABLE GLAND WITH FIXING NUT - PG42 | NYLON.DŁAWIK KABL. Z NAKRĘTKĄ MOCUJ-PG42 | 446 | 100 | NR | 437 | 100 | NR | 2.059% | OFFICIAL | 5PS47G56F56317Z100 | 30 | 5PS | INSTALLATION PASS | 47G | CONDUITS ACCESSORIES | 56F | CABLE GLANDS+ACCESS. | 6 | 84 | NR | 512 | CCM | 105.407 | 105.407 | G | 8011564771833 | 8011564914056 | 8011564914063 | 85389099
GW52355 | PLASTIC FIXING NUT - M25 | NAKRĘTKA Z TWORZYWA SZTUCZNEGO - M25 | 24.8 | 100 | NR | 24.3 | 100 | NR | 2.058% | OFFICIAL | 5PS47G56F56317T100 | 30 | 5PS | INSTALLATION PASS | 47G | CONDUITS ACCESSORIES | 56F | CABLE GLANDS+ACCESS. | 100 | 800 | NR | 13.437 | CCM | 5.691 | 5.303 | G | 8011564772717 | 8011564915008 | 8011564915015 | 73181631
GW50798 | FIRING PIN | TRZPIEŃ WYBIJAJĄCY | 54.6 | 1 | NR | 53.5 | 1 | NR | 2.056% | OFFICIAL | 5PS47G56F57119L100 | 30 | 5PS | INSTALLATION PASS | 47G | CONDUITS ACCESSORIES | 56F | CABLE GLANDS+ACCESS. | 1 | 10 | NR | 2161.725 | CCM | 470 | 470 | G | 8011564778412 | 8011564778412 | 8011564922204 | 85389099
GW50652 | CRIMP-ON MULTI-DIAMETER COLLAR - Ø25-32 | KOŁNIERZ WIELOŚREDN. ZACISKANY - Ø25-32 | 59.6 | 100 | NR | 58.4 | 100 | NR | 2.055% | OFFICIAL | 5PS47G56F56918S100 | 30 | 5PS | INSTALLATION PASS | 47G | CONDUITS ACCESSORIES | 56F | CABLE GLANDS+ACCESS. | 25 | 250 | NR | 11.288 | CCM | 3.826 | 3.826 | G | 8011564771383 | 8011564913219 | 8011564913226 | 39269097
GW50804 | GALVANISED STEEL COLLAR M.6 D.16-17 | CYNK. KOŁNIERZ STALOWY M6 ŚR. 16-17 | 49.7 | 100 | NR | 48.7 | 100 | NR | 2.053% | OFFICIAL | 5PS47G56F57119I100 | 30 | 5PS | INSTALLATION PASS | 47G | CONDUITS ACCESSORIES | 56F | CABLE GLANDS+ACCESS. | 100 | 800 | NR | 20.199 | CCM | 13.098 | 11.788 | G | 8011564017986 | 8011564328303 | 8011564364400 | 73269098
GW52346 | PLASTIC FIXING NUT - PG21 | NAKRĘTKA Z TWORZYWA SZTUCZNEGO - PG21 | 29.9 | 100 | NR | 29.3 | 100 | NR | 2.048% | OFFICIAL | 5PS47G56F56317R100 | 30 | 5PS | INSTALLATION PASS | 47G | CONDUITS ACCESSORIES | 56F | CABLE GLANDS+ACCESS. | 100 | 500 | NR | 38.19 | CCM | 3.433 | 2.508 | G | 8011564772533 | 8011564914841 | 8011564914858 | 73181631
GW52075 | NYLON CABLE GLAND WITH FIXING NUT - PG16 | NYLON.DŁAWIK KABL. Z NAKRĘTKĄ MOCUJ-PG16 | 85 | 100 | NR | 83.3 | 100 | NR | 2.041% | OFFICIAL | 5PS47G56F56317Z100 | 30 | 5PS | INSTALLATION PASS | 47G | CONDUITS ACCESSORIES | 56F | CABLE GLANDS+ACCESS. | 25 | 300 | NR | 78.72 | CCM | 17.8 | 16.02 | G | 8011564771796 | 8011564913974 | 8011564913981 | 85389099
GW52366 | PLASTIC CLOSING CAP - PG21 | PLASTIKOWA ZATYCZKA - PG21 | 60.1 | 100 | NR | 58.9 | 100 | NR | 2.037% | OFFICIAL | 5PS47G56F56318F100 | 30 | 5PS | INSTALLATION PASS | 47G | CONDUITS ACCESSORIES | 56F | CABLE GLANDS+ACCESS. | 100 | 300 | NR | 25.375 | CCM | 18.791 | 18.009 | G | 8011564773141 | 8011564915763 | 8011564915770 | 85389099
GW52005 | CABLE GLAND INS.MATERIAL PG16 IP66 | DŁAWIK KABL.MATERIAŁ IZOL.PG16 IP66 | 65.3 | 100 | NR | 64 | 100 | NR | 2.031% | OFFICIAL | 5PS47G56F56317Y100 | 30 | 5PS | INSTALLATION PASS | 47G | CONDUITS ACCESSORIES | 56F | CABLE GLANDS+ACCESS. | 25 | 375 | NR | 75.435 | CCM | 16.613 | 13.49 | G | 8011564017047 | 8011564326675 | 8011564551558 | 85389099
GW52006 | CABLE GLAND INS.MATERIAL PG21 IP66 | DŁAWIK KABL.MATERIAŁ IZOL.PG21 IP66 | 80.4 | 100 | NR | 78.8 | 100 | NR | 2.03% | OFFICIAL | 5PS47G56F56317Y100 | 30 | 5PS | INSTALLATION PASS | 47G | CONDUITS ACCESSORIES | 56F | CABLE GLANDS+ACCESS. | 25 | 400 | NR | 128.993 | CCM | 29.953 | 26.957 | G | 8011564017054 | 8011564326699 | 8011564326705 | 85389099
GW52004 | CABLE GLAND INS.MATERIAL PG13,5 IP66 | DŁAWIK KABL.MATERIAŁ IZOL.PG13,5 IP66 | 55.3 | 100 | NR | 54.2 | 100 | NR | 2.03% | OFFICIAL | 5PS47G56F56317Y100 | 30 | 5PS | INSTALLATION PASS | 47G | CONDUITS ACCESSORIES | 56F | CABLE GLANDS+ACCESS. | 25 | 500 | NR | 58.63 | CCM | 13.616 | 12.254 | G | 8011564017030 | 8011564326651 | 8011564326668 | 85389099
GW52357 | PLASTIC FIXING NUT - M40 | NAKRĘTKA Z TWORZYWA SZTUCZNEGO - M40 | 90.5 | 100 | NR | 88.7 | 100 | NR | 2.029% | OFFICIAL | 5PS47G56F56317T100 | 30 | 5PS | INSTALLATION PASS | 47G | CONDUITS ACCESSORIES | 56F | CABLE GLANDS+ACCESS. | 100 | 500 | NR | 21.499 | CCM | 8.64 | 7.874 | G | 8011564772731 | 8011564915046 | 8011564915053 | 73181631
GW52359 | PLASTIC FIXING NUT - M63 | NAKRĘTKA Z TWORZYWA SZTUCZNEGO - M63 | 151 | 100 | NR | 148 | 100 | NR | 2.027% | OFFICIAL | 5PS47G56F56317T100 | 30 | 5PS | INSTALLATION PASS | 47G | CONDUITS ACCESSORIES | 56F | CABLE GLANDS+ACCESS. | 25 | 125 | NR | 128.819 | CCM | 15.811 | 13.031 | G | 8011564772755 | 8011564915084 | 8011564915091 | 73181631
GW50427 | D.48 BOX- CONDUIT D.50 IP44 GREY | D42 Dławik Peszel 50mm IP44 | 80.6 | 100 | NR | 79 | 100 | NR | 2.025% | OFFICIAL | 5PS47G56F56518G100 | 30 | 5PS | INSTALLATION PASS | 47G | CONDUITS ACCESSORIES | 56F | CABLE GLANDS+ACCESS. | 10 | 90 | NR | 513.567 | CCM | 47.133 | 42.42 | G | 8011564014466 | 8011564324152 | 8011564516120 | 39174000
GW52403 | CUP DRILL MILLING CUTTER D.62 PLASTB.WAL | WIELOŚRED.WIERTŁO FREZOWE ŚR.62 ŚCI.G-K | 90.7 | 1 | NR | 88.9 | 1 | NR | 2.025% | OFFICIAL | 5PS47G56F5731A4100 | 30 | 5PS | INSTALLATION PASS | 47G | CONDUITS ACCESSORIES | 56F | CABLE GLANDS+ACCESS. | 1 | 10 | NR | 820.313 | CCM | 267.5 | 240.75 | G | 8011564012707 | 8011564322240 | 8011564322240 | 85389099
GW50212 | FLEX.COUPLING FOR CONDUIT IP44 50MM | ELAST.ZŁĄCZE DO RUR SZTYWNYCH IP44 50MM | 10.1 | 1 | NR | 9.9 | 1 | NR | 2.02% | OFFICIAL | 5PS47G56F56718O100 | 30 | 5PS | INSTALLATION PASS | 47G | CONDUITS ACCESSORIES | 56F | CABLE GLANDS+ACCESS. | 6 | 36 | NR | 3600 | CCM | 412.556 | 357 | G | 8011564017399 | 8011564327191 | 8011564327207 | 39174000
GW50819 | GALVANISED STEEL CLIP D.38-40MM | ZACISK ZE STALI CYNKOWANEJ ŚR. 38-40MM | 40.4 | 100 | NR | 39.6 | 100 | NR | 2.02% | OFFICIAL | 5PS47G56F57119K100 | 30 | 5PS | INSTALLATION PASS | 47G | CONDUITS ACCESSORIES | 56F | CABLE GLANDS+ACCESS. | 50 | 600 | NR | 48.858 | CCM | 24.858 | 22.373 | G | 8011564018136 | 8011564364585 | 8011564364592 | 73269098
GW52009 | CABLE GLAND INS.MATERIAL PG42 IP66 | DŁAWIK KABL.MATERIAŁ IZOL.PG42 IP66 | 304 | 100 | NR | 298 | 100 | NR | 2.013% | OFFICIAL | 5PS47G56F56317Y100 | 30 | 5PS | INSTALLATION PASS | 47G | CONDUITS ACCESSORIES | 56F | CABLE GLANDS+ACCESS. | 6 | 120 | NR | 448.267 | CCM | 111.183 | 100.065 | G | 8011564017085 | 8011564326750 | 8011564326767 | 85389099
DX51263 | 960 FIXING TIE GREY | 960 OBEJMA MOCUJĄCA Z OPASKĄ SZARA 32-63 | 30.5 | 100 | NR | 29.9 | 100 | NR | 2.007% | OFFICIAL | 5PS47G56F56933Q100 | 30 | 5PS | INSTALLATION PASS | 47G | CONDUITS ACCESSORIES | 56F | CABLE GLANDS+ACCESS. | 100 | 400 | NR | 60.244 | CCM | 7.153 | 6.437 | G | 8018678010117 | 8011564500211 | 8018678043795 | 39174000
GW52029 | CABLE GLAND PG42 W.HOUSING RIGID COND. | DŁAWIK KABL.PG42 Z OBUD.DO PRZEW.SZTYW | 5.1 | 1 | NR | 5 | 1 | NR | 2% | OFFICIAL | 5PS47G56F56318C100 | 30 | 5PS | INSTALLATION PASS | 47G | CONDUITS ACCESSORIES | 56F | CABLE GLANDS+ACCESS. | 4 | 80 | NR | 867.188 | CCM | 139.438 | 125.494 | G | 8011564025196 | 8011564336919 | 8011564336926 | 85389099
GW50629 | GREY SADDLE SNAP CLIP FOR CONDUIT D.50MM | Uchwyt otwarty rur 50mm HF | 51.1 | 100 | NR | 50.1 | 100 | NR | 1.996% | OFFICIAL | 5PS47G56F56918W100 | 30 | 5PS | INSTALLATION PASS | 47G | CONDUITS ACCESSORIES | 56F | CABLE GLANDS+ACCESS. | 50 | 450 | NR | 83.844 | CCM | 15.369 | 13.832 | G | 8011564025110 | 8011564336759 | 8011564336766 | 39259020
GW50805 | GALVANISED STEEL COLLAR M.6 D.19-20 | CYNK. KOŁNIERZ STALOWY M6 ŚR. 19-20 | 51.1 | 100 | NR | 50.1 | 100 | NR | 1.996% | OFFICIAL | 5PS47G56F57119I100 | 30 | 5PS | INSTALLATION PASS | 47G | CONDUITS ACCESSORIES | 56F | CABLE GLANDS+ACCESS. | 100 | 800 | NR | 20.199 | CCM | 14.021 | 12.619 | G | 8011564017993 | 8011564328327 | 8011564364417 | 73269098
GW52347 | PLASTIC FIXING NUT - PG29 | NAKRĘTKA Z TWORZYWA SZTUCZNEGO - PG29 | 51.1 | 100 | NR | 50.1 | 100 | NR | 1.996% | OFFICIAL | 5PS47G56F56317R100 | 30 | 5PS | INSTALLATION PASS | 47G | CONDUITS ACCESSORIES | 56F | CABLE GLANDS+ACCESS. | 50 | 250 | NR | 42.998 | CCM | 6.281 | 5.013 | G | 8011564772540 | 8011564914865 | 8011564914872 | 73181631
GW52368 | PLASTIC CLOSING CAP - PG36 | PLASTIKOWA ZATYCZKA - PG36 | 81.8 | 100 | NR | 80.2 | 100 | NR | 1.995% | OFFICIAL | 5PS47G56F56318F100 | 30 | 5PS | INSTALLATION PASS | 47G | CONDUITS ACCESSORIES | 56F | CABLE GLANDS+ACCESS. | 25 | 150 | NR | 71.663 | CCM | 26.137 | 24.024 | G | 8011564773165 | 8011564915800 | 8011564915817 | 85389099
GW52367 | PLASTIC CLOSING CAP - PG29 | PLASTIKOWA ZATYCZKA - PG29 | 51.2 | 100 | NR | 50.2 | 100 | NR | 1.992% | OFFICIAL | 5PS47G56F56318F100 | 30 | 5PS | INSTALLATION PASS | 47G | CONDUITS ACCESSORIES | 56F | CABLE GLANDS+ACCESS. | 50 | 250 | NR | 76.38 | CCM | 22.865 | 21.015 | G | 8011564773158 | 8011564915787 | 8011564915794 | 85389099
GW52376 | PLASTIC CLOSING CAP - M32 | PLASTIKOWA ZATYCZKA - M32 | 76.9 | 100 | NR | 75.4 | 100 | NR | 1.989% | OFFICIAL | 5PS47G56F56318H100 | 30 | 5PS | INSTALLATION PASS | 47G | CONDUITS ACCESSORIES | 56F | CABLE GLANDS+ACCESS. | 50 | 250 | NR | 30.45 | CCM | 5.883 | 5.787 | G | 8011564773233 | 8011564915947 | 8011564915954 | 85389099
GW52349 | PLASTIC FIXING NUT - PG42 | NAKRĘTKA Z TWORZYWA SZTUCZNEGO - PG42 | 87.2 | 100 | NR | 85.5 | 100 | NR | 1.988% | OFFICIAL | 5PS47G56F56317R100 | 30 | 5PS | INSTALLATION PASS | 47G | CONDUITS ACCESSORIES | 56F | CABLE GLANDS+ACCESS. | 25 | 150 | NR | 107.349 | CCM | 16.345 | 14.028 | G | 8011564772564 | 8011564914902 | 8011564914919 | 73181631
GW52003 | CABLE GLAND INS.MATERIAL PG11- IP66 | DŁAWIK KABL.MATERIAŁ IZOL.PG11- IP66 | 51.3 | 100 | NR | 50.3 | 100 | NR | 1.988% | OFFICIAL | 5PS47G56F56317Y100 | 30 | 5PS | INSTALLATION PASS | 47G | CONDUITS ACCESSORIES | 56F | CABLE GLANDS+ACCESS. | 25 | 500 | NR | 58.63 | CCM | 10.768 | 9.691 | G | 8011564017023 | 8011564326637 | 8011564326644 | 85389099
GW50602 | GREY SADDLE SNAP CLIP FOR CONDUIT D.20MM | Uchwyt otwarty rur 20mm HF | 15.4 | 100 | NR | 15.1 | 100 | NR | 1.987% | OFFICIAL | 5PS47G56F56918W100 | 30 | 5PS | INSTALLATION PASS | 47G | CONDUITS ACCESSORIES | 56F | CABLE GLANDS+ACCESS. | 100 | 1600 | NR | 18.322 | CCM | 4.67 | 4.203 | G | 8011564017887 | 8011564328105 | 8011564328112 | 39259020
GW52073 | NYLON CABLE GLAND WITH FIXING NUT - PG11 | NYLON.DŁAWIK KABL. Z NAKRĘTKĄ MOCUJ-PG11 | 71.9 | 100 | NR | 70.5 | 100 | NR | 1.986% | OFFICIAL | 5PS47G56F56317Z100 | 30 | 5PS | INSTALLATION PASS | 47G | CONDUITS ACCESSORIES | 56F | CABLE GLANDS+ACCESS. | 50 | 600 | NR | 39.36 | CCM | 9.213 | 9.213 | G | 8011564771772 | 8011564913936 | 8011564913943 | 85389099
GW52458 | O-RING GASKET M50 | USZCZELKA O-RING M50 | 41.1 | 100 | NR | 40.3 | 100 | NR | 1.985% | OFFICIAL | 5PS47G56F56318L100 | 30 | 5PS | INSTALLATION PASS | 47G | CONDUITS ACCESSORIES | 56F | CABLE GLANDS+ACCESS. | 500 | 1000 | NR | 7.613 | CCM | 3.512 | 3.507 | G | 8011564773073 | 8011564915626 | 8011564915633 | 39269097
GW52071 | NYLON CABLE GLAND WITH FIXING NUT - PG7 | NYLON.DŁAWIK KABL. Z NAKRĘTKĄ MOCUJ-PG7 | 56.6 | 100 | NR | 55.5 | 100 | NR | 1.982% | OFFICIAL | 5PS47G56F56317Z100 | 30 | 5PS | INSTALLATION PASS | 47G | CONDUITS ACCESSORIES | 56F | CABLE GLANDS+ACCESS. | 50 | 600 | NR | 18.9 | CCM | 4.613 | 4.613 | G | 8011564771758 | 8011564913899 | 8011564913905 | 85389099
GW50615 | POLYMER CLIP D.13-14 MM GREY | ZACISK POLIMEROWY ŚR.13-14 MM SZARY | 5.15 | 100 | NR | 5.05 | 100 | NR | 1.98% | OFFICIAL | 5PS47G56F56919C100 | 30 | 5PS | INSTALLATION PASS | 47G | CONDUITS ACCESSORIES | 56F | CABLE GLANDS+ACCESS. | 100 | 6000 | NR | 8.965 | CCM | 3.718 | 3.346 | G | 8011564017542 | 8011564327467 | 8011564364301 | 39269097
GW50627 | COLLAR INSUL.STEEL PINS BAG OF 100 PCS | KOŁNIERZ.IZOL.KOŁKI STAL.TOREB. 100 SZT | 92.7 | 100 | NR | 90.9 | 100 | NR | 1.98% | OFFICIAL | 5PS47G56F56919G100 | 10 | 5PS | INSTALLATION PASS | 47G | CONDUITS ACCESSORIES | 56F | CABLE GLANDS+ACCESS. | 100 | 1000 | NR | 46.221 | CCM | 30.55 | 28 | G | 8011564017665 | 8011564327702 | 8011564327719 | 85389099
GW52402 | CUP DRILL MILLING CUTTER D.56 | WIELOŚREDNICOWE WIERTŁO FREZOWE ŚR.56 | 67 | 1 | NR | 65.7 | 1 | NR | 1.979% | OFFICIAL | 5PS47G56F5731A4100 | 30 | 5PS | INSTALLATION PASS | 47G | CONDUITS ACCESSORIES | 56F | CABLE GLANDS+ACCESS. | 1 | 10 | NR | 423.225 | CCM | 237.7 | 213.93 | G | 8011564012684 | 8011564322226 | 8011564322226 | 85389099
GW52449 | O-RING GASKET PG42 | USZCZELKA O-RING PG42 | 77.4 | 100 | NR | 75.9 | 100 | NR | 1.976% | OFFICIAL | 5PS47G56F56318J100 | 30 | 5PS | INSTALLATION PASS | 47G | CONDUITS ACCESSORIES | 56F | CABLE GLANDS+ACCESS. | 50 | 500 | NR | 8.465 | CCM | 2.691 | 2.408 | G | 8011564772991 | 8011564915466 | 8011564915473 | 39269097
GW50425 | D.37 BOX- CONDUIT D.32 IP44 GREY | D37 Dławik Peszel 32mm IP44 | 41.3 | 100 | NR | 40.5 | 100 | NR | 1.975% | OFFICIAL | 5PS47G56F56518G100 | 30 | 5PS | INSTALLATION PASS | 47G | CONDUITS ACCESSORIES | 56F | CABLE GLANDS+ACCESS. | 15 | 210 | NR | 194.286 | CCM | 21.119 | 19.007 | G | 8011564014442 | 8011564324114 | 8011564324121 | 39174000
GW52457 | O-RING GASKET M40 | USZCZELKA O-RING M40 | 41.3 | 100 | NR | 40.5 | 100 | NR | 1.975% | OFFICIAL | 5PS47G56F56318L100 | 30 | 5PS | INSTALLATION PASS | 47G | CONDUITS ACCESSORIES | 56F | CABLE GLANDS+ACCESS. | 50 | 1250 | NR | 6.09 | CCM | 3.253 | 3.207 | G | 8011564773066 | 8011564915602 | 8011564915619 | 39269097
DX51120 | A 16/20G FIXING CLIP GREY | A 16/20G ZACISK MOCUJĄCY SZARY | 15.5 | 100 | NR | 15.2 | 100 | NR | 1.974% | OFFICIAL | 5PS47G56F56933Q100 | 30 | 5PS | INSTALLATION PASS | 47G | CONDUITS ACCESSORIES | 56F | CABLE GLANDS+ACCESS. | 100 | 1500 | NR | 17.331 | CCM | 2.237 | 2.013 | G | 8018678009517 | 8018678016508 | 8018678039101 | 39174000
GW50430 | CABLE GLAND D.29 CONDUIT MAX DIAM.25MM | Dławik puszki D29 max 25mm | 20.7 | 100 | NR | 20.3 | 100 | NR | 1.97% | OFFICIAL | 5PS47G56F56518I100 | 30 | 5PS | INSTALLATION PASS | 47G | CONDUITS ACCESSORIES | 56F | CABLE GLANDS+ACCESS. | 100 | 1000 | NR | 41.354 | CCM | 6.854 | 5.912 | G | 8011564014367 | 8011564323957 | 8011564323964 | 85389099
GW50426 | D.37 BOX- CONDUIT D.40 IP44 GREY | D37 Dławik Peszel 40mm IP44 | 67.3 | 100 | NR | 66 | 100 | NR | 1.97% | OFFICIAL | 5PS47G56F56518G100 | 30 | 5PS | INSTALLATION PASS | 47G | CONDUITS ACCESSORIES | 56F | CABLE GLANDS+ACCESS. | 10 | 160 | NR | 288.881 | CCM | 36.038 | 32.434 | G | 8011564014459 | 8011564324138 | 8011564324145 | 39174000
GW50609 | CLIP AND SADDLE SUPPORT RAIL | Szyna pod uchwyty RAL7035 | 46.7 | 100 | NR | 45.8 | 100 | NR | 1.965% | OFFICIAL | 5PS47G56F56919A100 | 30 | 5PS | INSTALLATION PASS | 47G | CONDUITS ACCESSORIES | 56F | CABLE GLANDS+ACCESS. | 50 | 350 | NR | 83.757 | CCM | 21.826 | 19.278 | G | 8011564017863 | 8011564328068 | 8011564328075 | 39174000
GW50623 | WHITE FLAT CLIP WIDTH 5-6MM GREY | BIAŁY PŁASKI ZACISK SZER. 5-6MM SZARY | 2.6 | 100 | NR | 2.55 | 100 | NR | 1.961% | OFFICIAL | 5PS47G56F56919E100 | 30 | 5PS | INSTALLATION PASS | 47G | CONDUITS ACCESSORIES | 56F | CABLE GLANDS+ACCESS. | 100 | 4000 | NR | 3.702 | CCM | 0.717 | 0.62 | G | 8011564017627 | 8011564327627 | 8011564515147 | 39269097
GW50432 | CABLE GLAND D.48 CONDUIT MAX DIAM.40MM | Dławik puszki D48 max 40mm | 47.1 | 100 | NR | 46.2 | 100 | NR | 1.948% | OFFICIAL | 5PS47G56F56518I100 | 30 | 5PS | INSTALLATION PASS | 47G | CONDUITS ACCESSORIES | 56F | CABLE GLANDS+ACCESS. | 35 | 350 | NR | 132.06 | CCM | 21.446 | 19.301 | G | 8011564014381 | 8011564323995 | 8011564324008 | 85389099
GW52443 | O-RING GASKET PG11 | USZCZELKA O-RING PG11 | 15.7 | 100 | NR | 15.4 | 100 | NR | 1.948% | OFFICIAL | 5PS47G56F56318J100 | 30 | 5PS | INSTALLATION PASS | 47G | CONDUITS ACCESSORIES | 56F | CABLE GLANDS+ACCESS. | 500 | 2000 | NR | 2.116 | CCM | 0.144 | 0.144 | G | 8011564772939 | 8011564915343 | 8011564915350 | 39269097
GW50811 | GALVANISED STEEL U-BOLTS D.10-11MM | ŚRUBY U-KSZTAŁTNE STAL CYNK.ŚR 10-11 MM | 10.5 | 100 | NR | 10.3 | 100 | NR | 1.942% | OFFICIAL | 5PS47G56F57119K100 | 30 | 5PS | INSTALLATION PASS | 47G | CONDUITS ACCESSORIES | 56F | CABLE GLANDS+ACCESS. | 100 | 2400 | NR | 6.17 | CCM | 4.491 | 4.2 | G | 8011564018051 | 8011564328440 | 8011564555914 | 73269098
GW50821 | GALVANISED STEEL U-BOLT D.10-11MM | ŚRUBA U-KSZTAŁTNA STAL CYNK.ŚR 10-11 MM | 10.5 | 100 | NR | 10.3 | 100 | NR | 1.942% | OFFICIAL | 5PS47G56F57119M100 | 30 | 5PS | INSTALLATION PASS | 47G | CONDUITS ACCESSORIES | 56F | CABLE GLANDS+ACCESS. | 100 | 2400 | NR | 6.17 | CCM | 4.03 | 3.627 | G | 8011564018150 | 8011564328648 | 8011564328655 | 73269098
GW50822 | GALVANISED STEEL U-BOLT D.12-13MM | ŚRUBA U-KSZTAŁTNA STAL CYNK.ŚR 12-13 MM | 10.5 | 100 | NR | 10.3 | 100 | NR | 1.942% | OFFICIAL | 5PS47G56F57119M100 | 30 | 5PS | INSTALLATION PASS | 47G | CONDUITS ACCESSORIES | 56F | CABLE GLANDS+ACCESS. | 100 | 3500 | NR | 13.206 | CCM | 5.948 | 5.353 | G | 8011564018167 | 8011564328662 | 8011564328679 | 73269098
GW52441 | O-RING GASKET PG7 | USZCZELKA O-RING PG7 | 10.5 | 100 | NR | 10.3 | 100 | NR | 1.942% | OFFICIAL | 5PS47G56F56318J100 | 30 | 5PS | INSTALLATION PASS | 47G | CONDUITS ACCESSORIES | 56F | CABLE GLANDS+ACCESS. | 500 | 2500 | NR | 1.693 | CCM | 0.09 | 0.085 | G | 8011564772915 | 8011564915305 | 8011564915312 | 39269097
GW50211 | FLEX.COUPLING FOR CONDUIT IP44 40MM | ELAST.ZŁĄCZE DO RUR SZTYWNYCH IP44 40MM | 7.9 | 1 | NR | 7.75 | 1 | NR | 1.935% | OFFICIAL | 5PS47G56F56718O100 | 30 | 5PS | INSTALLATION PASS | 47G | CONDUITS ACCESSORIES | 56F | CABLE GLANDS+ACCESS. | 6 | 30 | NR | 2622.675 | CCM | 290.667 | 261.6 | G | 8011564017382 | 8011564327177 | 8011564512894 | 39174000
GW50619 | GREY ROUND CABLE CLIP D.25-26 | SZARY OKRĄGŁY ZACISK KABLOWY ŚR. 25-26 | 15.8 | 100 | NR | 15.5 | 100 | NR | 1.935% | OFFICIAL | 5PS47G56F56919C100 | 30 | 5PS | INSTALLATION PASS | 47G | CONDUITS ACCESSORIES | 56F | CABLE GLANDS+ACCESS. | 50 | 900 | NR | 37.082 | CCM | 9.565 | 8.609 | G | 8011564017580 | 8011564327542 | 8011564551534 | 39269097
GW50604 | GREY SADDLE SNAP CLIP FOR CONDUIT D.32MM | Uchwyt otwarty rur 32mm HF | 26.4 | 100 | NR | 25.9 | 100 | NR | 1.931% | OFFICIAL | 5PS47G56F56918W100 | 30 | 5PS | INSTALLATION PASS | 47G | CONDUITS ACCESSORIES | 56F | CABLE GLANDS+ACCESS. | 100 | 900 | NR | 41.922 | CCM | 8.889 | 8 | G | 8011564017900 | 8011564328143 | 8011564328150 | 39259020
GW50611 | POLYMER CLIP D.5-6 MM GREY | ZACISK POLIMEROWY ŚR.5-6 MM SZARY | 2.65 | 100 | NR | 2.6 | 100 | NR | 1.923% | OFFICIAL | 5PS47G56F56919C100 | 30 | 5PS | INSTALLATION PASS | 47G | CONDUITS ACCESSORIES | 56F | CABLE GLANDS+ACCESS. | 100 | 8000 | NR | 3.25 | CCM | 1.2 | 1.08 | G | 8011564017504 | 8011564327382 | 8011564364264 | 39269097
GW50616 | GREY ROUND CABLE CLIP D.15-16 | SZARY OKRĄGŁY ZACISK KABLOWY ŚR. 15-16 | 7.95 | 100 | NR | 7.8 | 100 | NR | 1.923% | OFFICIAL | 5PS47G56F56919C100 | 30 | 5PS | INSTALLATION PASS | 47G | CONDUITS ACCESSORIES | 56F | CABLE GLANDS+ACCESS. | 100 | 3000 | NR | 13.785 | CCM | 4.711 | 4.24 | G | 8011564017559 | 8011564327481 | 8011564364318 | 39269097
GW50621 | POLYMER CLIP D.5-6 MM WHITE | ZACISK POLIMEROWY ŚR.5-6 MM BIAŁY | 2.65 | 100 | NR | 2.6 | 100 | NR | 1.923% | OFFICIAL | 5PS47G56F56919C100 | 30 | 5PS | INSTALLATION PASS | 47G | CONDUITS ACCESSORIES | 56F | CABLE GLANDS+ACCESS. | 100 | 8000 | NR | 3.25 | CCM | 1.167 | 1.05 | G | 8011564017603 | 8011564327580 | 8011564364363 | 39269097
GW50817 | GALVANISED STEEL CLIP D.25-26MM | ZACISK ZE STALI CYNKOWANEJ ŚR. 25-26MM | 21.2 | 100 | NR | 20.8 | 100 | NR | 1.923% | OFFICIAL | 5PS47G56F57119K100 | 30 | 5PS | INSTALLATION PASS | 47G | CONDUITS ACCESSORIES | 56F | CABLE GLANDS+ACCESS. | 50 | 1000 | NR | 28.728 | CCM | 12.467 | 11.8 | G | 8011564018112 | 8011564364547 | 8011564364554 | 73269098
GW52401 | MULTI-DIAMETER DRILL MILLING CUTTER | WIELOŚREDNICOWE WIERTŁO FREZOWE | 371 | 1 | NR | 364 | 1 | NR | 1.923% | OFFICIAL | 5PS47G56F5731A4100 | 30 | 5PS | INSTALLATION PASS | 47G | CONDUITS ACCESSORIES | 56F | CABLE GLANDS+ACCESS. | 1 | 4 | NR | 1249.5 | CCM | 354.25 | 318.825 | G | 8011564012691 | 8011564012691 | 8011564322233 | 85389099
GW50606 | SADDLE COLLAR CLIP FOR CONDUIT DIAM.20MM | Uchwyt zamyk. rur 20mm HF | 16 | 100 | NR | 15.7 | 100 | NR | 1.911% | OFFICIAL | 5PS47G56F56918Y100 | 30 | 5PS | INSTALLATION PASS | 47G | CONDUITS ACCESSORIES | 56F | CABLE GLANDS+ACCESS. | 100 | 900 | NR | 26.775 | CCM | 4.362 | 3.926 | G | 8011564017924 | 8011564328181 | 8011564328198 | 39259020
GW52353 | PLASTIC FIXING NUT - M16 | NAKRĘTKA Z TWORZYWA SZTUCZNEGO - M16 | 16 | 100 | NR | 15.7 | 100 | NR | 1.911% | OFFICIAL | 5PS47G56F56317T100 | 30 | 5PS | INSTALLATION PASS | 47G | CONDUITS ACCESSORIES | 56F | CABLE GLANDS+ACCESS. | 100 | 1000 | NR | 4.998 | CCM | 1.425 | 1.204 | G | 8011564772595 | 8011564914964 | 8011564914971 | 73181631
GW50423 | D.29 BOX- CONDUIT D.20 IP44 GREY | D29 Dławik Peszel 20mm IP44 | 26.7 | 100 | NR | 26.2 | 100 | NR | 1.908% | OFFICIAL | 5PS47G56F56518G100 | 30 | 5PS | INSTALLATION PASS | 47G | CONDUITS ACCESSORIES | 56F | CABLE GLANDS+ACCESS. | 25 | 350 | NR | 83.757 | CCM | 11.429 | 10.286 | G | 8011564014428 | 8011564324077 | 8011564324084 | 39174000
GW52364 | PLASTIC CLOSING CAP - PG13.5 | PLASTIKOWA ZATYCZKA - PG13,5 | 21.4 | 100 | NR | 21 | 100 | NR | 1.905% | OFFICIAL | 5PS47G56F56318F100 | 30 | 5PS | INSTALLATION PASS | 47G | CONDUITS ACCESSORIES | 56F | CABLE GLANDS+ACCESS. | 100 | 400 | NR | 19.031 | CCM | 13.594 | 13.008 | G | 8011564773127 | 8011564915725 | 8011564915732 | 85389099
GW52412 | TAPERED DRILL MILLING CUTTER METAL BOARD | STOŻKOWE WIERTŁO FREZOWE PŁYTA METALOWA | 162 | 1 | NR | 159 | 1 | NR | 1.887% | OFFICIAL | 5PS47G56F5731A4100 | 30 | 5PS | INSTALLATION PASS | 47G | CONDUITS ACCESSORIES | 56F | CABLE GLANDS+ACCESS. | 1 | 4 | NR | 1249.5 | CCM | 335.5 | 301.95 | G | 8011564033467 | 8011564033467 | 8011564346987 | 85389099
GW50826 | GALVANISED STEEL U-BOLT D.21-22MM | ŚRUBA U-KSZTAŁTNA STAL CYNK.ŚR 21-22 MM | 16.3 | 100 | NR | 16 | 100 | NR | 1.875% | OFFICIAL | 5PS47G56F57119M100 | 30 | 5PS | INSTALLATION PASS | 47G | CONDUITS ACCESSORIES | 56F | CABLE GLANDS+ACCESS. | 50 | 1000 | NR | 19.095 | CCM | 8.848 | 7.963 | G | 8011564018204 | 8011564328747 | 8011564364639 | 73269098
GW52078 | NYLON CABLE GLAND WITH FIXING NUT - PG36 | NYLON.DŁAWIK KABL. Z NAKRĘTKĄ MOCUJ-PG36 | 327 | 100 | NR | 321 | 100 | NR | 1.869% | OFFICIAL | 5PS47G56F56317Z100 | 30 | 5PS | INSTALLATION PASS | 47G | CONDUITS ACCESSORIES | 56F | CABLE GLANDS+ACCESS. | 10 | 120 | NR | 264 | CCM | 82.165 | 82.165 | G | 8011564771826 | 8011564914032 | 8011564914049 | 85389099
GW52344 | PLASTIC FIXING NUT - PG13.5 | NAKRĘTKA Z TWORZYWA SZTUCZNEGO - PG13,5 | 16.4 | 100 | NR | 16.1 | 100 | NR | 1.863% | OFFICIAL | 5PS47G56F56317R100 | 30 | 5PS | INSTALLATION PASS | 47G | CONDUITS ACCESSORIES | 56F | CABLE GLANDS+ACCESS. | 100 | 800 | NR | 13.437 | CCM | 2.071 | 1.704 | G | 8011564772519 | 8011564914803 | 8011564914810 | 73181631
GW52447 | O-RING GASKET PG29 | USZCZELKA O-RING PG29 | 16.4 | 100 | NR | 16.1 | 100 | NR | 1.863% | OFFICIAL | 5PS47G56F56318J100 | 30 | 5PS | INSTALLATION PASS | 47G | CONDUITS ACCESSORIES | 56F | CABLE GLANDS+ACCESS. | 250 | 1250 | NR | 6.09 | CCM | 2.19 | 2.002 | G | 8011564772977 | 8011564915428 | 8011564915435 | 39269097
DX51306 | 935 PLUG D.8 | 935 KOŁEK ŚR. 8 | 0.11 | 1 | NR | 10.8 | 100 | NR | 1.852% | OFFICIAL | 5PS47G56F56933S100 | 30 | 5PS | INSTALLATION PASS | 47G | CONDUITS ACCESSORIES | 56F | CABLE GLANDS+ACCESS. | 200 | 600 | NR | 7.054 | CCM | 1.207 | 1.086 | G | 8018678010148 | 8018678016607 | 8011564480209 | 39269097
DX51308 | 934 PLUG D.7 | 934 KOŁEK ŚR. 7 | 0.11 | 1 | NR | 10.8 | 100 | NR | 1.852% | OFFICIAL | 5PS47G56F56933S100 | 30 | 5PS | INSTALLATION PASS | 47G | CONDUITS ACCESSORIES | 56F | CABLE GLANDS+ACCESS. | 200 | 600 | NR | 12.688 | CCM | 1.805 | 1.625 | G | 8018678010131 | 8018678039002 | 8011564480216 | 39269097
GW50203 | FLEX.COUPLING FOR CONDUIT IP66 25MM | ELAST.ZŁĄCZE DO RUR SZTYWNYCH IP66 25MM | 2.75 | 1 | NR | 2.7 | 1 | NR | 1.852% | OFFICIAL | 5PS47G56F56718M100 | 30 | 5PS | INSTALLATION PASS | 47G | CONDUITS ACCESSORIES | 56F | CABLE GLANDS+ACCESS. | 10 | 40 | NR | 707.2 | CCM | 116.55 | 104.895 | G | 8011564017306 | 8011564552319 | 8011564513068 | 39174000
GW50612 | POLYMER CLIP D.7-8 MM GREY | ZACISK POLIMEROWY ŚR.7-8 MM SZARY | 2.75 | 100 | NR | 2.7 | 100 | NR | 1.852% | OFFICIAL | 5PS47G56F56919C100 | 30 | 5PS | INSTALLATION PASS | 47G | CONDUITS ACCESSORIES | 56F | CABLE GLANDS+ACCESS. | 100 | 8000 | NR | 3.25 | CCM | 1.536 | 1.382 | G | 8011564017511 | 8011564327405 | 8011564364271 | 39269097
GW50622 | POLYMER CLIP D.7-8 MM WHITE | ZACISK POLIMEROWY ŚR.7-8 MM BIAŁY | 2.75 | 100 | NR | 2.7 | 100 | NR | 1.852% | OFFICIAL | 5PS47G56F56919C100 | 30 | 5PS | INSTALLATION PASS | 47G | CONDUITS ACCESSORIES | 56F | CABLE GLANDS+ACCESS. | 100 | 8000 | NR | 3.25 | CCM | 1.512 | 1.361 | G | 8011564017610 | 8011564327603 | 8011564364370 | 39269097
GW50624 | WHITE FLAT CLIP WIDTH 7-8MM GREY | BIAŁY PŁASKI ZACISK SZER. 7-8MM SZARY | 2.75 | 100 | NR | 2.7 | 100 | NR | 1.852% | OFFICIAL | 5PS47G56F56919E100 | 30 | 5PS | INSTALLATION PASS | 47G | CONDUITS ACCESSORIES | 56F | CABLE GLANDS+ACCESS. | 100 | 15000 | NR | 3.081 | CCM | 0.977 | 0.88 | G | 8011564017634 | 8011564327641 | 8011564327658 | 39269097
GW50625 | WHITE FLAT CLIP WIDTH 10-11MM GREY | BIAŁY PŁASKI ZACISK SZER. 10-11MM SZARY | 2.75 | 100 | NR | 2.7 | 100 | NR | 1.852% | OFFICIAL | 5PS47G56F56919E100 | 30 | 5PS | INSTALLATION PASS | 47G | CONDUITS ACCESSORIES | 56F | CABLE GLANDS+ACCESS. | 100 | 4800 | NR | 4.169 | CCM | 1.481 | 1.333 | G | 8011564017641 | 8011564327665 | 8011564327672 | 39269097
GW50792 | FABRIC FIXING BAND - 10M | TAŚMA MOCUJĄCA TKANINĘ - 10M | 5.5 | 1 | NR | 5.4 | 1 | NR | 1.852% | OFFICIAL | 5PS47G56F57119L100 | 30 | 5PS | INSTALLATION PASS | 47G | CONDUITS ACCESSORIES | 56F | CABLE GLANDS+ACCESS. | 10 | 100 | NR | 462.21 | CCM | 90 | 88 | G | 8011564771680 | 8011564913769 | 8011564924017 | 85389099
GW52379 | PLASTIC CLOSING CAP - M63 | PLASTIKOWA ZATYCZKA - M63 | 275 | 100 | NR | 270 | 100 | NR | 1.852% | OFFICIAL | 5PS47G56F56318H100 | 30 | 5PS | INSTALLATION PASS | 47G | CONDUITS ACCESSORIES | 56F | CABLE GLANDS+ACCESS. | 10 | 100 | NR | 148.07 | CCM | 35.582 | 33.047 | G | 8011564773264 | 8011564916005 | 8011564916012 | 85389099
GW50201 | FLEX.COUPLING FOR CONDUIT IP66 16MM | ELAST.ZŁĄCZE DO RUR SZTYWNYCH IP66 16MM | 1.68 | 1 | NR | 1.65 | 1 | NR | 1.818% | OFFICIAL | 5PS47G56F56718M100 | 30 | 5PS | INSTALLATION PASS | 47G | CONDUITS ACCESSORIES | 56F | CABLE GLANDS+ACCESS. | 20 | 60 | NR | 246.783 | CCM | 38.567 | 34.71 | G | 8011564017283 | 8011564326972 | 8011564326989 | 39174000
GW52459 | O-RING GASKET M63 | USZCZELKA O-RING M63 | 114 | 100 | NR | 112 | 100 | NR | 1.786% | OFFICIAL | 5PS47G56F56318L100 | 30 | 5PS | INSTALLATION PASS | 47G | CONDUITS ACCESSORIES | 56F | CABLE GLANDS+ACCESS. | 50 | 500 | NR | 15.225 | CCM | 4.479 | 4.01 | G | 8011564773080 | 8011564915640 | 8011564915657 | 39269097
GW52002 | POLYMER CABLE GLAND PG9 IP66 | POLIMEROWY DŁAWIK KABLOWY PG9 IP66 | 0.4 | 1 | NR | 39.3 | 100 | NR | 1.781% | OFFICIAL | 5PS47G56F56317Y100 | 30 | 5PS | INSTALLATION PASS | 47G | CONDUITS ACCESSORIES | 56F | CABLE GLANDS+ACCESS. | 50 | 600 | NR | 31.825 | CCM | 7.082 | 6.374 | G | 8011564017016 | 8011564326613 | 8011564326620 | 85389099
GW52375 | PLASTIC CLOSING CAP - M25 | PLASTIKOWA ZATYCZKA - M25 | 0.4 | 1 | NR | 39.3 | 100 | NR | 1.781% | OFFICIAL | 5PS47G56F56318H100 | 30 | 5PS | INSTALLATION PASS | 47G | CONDUITS ACCESSORIES | 56F | CABLE GLANDS+ACCESS. | 100 | 400 | NR | 19.031 | CCM | 3.533 | 3.463 | G | 8011564773226 | 8011564915923 | 8011564915930 | 85389099
GW52049 | INDUSTRIAL APPL.CABLE GLAND M63 IP68 | DŁAWIK KABL. DO ZAST.PRZEMYSŁ.M60 IP68 | 5.9 | 1 | NR | 5.8 | 1 | NR | 1.724% | OFFICIAL | 5PS47G56F56318A100 | 30 | 5PS | INSTALLATION PASS | 47G | CONDUITS ACCESSORIES | 56F | CABLE GLANDS+ACCESS. | 5 | 60 | NR | 638.4 | CCM | 134.433 | 120.99 | G | 8011564082144 | 8011564453197 | 8011564453180 | 85389099
GW52076 | NYLON CABLE GLAND WITH FIXING NUT - PG21 | NYLON.DŁAWIK KABL. Z NAKRĘTKĄ MOCUJ-PG21 | 118 | 100 | NR | 116 | 100 | NR | 1.724% | OFFICIAL | 5PS47G56F56317Z100 | 30 | 5PS | INSTALLATION PASS | 47G | CONDUITS ACCESSORIES | 56F | CABLE GLANDS+ACCESS. | 25 | 200 | NR | 215.04 | CCM | 22.827 | 22.827 | G | 8011564771802 | 8011564913998 | 8011564914001 | 85389099
GW52420 | DISPENSER FOR ACCESORIES RANGE 50-52 | DOZOWNIK DO AKCESORIÓW ZAKRES 50-52 | 118 | 1 | NR | 116 | 1 | NR | 1.724% | OFFICIAL | 5PS47G56F5731A4100 | 30 | 5PS | INSTALLATION PASS | 47G | CONDUITS ACCESSORIES | 56F | CABLE GLANDS+ACCESS. | 1 | 1 | NR | 67022 | CCM | 4.456 | 3.85 | KG | 8011564782716 | 8011564782716 | 8011564782716 | 85389099
GW50824 | GALVANISED STEEL U-BOLT D.16-17MM | ŚRUBA U-KSZTAŁTNA STAL CYNK.ŚR 16-17 MM | 0.12 | 1 | NR | 11.8 | 100 | NR | 1.695% | OFFICIAL | 5PS47G56F57119M100 | 30 | 5PS | INSTALLATION PASS | 47G | CONDUITS ACCESSORIES | 56F | CABLE GLANDS+ACCESS. | 100 | 1600 | NR | 15.061 | CCM | 6.853 | 6.167 | G | 8011564018181 | 8011564328709 | 8011564515161 | 73269098
GW50828 | GALVANISED STEEL U-BOLT D.31-32MM | ŚRUBA U-KSZTAŁTNA STAL CYNK.ŚR 31-32 MM | 0.24 | 1 | NR | 23.6 | 100 | NR | 1.695% | OFFICIAL | 5PS47G56F57119M100 | 30 | 5PS | INSTALLATION PASS | 47G | CONDUITS ACCESSORIES | 56F | CABLE GLANDS+ACCESS. | 50 | 600 | NR | 44.795 | CCM | 16.962 | 15.266 | G | 8011564018228 | 8011564328785 | 8011564364653 | 73269098
GW52046 | CABLE GLAND INS.MATERIAL M32 IP66 | DŁAWIK KABL.MATERIAŁ IZOL.PG42 IP66 | 3.05 | 1 | NR | 3 | 1 | NR | 1.667% | OFFICIAL | 5PS47G56F56318A100 | 30 | 5PS | INSTALLATION PASS | 47G | CONDUITS ACCESSORIES | 56F | CABLE GLANDS+ACCESS. | 25 | 150 | NR | 255.36 | CCM | 52.187 | 46.968 | G | 8011564075634 | 8011564402928 | 8011564457737 | 85389099
GW50827 | GALVANISED STEEL U-BOLT D.25-26MM | ŚRUBA U-KSZTAŁTNA STAL CYNK.ŚR 25-26 MM | 18.4 | 100 | NR | 18.1 | 100 | NR | 1.657% | OFFICIAL | 5PS47G56F57119M100 | 30 | 5PS | INSTALLATION PASS | 47G | CONDUITS ACCESSORIES | 56F | CABLE GLANDS+ACCESS. | 50 | 800 | NR | 30.122 | CCM | 11.713 | 10.541 | G | 8011564018211 | 8011564328761 | 8011564515178 | 73269098
GW50653 | CRIMP-ON MULTI-DIAMETER COLLAR - Ø40-50 | KOŁNIERZ WIELOŚREDN. ZACISKANY - Ø40-50 | 124 | 100 | NR | 122 | 100 | NR | 1.639% | OFFICIAL | 5PS47G56F56918S100 | 30 | 5PS | INSTALLATION PASS | 47G | CONDUITS ACCESSORIES | 56F | CABLE GLANDS+ACCESS. | 15 | 150 | NR | 18.813 | CCM | 4.544 | 4.544 | G | 8011564771390 | 8011564913233 | 8011564913240 | 39269097
DX51232 | 930 FIXING TIE GREY | 930 OBEJMA MOCUJĄCA Z OPASKĄ SZARA 16-32 | 0.19 | 1 | NR | 18.7 | 100 | NR | 1.604% | OFFICIAL | 5PS47G56F56933Q100 | 30 | 5PS | INSTALLATION PASS | 47G | CONDUITS ACCESSORIES | 56F | CABLE GLANDS+ACCESS. | 100 | 800 | NR | 36.644 | CCM | 3.644 | 3.279 | G | 8018678010094 | 8018678016546 | 8018678039118 | 39269097
GW50417 | D.29 BOX-CONDUIT D.25 UNION IP66 GREY | Dławik Peszla 25mm IP65/IP54 | 1.3 | 1 | NR | 1.28 | 1 | NR | 1.562% | OFFICIAL | 5PS47G56F56518E100 | 30 | 5PS | INSTALLATION PASS | 47G | CONDUITS ACCESSORIES | 56F | CABLE GLANDS+ACCESS. | 25 | 150 | NR | 191.15 | CCM | 37.853 | 34.068 | G | 8011564017429 | 8011564327252 | 8011564327269 | 39174000
GW50814 | GALVANISED STEEL CLIP D.16-17MM | ZACISK ZE STALI CYNKOWANEJ ŚR. 16-17MM | 0.13 | 1 | NR | 12.8 | 100 | NR | 1.562% | OFFICIAL | 5PS47G56F57119K100 | 30 | 5PS | INSTALLATION PASS | 47G | CONDUITS ACCESSORIES | 56F | CABLE GLANDS+ACCESS. | 100 | 1600 | NR | 15.061 | CCM | 8.003 | 7.3 | G | 8011564018082 | 8011564328501 | 8011564515154 | 73269098
GW52341 | PLASTIC FIXING NUT - PG7 | NAKRĘTKA Z TWORZYWA SZTUCZNEGO - PG7 | 0.13 | 1 | NR | 12.8 | 100 | NR | 1.562% | OFFICIAL | 5PS47G56F56317R100 | 30 | 5PS | INSTALLATION PASS | 47G | CONDUITS ACCESSORIES | 56F | CABLE GLANDS+ACCESS. | 100 | 1000 | NR | 4.998 | CCM | 1.278 | 1.105 | G | 8011564772489 | 8011564914742 | 8011564914759 | 73181631
GW50419 | D.48 BOX-CONDUIT D.40 UNION IP66 GREY | Dławik Peszla 40mm IP65/IP54 | 3.35 | 1 | NR | 3.3 | 1 | NR | 1.515% | OFFICIAL | 5PS47G56F56518E100 | 30 | 5PS | INSTALLATION PASS | 47G | CONDUITS ACCESSORIES | 56F | CABLE GLANDS+ACCESS. | 6 | 60 | NR | 556.233 | CCM | 99.083 | 89.175 | G | 8011564017443 | 8011564327290 | 8011564327306 | 39174000
GW50613 | POLYMER CLIP D.9-10 MM GREY | ZACISK POLIMEROWY ŚR.9-10 MM SZARY | 3.35 | 100 | NR | 3.3 | 100 | NR | 1.515% | OFFICIAL | 5PS47G56F56919C100 | 30 | 5PS | INSTALLATION PASS | 47G | CONDUITS ACCESSORIES | 56F | CABLE GLANDS+ACCESS. | 100 | 6000 | NR | 8.959 | CCM | 1.794 | 1.615 | G | 8011564017528 | 8011564327429 | 8011564364288 | 39269097
GW52026 | CABLE GLAND PG21 W.HOUSING RIGID COND. | DŁAWIK KABL.PG21 Z OBUD.DO PRZEW.SZTYW | 1.35 | 1 | NR | 1.33 | 1 | NR | 1.504% | OFFICIAL | 5PS47G56F56318C100 | 30 | 5PS | INSTALLATION PASS | 47G | CONDUITS ACCESSORIES | 56F | CABLE GLANDS+ACCESS. | 15 | 240 | NR | 192.588 | CCM | 35.529 | 31.976 | G | 8011564025165 | 8011564336858 | 8011564336865 | 85389099
GW50210 | FLEX.COUPLING FOR CONDUIT IP44 32MM | ELAST.ZŁĄCZE DO RUR SZTYWNYCH IP44 32MM | 3.45 | 1 | NR | 3.4 | 1 | NR | 1.471% | OFFICIAL | 5PS47G56F56718O100 | 30 | 5PS | INSTALLATION PASS | 47G | CONDUITS ACCESSORIES | 56F | CABLE GLANDS+ACCESS. | 10 | 20 | NR | 1068.75 | CCM | 149.85 | 134.865 | G | 8011564017375 | 8011564327153 | 8011564552326 | 39174000
GW50208 | FLEX.COUPLING FOR CONDUIT IP44 20MM | ELAST.ZŁĄCZE DO RUR SZTYWNYCH IP44 20MM | 1.4 | 1 | NR | 1.38 | 1 | NR | 1.449% | OFFICIAL | 5PS47G56F56718O100 | 30 | 5PS | INSTALLATION PASS | 47G | CONDUITS ACCESSORIES | 56F | CABLE GLANDS+ACCESS. | 20 | 120 | NR | 216.641 | CCM | 47.842 | 43.058 | G | 8011564017351 | 8011564327115 | 8011564327122 | 39174000
GW52042 | INDUSTRIAL APPL.CABLE GLAND M12 IP68 | DŁAWIK KABL. DO ZAST.PRZEMYSŁ.M12 IP68 | 0.71 | 1 | NR | 0.7 | 1 | NR | 1.429% | OFFICIAL | 5PS47G56F56318A100 | 30 | 5PS | INSTALLATION PASS | 47G | CONDUITS ACCESSORIES | 56F | CABLE GLANDS+ACCESS. | 50 | 600 | NR | 24.678 | CCM | 5.465 | 4.311 | G | 8011564082113 | 8011564453128 | 8011564453111 | 85389099
GW52047 | CABLE GLAND INS.MATERIAL M40 IP68 | DŁAWIK KABL.MATERIAŁ IZOL. M40 IP68 | 3.6 | 1 | NR | 3.55 | 1 | NR | 1.408% | OFFICIAL | 5PS47G56F56318A100 | 30 | 5PS | INSTALLATION PASS | 47G | CONDUITS ACCESSORIES | 56F | CABLE GLANDS+ACCESS. | 10 | 120 | NR | 447.925 | CCM | 97.275 | 85.687 | G | 8011564082120 | 8011564453159 | 8011564453142 | 85389099
GW52028 | CABLE GLAND PG36 W.HOUSING RIGID COND. | DŁAWIK KABL.PG36 Z OBUD.DO PRZEW.SZTYW | 3.65 | 1 | NR | 3.6 | 1 | NR | 1.389% | OFFICIAL | 5PS47G56F56318C100 | 30 | 5PS | INSTALLATION PASS | 47G | CONDUITS ACCESSORIES | 56F | CABLE GLANDS+ACCESS. | 6 | 54 | NR | 618.037 | CCM | 122.222 | 102.34 | G | 8011564025189 | 8011564336896 | 8011564516779 | 85389099
GW50420 | D.54 BOX-CONDUIT D.54 UNION IP66 GREY | Dławik Peszla 50mm IP65/IP54 | 3.7 | 1 | NR | 3.65 | 1 | NR | 1.37% | OFFICIAL | 5PS47G56F56518E100 | 30 | 5PS | INSTALLATION PASS | 47G | CONDUITS ACCESSORIES | 56F | CABLE GLANDS+ACCESS. | 5 | 50 | NR | 667.48 | CCM | 143.44 | 129.096 | G | 8011564017450 | 8011564327313 | 8011564327320 | 39174000
GW52455 | O-RING GASKET M25 | USZCZELKA O-RING M25 | 0.15 | 1 | NR | 14.8 | 100 | NR | 1.351% | OFFICIAL | 5PS47G56F56318L100 | 30 | 5PS | INSTALLATION PASS | 47G | CONDUITS ACCESSORIES | 56F | CABLE GLANDS+ACCESS. | 500 | 2000 | NR | 2.116 | CCM | 0.33 | 0.31 | G | 8011564773042 | 8011564915565 | 8011564915572 | 39269097
GW52345 | PLASTIC FIXING NUT - PG16 | NAKRĘTKA Z TWORZYWA SZTUCZNEGO - PG16 | 0.18 | 1 | NR | 17.8 | 100 | NR | 1.124% | OFFICIAL | 5PS47G56F56317R100 | 30 | 5PS | INSTALLATION PASS | 47G | CONDUITS ACCESSORIES | 56F | CABLE GLANDS+ACCESS. | 100 | 600 | NR | 17.916 | CCM | 2.935 | 2.406 | G | 8011564772526 | 8011564914827 | 8011564914834 | 73181631
GW52362 | PLASTIC CLOSING CAP - PG9 | PLASTIKOWA ZATYCZKA - PG9 | 0.18 | 1 | NR | 17.8 | 100 | NR | 1.124% | OFFICIAL | 5PS47G56F56318F100 | 30 | 5PS | INSTALLATION PASS | 47G | CONDUITS ACCESSORIES | 56F | CABLE GLANDS+ACCESS. | 100 | 500 | NR | 8.465 | CCM | 1.024 | 1.024 | G | 8011564773103 | 8011564915688 | 8011564915695 | 85389099
GW52452 | O-RING GASKET M12 | USZCZELKA O-RING M12 | 0.1 | 1 | NR | 9.9 | 100 | NR | 1.01% | OFFICIAL | 5PS47G56F56318L100 | 30 | 5PS | INSTALLATION PASS | 47G | CONDUITS ACCESSORIES | 56F | CABLE GLANDS+ACCESS. | 500 | 2500 | NR | 1.693 | CCM | 0.09 | 0.09 | G | 8011564773011 | 8011564915503 | 8011564915510 | 39269097
DX59551 | 360X260 A.C. - KIT SEALING GASKET | 360X260 K.D. - USZCZELKA DO ZESTAWU | 11.8 | 1 | NR | 11.5 | 1 | NR | 2.609% | OFFICIAL | 5PS47G60FA853E2100 | 30 | 5PS | INSTALLATION PASS | 47G | CONDUITS ACCESSORIES | 60F | WELLS | 1 | 10 | NR | 499.8 | CCM | 27.9 | 25.11 | G | 8018678030450 | 8018678030450 | 8011564482654 | 85389099
DX59453 | KIT LIFTING CENTRAL SCREW BOLT | ŚRUBA CENTRALNA PODNOSZĄCA ZESTAWU | 4 | 1 | NR | 3.9 | 1 | NR | 2.564% | OFFICIAL | 5PS47G60FA873E4100 | 30 | 5PS | INSTALLATION PASS | 47G | CONDUITS ACCESSORIES | 60F | WELLS | 1 | 20 | NR | 249.9 | CCM | 26.348 | 15.674 | G | 8011564434516 | 8011564434516 | 8011564663022 | 85389099
DX59710 | 300X300 GREY SOLID LID | 300X300 POKRYWA LITA SZARA | 13 | 1 | NR | 12.7 | 1 | NR | 2.362% | OFFICIAL | 5PS47G60FA873E6100 | 30 | 5PS | INSTALLATION PASS | 47G | CONDUITS ACCESSORIES | 60F | WELLS | 1 | 5 | NR | 3819 | CCM | 905 | 804.6 | G | 8011564131187 | 8011564131187 | 8011564511804 | 85389099
DX59730 | 300X300 GREEN SOLID COVER | 300X300 POKRYWA LITA ZIELONA | 13 | 1 | NR | 12.7 | 1 | NR | 2.362% | OFFICIAL | 5PS47G60FA873E6100 | 30 | 5PS | INSTALLATION PASS | 47G | CONDUITS ACCESSORIES | 60F | WELLS | 1 | 5 | NR | 3819 | CCM | 710 | 639 | G | 8011564131194 | 8011564131194 | 8011564511811 | 85389099
DX59951 | 500X500 ACCESS CHAMBER SEALING GASKET | 500X500 USZCZELKA KOMORY DOSTĘPU | 13 | 1 | NR | 12.7 | 1 | NR | 2.362% | OFFICIAL | 5PS47G60FA873EA100 | 30 | 5PS | INSTALLATION PASS | 47G | CONDUITS ACCESSORIES | 60F | WELLS | 1 | 10 | NR | 1909.5 | CCM | 39.8 | 35.82 | G | 8011564130944 | 8011564130944 | 8011564511446 | 40029990
DX59740 | 300X300 ACCESS CHAMBER DIVIDER | 300X300 PRZEKŁADKA KOMORY DOSTĘPU | 13.1 | 1 | NR | 12.8 | 1 | NR | 2.344% | OFFICIAL | 5PS47G60FA873E6100 | 30 | 5PS | INSTALLATION PASS | 47G | CONDUITS ACCESSORIES | 60F | WELLS | 1 | 10 | NR | 1074.938 | CCM | 232 | 209 | G | 8011564131224 | 8011564131224 | 8011564511842 | 85389099
DX59401 | 200X200 ACCESS CHAMBER | 200X200 KOMORA DOSTĘPU | 9.15 | 1 | NR | 8.95 | 1 | NR | 2.235% | OFFICIAL | 5PS47G60FA873E4100 | 30 | 5PS | INSTALLATION PASS | 47G | CONDUITS ACCESSORIES | 60F | WELLS | 1 | 1 | NR | 9261 | CCM | 0.995 | 0.941 | KG | 8011564131019 | 8011564131019 | 8011564511712 | 85389099
DX59802 | 400X400 ACCESS CHAMBER WITHOUT LID | 400X400 KOMORA DOSTĘPU BEZ POKRYWY | 42.2 | 1 | NR | 41.3 | 1 | NR | 2.179% | OFFICIAL | 5PS47G60FA873E8100 | 30 | 5PS | INSTALLATION PASS | 47G | CONDUITS ACCESSORIES | 60F | WELLS | 1 | 1 | NR | 64000 | CCM | 3.1 | 3.098 | KG | 8011564131248 | 8011564131248 | 8011564588363 | 85389099
DX59410 | 200X200 GREY SOLID LID | 200X200 POKRYWA LITA SZARA | 4.75 | 1 | NR | 4.65 | 1 | NR | 2.151% | OFFICIAL | 5PS47G60FA873E4100 | 30 | 5PS | INSTALLATION PASS | 47G | CONDUITS ACCESSORIES | 60F | WELLS | 1 | 5 | NR | 1522.5 | CCM | 0.365 | 0.33 | KG | 8011564131118 | 8011564131118 | 8011564511736 | 85389099
DX59430 | 200X200 GREEN SOLID COVER | 200X200 POKRYWA LITA ZIELONA | 4.75 | 1 | NR | 4.65 | 1 | NR | 2.151% | OFFICIAL | 5PS47G60FA873E4100 | 30 | 5PS | INSTALLATION PASS | 47G | CONDUITS ACCESSORIES | 60F | WELLS | 1 | 5 | NR | 3231.9 | CCM | 300 | 270 | G | 8011564131125 | 8011564131125 | 8011564511743 | 85389099
DX59452 | KIT 4 SCREWS FOR 400x400-550x550 A.C. | ZESTAW 4 ŚRUB DO K.D. 400x400-550x550 | 4.75 | 1 | NR | 4.65 | 1 | NR | 2.151% | OFFICIAL | 5PS47G60FA873E4100 | 30 | 5PS | INSTALLATION PASS | 47G | CONDUITS ACCESSORIES | 60F | WELLS | 1 | 50 | NR | 99.96 | CCM | 20.226 | 14.63 | G | 8011564434509 | 8011564434509 | 8011564663015 | 85389099
DX59230 | 360X260 SOLID LID - GREEN | 360X260 POKRYWA LITA - ZIELONA | 43.4 | 1 | NR | 42.5 | 1 | NR | 2.118% | OFFICIAL | 5PS47G60FA853E2100 | 30 | 5PS | INSTALLATION PASS | 47G | CONDUITS ACCESSORIES | 60F | WELLS | 1 | 6 | NR | 4885.833 | CCM | 1.146 | 1.031 | KG | 8018678022837 | 8018678022837 | 8011564482609 | 85389099
DX59231 | 360X260 GRIDDED LID - GREEN | 360X260 POKRYWA Z KRATKĄ - ZIELONA | 43.4 | 1 | NR | 42.5 | 1 | NR | 2.118% | OFFICIAL | 5PS47G60FA853E2100 | 30 | 5PS | INSTALLATION PASS | 47G | CONDUITS ACCESSORIES | 60F | WELLS | 1 | 6 | NR | 4885.833 | CCM | 932.667 | 839.4 | G | 8018678022875 | 8018678022875 | 8011564482616 | 85389099
DX59701 | 300X300 ACCESS CHAMBER | 300X300 KOMORA DOSTĘPU | 34.3 | 1 | NR | 33.6 | 1 | NR | 2.083% | OFFICIAL | 5PS47G60FA873E6100 | 30 | 5PS | INSTALLATION PASS | 47G | CONDUITS ACCESSORIES | 60F | WELLS | 1 | 1 | NR | 27000 | CCM | 2.41 | 2.104 | KG | 8011564131163 | 8011564131163 | 8011564669413 | 85389099
DX59711 | 300X300 GREY GRIDDED COVER | 300X300 POKRYWA Z KRATKĄ SZARA | 14.7 | 1 | NR | 14.4 | 1 | NR | 2.083% | OFFICIAL | 5PS47G60FA873E6100 | 30 | 5PS | INSTALLATION PASS | 47G | CONDUITS ACCESSORIES | 60F | WELLS | 1 | 5 | NR | 5657.6 | CCM | 0.695 | 0.676 | KG | 8011564131200 | 8011564131200 | 8011564511828 | 85389099
DX59731 | 300X300 GREEN GRIDDED COVER | 300X300 POKRYWA Z KRATKĄ ZIELONA | 14.7 | 1 | NR | 14.4 | 1 | NR | 2.083% | OFFICIAL | 5PS47G60FA873E6100 | 30 | 5PS | INSTALLATION PASS | 47G | CONDUITS ACCESSORIES | 60F | WELLS | 1 | 5 | NR | 5657.6 | CCM | 0.615 | 0.554 | KG | 8011564131217 | 8011564131217 | 8011564511835 | 85389099
DX59801 | 400X400 ACCESS CHAMBER | 400X400 KOMORA DOSTĘPU | 73.5 | 1 | NR | 72 | 1 | NR | 2.083% | OFFICIAL | 5PS47G60FA873E8100 | 30 | 5PS | INSTALLATION PASS | 47G | CONDUITS ACCESSORIES | 60F | WELLS | 1 | 1 | NR | 64000 | CCM | 5.65 | 5.288 | KG | 8011564131231 | 8011564131231 | 8011564587748 | 85389099
DX59851 | 400X400 ACCESS CHAMBER SEALING GASKET | 400X400 USZCZELKA KOMORY DOSTĘPU | 9.9 | 1 | NR | 9.7 | 1 | NR | 2.062% | OFFICIAL | 5PS47G60FA873E8100 | 30 | 5PS | INSTALLATION PASS | 47G | CONDUITS ACCESSORIES | 60F | WELLS | 1 | 10 | NR | 1074.938 | CCM | 36.2 | 32.58 | G | 8011564130937 | 8011564130937 | 8011564511439 | 40029990
DX59511 | 360X260 SOLID LID - GREY | 360X260 POKRYWA LITA - SZARA | 34.7 | 1 | NR | 34 | 1 | NR | 2.059% | OFFICIAL | 5PS47G60FA853E2100 | 30 | 5PS | INSTALLATION PASS | 47G | CONDUITS ACCESSORIES | 60F | WELLS | 1 | 6 | NR | 4885.833 | CCM | 1.56 | 1.404 | KG | 8018678028020 | 8018678028020 | 8011564482562 | 85389099
DX59501 | 360X260 H.R. ACC. CHAMBER - 360X260X320 | 360X260 WYS.ODP.KOM. DOST.- 360X260X320 | 94.2 | 1 | NR | 92.3 | 1 | NR | 2.059% | OFFICIAL | 5PS47G60FA853E0100 | 30 | 5PS | INSTALLATION PASS | 47G | CONDUITS ACCESSORIES | 60F | WELLS | 1 | 1 | NR | 29952 | CCM | 3.56 | 3.322 | KG | 8018678027924 | 8018678027924 | 8018678027924 | 85389099
DX59240 | 360X260 A.C. - TRANSVERSAL SEPARATOR | 360X260 K.D. - RAMKA ROZDZIEL. POPRZECZ. | 34.8 | 1 | NR | 34.1 | 1 | NR | 2.053% | OFFICIAL | 5PS47G60FA853E2100 | 30 | 5PS | INSTALLATION PASS | 47G | CONDUITS ACCESSORIES | 60F | WELLS | 1 | 6 | NR | 1791.563 | CCM | 168.5 | 151.65 | G | 8018678022899 | 8018678022899 | 8011564482623 | 85389099
DX59940 | SEPARATOR PLATE FOR 550X550 A.C. | RAMKA ROZDZIELAJĄCA DO K.D. 550X550 | 34.8 | 1 | NR | 34.1 | 1 | NR | 2.053% | OFFICIAL | 5PS47G60FA873EA100 | 30 | 5PS | INSTALLATION PASS | 47G | CONDUITS ACCESSORIES | 60F | WELLS | 1 | 10 | NR | 6703.2 | CCM | 926.263 | 791.891 | G | 8011564438514 | 8011564438514 | 8011564666221 | 85389099
DX59502 | 360X260 PED. ACC. CHAMBER WITHOUT LID | 360X260 PŁASK. KOM. DOST. BEZ POKRYWY | 60 | 1 | NR | 58.8 | 1 | NR | 2.041% | OFFICIAL | 5PS47G60FA853E0100 | 30 | 5PS | INSTALLATION PASS | 47G | CONDUITS ACCESSORIES | 60F | WELLS | 1 | 1 | NR | 29952 | CCM | 2.075 | 1.879 | KG | 8018678027948 | 8018678027948 | 8018678027948 | 85389099
DX59702 | 300X300 ACCESS CHAMBER WITHOUT LID | 300X300 KOMORA DOSTĘPU BEZ POKRYWY | 25.1 | 1 | NR | 24.6 | 1 | NR | 2.033% | OFFICIAL | 5PS47G60FA873E6100 | 30 | 5PS | INSTALLATION PASS | 47G | CONDUITS ACCESSORIES | 60F | WELLS | 1 | 1 | NR | 27000 | CCM | 1.495 | 1.394 | KG | 8011564131170 | 8011564131170 | 8011564669420 | 85389099
DX59811 | 400X400 GREY GRIDDED COVER | 400X400 POKRYWA Z KRATKĄ SZARA | 40.2 | 1 | NR | 39.4 | 1 | NR | 2.03% | OFFICIAL | 5PS47G60FA873E8100 | 30 | 5PS | INSTALLATION PASS | 47G | CONDUITS ACCESSORIES | 60F | WELLS | 1 | 5 | NR | 11515 | CCM | 1.94 | 1.746 | KG | 8011564131286 | 8011564131286 | 8011564511897 | 85389099
DX59831 | 400X400 GREEN GRIDDED COVER | 400X400 POKRYWA Z KRATKĄ ZIELONA | 40.2 | 1 | NR | 39.4 | 1 | NR | 2.03% | OFFICIAL | 5PS47G60FA873E8100 | 30 | 5PS | INSTALLATION PASS | 47G | CONDUITS ACCESSORIES | 60F | WELLS | 1 | 5 | NR | 11515 | CCM | 1.885 | 1.697 | KG | 8011564131293 | 8011564131293 | 8011564511903 | 85389099
DX59751 | 300X300 ACCESS CHAMBER SEALING GASKET | 300X300 USZCZELKA KOMORY DOSTĘPU | 7.6 | 1 | NR | 7.45 | 1 | NR | 2.013% | OFFICIAL | 5PS47G60FA873E6100 | 30 | 5PS | INSTALLATION PASS | 47G | CONDUITS ACCESSORIES | 60F | WELLS | 1 | 10 | NR | 582.75 | CCM | 33.4 | 30.205 | G | 8011564130920 | 8011564130920 | 8011564511422 | 40029990
DX59241 | 360X260 A.C. - LONGITUDINAL SEPARATOR | 360X260 K.D. - RAMKA ROZDZIEL. PODŁUŻN. | 45.6 | 1 | NR | 44.7 | 1 | NR | 2.013% | OFFICIAL | 5PS47G60FA853E2100 | 30 | 5PS | INSTALLATION PASS | 47G | CONDUITS ACCESSORIES | 60F | WELLS | 1 | 4 | NR | 2809.625 | CCM | 243.667 | 219.3 | G | 8018678022912 | 8018678022912 | 8011564515826 | 85389099
DX59242 | 360X260 A.C. - DIAGONAL SEPARATOR | 360X260 K.D. - RAMKA ROZDZIEL. SKOŚNA | 50.8 | 1 | NR | 49.8 | 1 | NR | 2.008% | OFFICIAL | 5PS47G60FA853E2100 | 30 | 5PS | INSTALLATION PASS | 47G | CONDUITS ACCESSORIES | 60F | WELLS | 1 | 4 | NR | 1873.083 | CCM | 289.333 | 260.4 | G | 8018678022936 | 8018678022936 | 8011564515833 | 85389099
DX59901 | 500X500 ACCESS CHAMBER | 500X500 KOMORA DOSTĘPU | 208 | 1 | NR | 204 | 1 | NR | 1.961% | OFFICIAL | 5PS47G60FA873EA100 | 30 | 5PS | INSTALLATION PASS | 47G | CONDUITS ACCESSORIES | 60F | WELLS | 1 | 1 | NR | 145200 | CCM | 14.99 | 10.993 | KG | 8011564131316 | 8011564131316 | 8011564511927 | 85389099
DX59520 | 360X260 GRIDDED LID - GREY | 360X260 POKRYWA Z KRATKĄ - SZARA | 32.1 | 1 | NR | 31.5 | 1 | NR | 1.905% | OFFICIAL | 5PS47G60FA853E2100 | 30 | 5PS | INSTALLATION PASS | 47G | CONDUITS ACCESSORIES | 60F | WELLS | 1 | 6 | NR | 4885.833 | CCM | 1.105 | 0.994 | KG | 8018678028044 | 8018678028044 | 8011564482579 | 85389099
DX59910 | 500X500 GREY SOLID LID | 500X500 POKRYWA LITA SZARA | 107 | 1 | NR | 105 | 1 | NR | 1.905% | OFFICIAL | 5PS47G60FA873EA100 | 30 | 5PS | INSTALLATION PASS | 47G | CONDUITS ACCESSORIES | 60F | WELLS | 1 | 5 | NR | 33216.3 | CCM | 7.108 | 5.316 | KG | 8011564131330 | 8011564131330 | 8011564511941 | 85389099
DX59911 | 550X550 GREY GRIDDED COVER | 550X550 POKRYWA Z KRATKĄ SZARA | 107 | 1 | NR | 105 | 1 | NR | 1.905% | OFFICIAL | 5PS47G60FA873EA100 | 30 | 5PS | INSTALLATION PASS | 47G | CONDUITS ACCESSORIES | 60F | WELLS | 1 | 5 | NR | 33216.3 | CCM | 5.175 | 4.658 | KG | 8011564131354 | 8011564131354 | 8011564511965 | 85389099
DX59930 | 500X500 GREEN SOLID COVER | 500X500 POKRYWA LITA ZIELONA | 107 | 1 | NR | 105 | 1 | NR | 1.905% | OFFICIAL | 5PS47G60FA873EA100 | 30 | 5PS | INSTALLATION PASS | 47G | CONDUITS ACCESSORIES | 60F | WELLS | 1 | 5 | NR | 33216.3 | CCM | 4.46 | 4.015 | KG | 8011564131347 | 8011564131347 | 8011564511958 | 85389099
DX59931 | 500X500 GREEN GRIDDED COVER | 500X500 POKRYWA Z KRATKĄ ZIELONA | 107 | 1 | NR | 105 | 1 | NR | 1.905% | OFFICIAL | 5PS47G60FA873EA100 | 30 | 5PS | INSTALLATION PASS | 47G | CONDUITS ACCESSORIES | 60F | WELLS | 1 | 5 | NR | 33216.3 | CCM | 1.3 | 1.2 | KG | 8011564131361 | 8011564131361 | 8011564511972 | 85389099
DX59810 | 400X400 GREY SOLID LID | 400X400 POKRYWA LITA SZARA | 37.6 | 1 | NR | 36.9 | 1 | NR | 1.897% | OFFICIAL | 5PS47G60FA873E8100 | 30 | 5PS | INSTALLATION PASS | 47G | CONDUITS ACCESSORIES | 60F | WELLS | 1 | 5 | NR | 11515 | CCM | 2.69 | 1.887 | KG | 8011564131255 | 8011564131255 | 8011564511873 | 85389099
DX59830 | 400X400 GREEN SOLID COVER | 400X400 POKRYWA LITA ZIELONA | 37.6 | 1 | NR | 36.9 | 1 | NR | 1.897% | OFFICIAL | 5PS47G60FA873E8100 | 30 | 5PS | INSTALLATION PASS | 47G | CONDUITS ACCESSORIES | 60F | WELLS | 1 | 5 | NR | 11515 | CCM | 1.77 | 1.593 | KG | 8011564131279 | 8011564131279 | 8011564511880 | 85389099
DX59840 | 400X400 ACCESS CHAMBER DIVIDER | 400X400 PRZEKŁADKA KOMORY DOSTĘPU | 16.4 | 1 | NR | 16.1 | 1 | NR | 1.863% | OFFICIAL | 5PS47G60FA873E8100 | 30 | 5PS | INSTALLATION PASS | 47G | CONDUITS ACCESSORIES | 60F | WELLS | 1 | 10 | NR | 3848 | CCM | 352.8 | 326 | G | 8011564131309 | 8011564131309 | 8011564511910 | 85389099
DX59402 | 200X200 ACCESS CHAMBER WITHOUT LID | 200X200 KOMORA DOSTĘPU BEZ POKRYWY | 11 | 1 | NR | 10.8 | 1 | NR | 1.852% | OFFICIAL | 5PS47G60FA873E4100 | 30 | 5PS | INSTALLATION PASS | 47G | CONDUITS ACCESSORIES | 60F | WELLS | 1 | 1 | NR | 9261 | CCM | 690 | 595.8 | G | 8011564131026 | 8011564131026 | 8011564587724 | 85389099
DX59902 | 500X500 ACCESS CHAMBER WITHOUT LID | 500X500 KOMORA DOSTĘPU BEZ POKRYWY | 115 | 1 | NR | 113 | 1 | NR | 1.77% | OFFICIAL | 5PS47G60FA873EA100 | 30 | 5PS | INSTALLATION PASS | 47G | CONDUITS ACCESSORIES | 60F | WELLS | 1 | 1 | NR | 145200 | CCM | 7.6 | 6.255 | KG | 8011564131323 | 8011564131323 | 8011564587755 | 85389099
DX59450 | KIT 4 SCREWS FOR 200X200-300X300 A.C. | ZESTAW 4 ŚRUB DO K.D. 200X200-300X300 | 2.95 | 1 | NR | 2.9 | 1 | NR | 1.724% | OFFICIAL | 5PS47G60FA873E4100 | 30 | 5PS | INSTALLATION PASS | 47G | CONDUITS ACCESSORIES | 60F | WELLS | 1 | 50 | NR | 99.96 | CCM | 14.74 | 13.266 | G | 8011564130951 | 8011564130951 | 8011564511453 | 85389099
DX59411 | 200X200 GREY GRIDDED COVER | 200X200 POKRYWA Z KRATKĄ SZARA | 6.05 | 1 | NR | 5.95 | 1 | NR | 1.681% | OFFICIAL | 5PS47G60FA873E4100 | 30 | 5PS | INSTALLATION PASS | 47G | CONDUITS ACCESSORIES | 60F | WELLS | 1 | 5 | NR | 1522.5 | CCM | 310 | 279 | G | 8011564131132 | 8011564131132 | 8011564511750 | 85389099
DX59431 | 200X200 GREEN GRIDDED COVER | 200X200 POKRYWA Z KRATKĄ ZIELONA | 6.05 | 1 | NR | 5.95 | 1 | NR | 1.681% | OFFICIAL | 5PS47G60FA873E4100 | 30 | 5PS | INSTALLATION PASS | 47G | CONDUITS ACCESSORIES | 60F | WELLS | 1 | 5 | NR | 1522.5 | CCM | 285 | 256.5 | G | 8011564131149 | 8011564131149 | 8011564511767 | 85389099
DX59451 | 200X200 ACCESS CHAMBER SEALING GASKET | 200X200 USZCZELKA KOMORY DOSTĘPU | 6.05 | 1 | NR | 5.95 | 1 | NR | 1.681% | OFFICIAL | 5PS47G60FA873E4100 | 30 | 5PS | INSTALLATION PASS | 47G | CONDUITS ACCESSORIES | 60F | WELLS | 1 | 10 | NR | 360.938 | CCM | 28.4 | 20.205 | G | 8011564130913 | 8011564130913 | 8011564511415 | 40029990
DX59440 | 200X200 ACCESS CHAMBER DIVIDER | 200X200 PRZEKŁADKA KOMORY DOSTĘPU | 6.25 | 1 | NR | 6.15 | 1 | NR | 1.626% | OFFICIAL | 5PS47G60FA873E4100 | 30 | 5PS | INSTALLATION PASS | 47G | CONDUITS ACCESSORIES | 60F | WELLS | 1 | 10 | NR | 423.225 | CCM | 72.7 | 65.43 | G | 8011564131156 | 8011564131156 | 8011564511774 | 85389099
DX59650 | KIT 4 INOX SCREW SELF-THREADED | ZESTAW 4 ŚRUB INOX SAMOGWINTUJĄCYCH | 3.3 | 1 | NR | 3.25 | 1 | NR | 1.538% | OFFICIAL | 5PS47G60FA853E2100 | 30 | 5PS | INSTALLATION PASS | 47G | CONDUITS ACCESSORIES | 60F | WELLS | 1 | 50 | NR | 99.96 | CCM | 27.92 | 25.128 | G | 8018678030467 | 8018678030467 | 8011564482661 | 85389099
MV64128 | SUSPENTE AUTO UNIV DIAM.10 Z275 | UNIW. ZAWIESIE AUTO ŚRED.10 Z275 | 11.9 | 1 | NR | 11.6 | 1 | NR | 2.586% | OFFICIAL | 5PS55G64FG4552P100 | 30 | 5PS | INSTALLATION PASS | 55G | MAVIL | 64F | BFR WIRE MESH TRAYS | 10 | 1000 | NR | 24 | CCM | 0.014 | 0.014 | KG | 3660612327000 | 3660612328342 | 3660612327024 | 72169110
MV51132 | BFR UNIV SUPPORT L200 Z275 | POKRYWA UNIWERSALNA BFR L200 Z275 | 12.1 | 1 | NR | 11.8 | 1 | NR | 2.542% | OFFICIAL | 5PS55G64FG4551O100 | 30 | 5PS | INSTALLATION PASS | 55G | MAVIL | 64F | BFR WIRE MESH TRAYS | 1 | 50 | NR | 360 | CCM | 0.199 | 0.199 | KG | 3660612003560 | 3660612003577 | 3660612003577 | 72169110
MV51223 | SPLICE PLATE L250 HDG | ŁĄCZNIK PŁYTKOWY L250 GAC | 12.5 | 1 | NR | 12.2 | 1 | NR | 2.459% | OFFICIAL | 5PS55G64FG3151G100 | 30 | 5PS | INSTALLATION PASS | 55G | MAVIL | 64F | BFR WIRE MESH TRAYS | 100 | 100 | NR | 72 | CCM | 0.104 | 0.104 | KG | 3660612003324 | 3660612179821 | 3660612179821 | 72169110
MV50150 | BFR COVER W50 Z275 | POKRYWA BFR W50 Z275 | 16.8 | 1 | M | 16.4 | 1 | M | 2.439% | OFFICIAL | 5PS55G64FG2951E100 | 30 | 5PS | INSTALLATION PASS | 55G | MAVIL | 64F | BFR WIRE MESH TRAYS | 3 | 30 | M | 858.5 | CCM | 0.623 | 0.623 | KG | 3660612116277 | 3660612002877 | 3660612002877 | 72169110
MV51231 | BFR UNIV SUPPORT L150 HDG | POKRYWA UNIWERSALNA BFR L150 GAC | 12.6 | 1 | NR | 12.3 | 1 | NR | 2.439% | OFFICIAL | 5PS55G64FG4551O100 | 30 | 5PS | INSTALLATION PASS | 55G | MAVIL | 64F | BFR WIRE MESH TRAYS | 1 | 70 | NR | 171.429 | CCM | 0.155 | 0.155 | KG | 3660612003720 | 3660612014627 | 3660612014627 | 72169110
MV51704 | FILMASTRUT FIX BFR/BRACKET 41 HP | SZYNA MOC. BFR/UCHWYT 41 HP | 4.2 | 1 | NR | 4.1 | 1 | NR | 2.439% | OFFICIAL | 5PS55G64FG4552Q100 | 30 | 5PS | INSTALLATION PASS | 55G | MAVIL | 64F | BFR WIRE MESH TRAYS | 10 | 1000 | NR | 24 | CCM | 0.019 | 0.019 | KG | 3660612288837 | 3660612288844 | 3660612288851 | 72169180
MV50823 | BFR30-33 WIRE BASKET W200 INOX 316 | KOSZYK DRUCIANY BFR30-33 W200 INOX 316 | 127 | 1 | M | 124 | 1 | M | 2.419% | OFFICIAL | 5PS55G64FG4352A100 | 30 | 5PS | INSTALLATION PASS | 55G | MAVIL | 64F | BFR WIRE MESH TRAYS | 12 | 12 | M | 4314 | CCM | 0.96 | 0.96 | KG | 3660612199102 | 3660612199126 | 3660612199126 | 73143100
MV52422 | BFR30-33 90° ELBOW W150 EZ | BFR30-33 KOLANKO 90° W150 EZ | 129 | 1 | NR | 126 | 1 | NR | 2.381% | OFFICIAL | 5PS55G64FG2750Q100 | 30 | 5PS | INSTALLATION PASS | 55G | MAVIL | 64F | BFR WIRE MESH TRAYS | 1 | 1 | NR | 15400.125 | CCM | 1.03 | 1.03 | KG | 3660612114839 | 3660612114839 | 3660612114839 | 73143100
MV50246 | BFR110-115 WIRE MESH CABLE TRAY W400 HDG | KOR.KAB.Z SIATKI DRU.BFR110-115 W400 GAC | 130 | 1 | M | 127 | 1 | M | 2.362% | OFFICIAL | 5PS55G64FG2550G100 | 30 | 5PS | INSTALLATION PASS | 55G | MAVIL | 64F | BFR WIRE MESH TRAYS | 3 | 6 | M | 29268.874 | CCM | 3.461 | 3.461 | KG | 3660612100313 | 3660612002839 | 3660612002839 | 73143100
MV52742 | COUDE 90° 150 BFR110 HP | KOLANKO 90° 150 BFR110 HP | 130 | 1 | NR | 127 | 1 | NR | 2.362% | OFFICIAL | 5PS55G64FG2750T100 | 30 | 5PS | INSTALLATION PASS | 55G | MAVIL | 64F | BFR WIRE MESH TRAYS | 1 | 1 | NR | 21389.063 | CCM | 1.83 | 1.83 | KG | 3660612303004 | 3660612301802 | 3660612301802 | 73143100
MV50287 | CC 500 BFR60 PRE-ECLISSE HDG | KOR.KAB.Z ZAM. ŁĄCZNIKIEM 500 BFR60 GAC | 131 | 1 | M | 128 | 1 | M | 2.344% | OFFICIAL | 5PS55G64FG2550E100 | 30 | 5PS | INSTALLATION PASS | 55G | MAVIL | 64F | BFR WIRE MESH TRAYS | 3 | 6 | M | 30600.452 | CCM | 3.52 | 3.52 | KG | 3660612240064 | 3660612240088 | 3660612240088 | 73143100
MV53734 | COUDE 135° 250 BFR60 HP | KOLANKO 135° 250 BFR60 HP | 131 | 1 | NR | 128 | 1 | NR | 2.344% | OFFICIAL | 5PS55G64FG2750W100 | 30 | 5PS | INSTALLATION PASS | 55G | MAVIL | 64F | BFR WIRE MESH TRAYS | 2 | 2 | NR | 16451.25 | CCM | 1.407 | 1.407 | KG | 3660612303172 | 3660612302250 | 3660612302250 | 73143100
MV50257 | BFR COVER 500MM HDG | BFR POKRYWA 500MM GAC | 132 | 1 | M | 129 | 1 | M | 2.326% | OFFICIAL | 5PS55G64FG2951B100 | 30 | 5PS | INSTALLATION PASS | 55G | MAVIL | 64F | BFR WIRE MESH TRAYS | 3 | 6 | M | 5885 | CCM | 3.5 | 3.15 | KG | 3660612106766 | 3660612173256 | 3660612173256 | 72169110
MV50531 | BFR60-66 WIRE MESH CABLE TRAY W100 Z100 | KOR.KAB.Z SIATKI DRUC.BFR60-66 W100 Z100 | 22 | 1 | M | 21.5 | 1 | M | 2.326% | OFFICIAL | 5PS55G64FG2550E100 | 30 | 5PS | INSTALLATION PASS | 55G | MAVIL | 64F | BFR WIRE MESH TRAYS | 3 | 24 | M | 5634.223 | CCM | 583.333 | 525 | G | 3660612100924 | 3660612001832 | 3660612001832 | 73143100
MV51650 | SUSPENTE MULTIFONCTION BFR INOX 304L | UCHWYT UNIWERSALNY BFR INOX 304L | 17.6 | 1 | NR | 17.2 | 1 | NR | 2.326% | OFFICIAL | 5PS55G64FG4352I100 | 30 | 5PS | INSTALLATION PASS | 55G | MAVIL | 64F | BFR WIRE MESH TRAYS | 100 | 100 | NR | 120 | CCM | 0.086 | 0.086 | KG | 3660612326874 | 3660612326867 | 3660612326867 | 72169110
MV52432 | BFR60-66 90° ELBOW W150 EZ | BFR60-66 KOLANKO 90° W150 EZ | 132 | 1 | NR | 129 | 1 | NR | 2.326% | OFFICIAL | 5PS55G64FG2750S100 | 30 | 5PS | INSTALLATION PASS | 55G | MAVIL | 64F | BFR WIRE MESH TRAYS | 1 | 1 | NR | 25666.875 | CCM | 1.32 | 1.32 | KG | 3660612115072 | 3660612115072 | 3660612115072 | 73143100
MV50420 | BFR30-33 WIRE MESH CABLE TRAY W50 EZ | KOR.KABL. Z SIATKI DRUC.BFR30-33 W50 EZ | 17.7 | 1 | M | 17.3 | 1 | M | 2.312% | OFFICIAL | 5PS55G64FG2550C100 | 30 | 5PS | INSTALLATION PASS | 55G | MAVIL | 64F | BFR WIRE MESH TRAYS | 3 | 30 | M | 1071.464 | CCM | 0.386 | 0.386 | KG | 3660612100436 | 3660612001504 | 3660612001504 | 73143100
MV50684 | CC 250 BFR60 PRE-ECLISSE INOX304L | KOR.KAB.Z ZAM. ŁĄCZ. 250 BFR60 INOX304L | 133 | 1 | M | 130 | 1 | M | 2.308% | OFFICIAL | 5PS55G64FG4352A100 | 30 | 5PS | INSTALLATION PASS | 55G | MAVIL | 64F | BFR WIRE MESH TRAYS | 3 | 6 | M | 16003.785 | CCM | 1.543 | 1.543 | KG | 3660612303677 | 3660612303684 | 3660612303691 | 73143100
MV50747 | BFR110-115 WIRE MESH CABLE TRAY W500 HP | KOR.KAB.Z SIATKI DRUC.BFR110-115 W500 HP | 133 | 1 | M | 130 | 1 | M | 2.308% | OFFICIAL | 5PS55G64FG2550G100 | 30 | 5PS | INSTALLATION PASS | 55G | MAVIL | 64F | BFR WIRE MESH TRAYS | 3 | 6 | M | 35933.007 | CCM | 4.264 | 4.264 | KG | 3660612218223 | 3660612218247 | 3660612218247 | 73143100
MV52800 | BFRG50 DIR. FIX W.M.C.TRAY W50 INOX316 | BFRG50 BEZP. NATYN.MOC.KOR W50 INOX316 | 133 | 1 | M | 130 | 1 | M | 2.308% | OFFICIAL | 5PS55G64FG4352A100 | 30 | 5PS | INSTALLATION PASS | 55G | MAVIL | 64F | BFR WIRE MESH TRAYS | 6 | 6 | M | 4076 | CCM | 0.52 | 0.52 | KG | 3660612254269 | 3660612253866 | 3660612253866 | 73143100
MV51229 | BFR UNIV SUPPORT L3000 HDG | POKRYWA UNIWERSALNA BFR L3000 GAC | 178 | 1 | NR | 174 | 1 | NR | 2.299% | OFFICIAL | 5PS55G64FG4551O100 | 30 | 5PS | INSTALLATION PASS | 55G | MAVIL | 64F | BFR WIRE MESH TRAYS | 1 | 1 | NR | 4405.5 | CCM | 4.138 | 4.138 | KG | 3660612252883 | 3660612252883 | 3660612252883 | 72169110
MV50643 | BFR110-115 WIRE MESH C.TRAY W200 INOX304 | KOR.KA.Z SIA.DRU.BFR110-115 W200 INOX304 | 134 | 1 | M | 131 | 1 | M | 2.29% | OFFICIAL | 5PS55G64FG4352A100 | 30 | 5PS | INSTALLATION PASS | 55G | MAVIL | 64F | BFR WIRE MESH TRAYS | 3 | 6 | M | 15806.076 | CCM | 1.804 | 1.804 | KG | 3660612106681 | 3660612106698 | 3660612106698 | 73143100
MV50881 | CC 100 BFR60 PRE-ECLISSE INOX316L | KOR.KAB.Z ZAM. ŁĄCZ. 100 BFR60 INOX316L | 134 | 1 | M | 131 | 1 | M | 2.29% | OFFICIAL | 5PS55G64FG4352A100 | 30 | 5PS | INSTALLATION PASS | 55G | MAVIL | 64F | BFR WIRE MESH TRAYS | 3 | 24 | M | 5634.223 | CCM | 0.808 | 0.808 | KG | 3660612304353 | 3660612304360 | 3660612304377 | 73143100
MV51210 | BFR SPEED-LOCK COUPLER HDG | ZŁĄCZE SZYBKOBLOKUJĄCE BFR GAC | 17.9 | 1 | NR | 17.5 | 1 | NR | 2.286% | OFFICIAL | 5PS55G64FG3151G100 | 30 | 5PS | INSTALLATION PASS | 55G | MAVIL | 64F | BFR WIRE MESH TRAYS | 50 | 50 | NR | 480 | CCM | 0.304 | 0.304 | KG | 3660612003126 | 3660612003133 | 3660612003133 | 72169110
MV51251 | SUSPENTE ECO MULTIFONCTION BFR HDG | UCHWYT UNIWERSALNY ECO BFR GAC | 8.95 | 1 | NR | 8.75 | 1 | NR | 2.286% | OFFICIAL | 5PS55G64FG4552Q100 | 30 | 5PS | INSTALLATION PASS | 55G | MAVIL | 64F | BFR WIRE MESH TRAYS | 46 | 46 | NR | 64.56 | CCM | 0.044 | 0.044 | KG | 3660612329264 | 3660612329271 | 3660612329271 | 72169110
MV52523 | BFR30-33 90° ELBOW W200 Z100 | BFR30-33 KOLANKO 90° W200 Z100 | 179 | 1 | NR | 175 | 1 | NR | 2.286% | OFFICIAL | 5PS55G64FG2750Q100 | 30 | 5PS | INSTALLATION PASS | 55G | MAVIL | 64F | BFR WIRE MESH TRAYS | 1 | 1 | NR | 24310.125 | CCM | 1.404 | 1.404 | KG | 3660612114792 | 3660612114792 | 3660612114792 | 73143100
MV53545 | BFR110-115 135° ELBOW W300 Z100 | BFR110-115 KOLANKO 135° W300 Z100 | 179 | 1 | NR | 175 | 1 | NR | 2.286% | OFFICIAL | 5PS55G64FG2750Y100 | 30 | 5PS | INSTALLATION PASS | 55G | MAVIL | 64F | BFR WIRE MESH TRAYS | 1 | 1 | NR | 68062.5 | CCM | 2.766 | 2.766 | KG | 3660612113740 | 3660612113740 | 3660612113740 | 73143100
MV50730 | BFR60-66 WIRE MESH CABLE TRAY W50 HP | KOR.KAB.Z SIATKI DRUC.BFR60-66 W50 HP | 26.9 | 1 | M | 26.3 | 1 | M | 2.281% | OFFICIAL | 5PS55G64FG2550E100 | 30 | 5PS | INSTALLATION PASS | 55G | MAVIL | 64F | BFR WIRE MESH TRAYS | 3 | 24 | M | 3365.122 | CCM | 0.632 | 0.632 | KG | 3660612217707 | 3660612217721 | 3660612217721 | 73143100
MV50238 | BFR60-66 WIRE MESH CABLE TRAY W600 HDG | KOR.KABL.Z SIATKI DRUC.BFR60-66 W600 GAC | 135 | 1 | M | 132 | 1 | M | 2.273% | OFFICIAL | 5PS55G64FG2550E100 | 30 | 5PS | INSTALLATION PASS | 55G | MAVIL | 64F | BFR WIRE MESH TRAYS | 3 | 6 | M | 36439.119 | CCM | 4.334 | 3.9 | KG | 3660612101068 | 3660612002525 | 3660612002525 | 73143100
MV50788 | CC 600 BFR60 PRE-ECLISSE HP | KOR.KAB.Z ZAM. ŁĄCZNIKIEM 600 BFR60 HP | 135 | 1 | M | 132 | 1 | M | 2.273% | OFFICIAL | 5PS55G64FG2550E100 | 30 | 5PS | INSTALLATION PASS | 55G | MAVIL | 64F | BFR WIRE MESH TRAYS | 3 | 6 | M | 36439.119 | CCM | 4.313 | 4.313 | KG | 3660612239341 | 3660612239365 | 3660612239365 | 73143100
MV51100 | BFR FIX CLIP OMEGA BRACKET Z275 | KLIPS MOCUJĄCY BFR UCHWYT OMEGA Z275 | 2.25 | 1 | NR | 2.2 | 1 | NR | 2.273% | OFFICIAL | 5PS55G64FG4551Y100 | 30 | 5PS | INSTALLATION PASS | 55G | MAVIL | 64F | BFR WIRE MESH TRAYS | 10 | 1000 | NR | 24 | CCM | 0.012 | 0.012 | KG | 3660612010957 | 3660612112903 | 3660612112903 | 72169110
MV51113 | COMPACT COUPLER BFR 30-60 Z275 | ZŁĄCZE KOMPAKTOWE BFR 30-60 Z275 | 6.75 | 1 | NR | 6.6 | 1 | NR | 2.273% | OFFICIAL | 5PS55G64FG3151K100 | 30 | 5PS | INSTALLATION PASS | 55G | MAVIL | 64F | BFR WIRE MESH TRAYS | 50 | 50 | NR | 240 | CCM | 0.085 | 0.085 | KG | 3660612226402 | 3660612226419 | 3660612226419 | 72169110
MV51114 | COMPACT COUPLER BFR 30-60- 110 Z275 | ZŁĄCZE KOMPAKTOWE BFR 30-60- 110 Z275 | 6.75 | 1 | NR | 6.6 | 1 | NR | 2.273% | OFFICIAL | 5PS55G64FG3151K100 | 30 | 5PS | INSTALLATION PASS | 55G | MAVIL | 64F | BFR WIRE MESH TRAYS | 50 | 50 | NR | 240 | CCM | 0.085 | 0.085 | KG | 3660612226426 | 3660612226433 | 3660612226433 | 72169110
MV51115 | COMPACT COUPLER BFR 60-110 Z275 | ZŁĄCZE KOMPAKTOWE BFR 60-110 Z275 | 6.75 | 1 | NR | 6.6 | 1 | NR | 2.273% | OFFICIAL | 5PS55G64FG3151K100 | 30 | 5PS | INSTALLATION PASS | 55G | MAVIL | 64F | BFR WIRE MESH TRAYS | 50 | 50 | NR | 240 | CCM | 0.085 | 0.085 | KG | 3660612226440 | 3660612226457 | 3660612226457 | 72169110
MV51130 | BFR UNIV SUPPORT L100 Z275 | POKRYWA UNIWERSALNA BFR L100 Z275 | 9 | 1 | NR | 8.8 | 1 | NR | 2.273% | OFFICIAL | 5PS55G64FG4551O100 | 30 | 5PS | INSTALLATION PASS | 55G | MAVIL | 64F | BFR WIRE MESH TRAYS | 1 | 100 | NR | 240 | CCM | 0.098 | 0.098 | KG | 3660612003522 | 3660612003539 | 3660612003539 | 72169110
MV51806 | SAFETY RIVET TRAY SUSPENSION | NIT ZABEZP. ZAWIESZENIE KORYTKA | 2.25 | 1 | NR | 2.2 | 1 | NR | 2.273% | OFFICIAL | 5PS55G64FG4551M100 | 30 | 5PS | INSTALLATION PASS | 55G | MAVIL | 64F | BFR WIRE MESH TRAYS | 100 | 3000 | NR | 2.5 | CCM | 0.5 | 0.5 | G | 3660612021588 | 3660612113122 | 3660612113122 | 76161000
MV53235 | BFR60-66 135° ELBOW W300 HDG | BFR60-66 KOLANKO 135° W300 HDG | 180 | 1 | NR | 176 | 1 | NR | 2.273% | OFFICIAL | 5PS55G64FG2750W100 | 30 | 5PS | INSTALLATION PASS | 55G | MAVIL | 64F | BFR WIRE MESH TRAYS | 1 | 1 | NR | 40837.5 | CCM | 2.148 | 2.148 | KG | 3660612114402 | 3660612114402 | 3660612114402 | 73143100
MV50854 | BFR COVER W250 INOX316 | POKRYWA BFR W250 INOX316 | 181 | 1 | M | 177 | 1 | M | 2.26% | OFFICIAL | 5PS55G64FG4352E100 | 30 | 5PS | INSTALLATION PASS | 55G | MAVIL | 64F | BFR WIRE MESH TRAYS | 3 | 18 | M | 4833.333 | CCM | 2.041 | 2.041 | KG | 3660612252357 | 3660612252364 | 3660612252371 | 72169110
MV50480 | CC 50 BFR60 PRE-ECLISSE EZ | KOR.KAB.Z ZAM. ŁĄCZNIKIEM 50 BFR60 EZ | 27.2 | 1 | M | 26.6 | 1 | M | 2.256% | OFFICIAL | 5PS55G64FG2550E100 | 30 | 5PS | INSTALLATION PASS | 55G | MAVIL | 64F | BFR WIRE MESH TRAYS | 3 | 24 | M | 3365.122 | CCM | 0.643 | 0.643 | KG | 3660612240453 | 3660612240477 | 3660612240477 | 73143100
MV50571 | CC 100 BFR30 PRE-ECLISSE Z100 | KOR.KAB.Z ZAM. ŁĄCZNIKIEM 100 BFR30 Z100 | 27.2 | 1 | M | 26.6 | 1 | M | 2.256% | OFFICIAL | 5PS55G64FG2550C100 | 30 | 5PS | INSTALLATION PASS | 55G | MAVIL | 64F | BFR WIRE MESH TRAYS | 3 | 30 | M | 1794.449 | CCM | 0.574 | 0.574 | KG | 3660612238337 | 3660612238351 | 3660612238351 | 73143100
MV50635 | BFR60-66 WIRE MESH C. TRAY W300 INOX304 | KOR.KAB.Z SIA.DRUC.BFR60-66 W300 INOX304 | 136 | 1 | M | 133 | 1 | M | 2.256% | OFFICIAL | 5PS55G64FG4352A100 | 30 | 5PS | INSTALLATION PASS | 55G | MAVIL | 64F | BFR WIRE MESH TRAYS | 3 | 6 | M | 18923.119 | CCM | 1.804 | 1.804 | KG | 3660612116444 | 3660612004079 | 3660612004079 | 73143100
MV50675 | CC 300 BFR30 PRE-ECLISSE INOX304L | KOR.KAB.Z ZAM. ŁĄCZ. 300 BFR30 INOX304L | 136 | 1 | M | 133 | 1 | M | 2.256% | OFFICIAL | 5PS55G64FG4352A100 | 30 | 5PS | INSTALLATION PASS | 55G | MAVIL | 64F | BFR WIRE MESH TRAYS | 3 | 6 | M | 9372.474 | CCM | 1.836 | 1.836 | KG | 3660612303479 | 3660612303486 | 3660612303493 | 73143100
MV53434 | BFR60-66 135° ELBOW W250 EZ | BFR60-66 KOLANKO 135° W250 EZ | 136 | 1 | NR | 133 | 1 | NR | 2.256% | OFFICIAL | 5PS55G64FG2750W100 | 30 | 5PS | INSTALLATION PASS | 55G | MAVIL | 64F | BFR WIRE MESH TRAYS | 1 | 1 | NR | 32902.5 | CCM | 1.407 | 1.407 | KG | 3660612114303 | 3660612114303 | 3660612114303 | 73143100
MV53623 | BFR30-33 135° ELBOW W200 INOX | BFR30-33 KOLANKO 135° W200 INOX | 136 | 1 | NR | 133 | 1 | NR | 2.256% | OFFICIAL | 5PS55G64FG4352C100 | 30 | 5PS | INSTALLATION PASS | 55G | MAVIL | 64F | BFR WIRE MESH TRAYS | 1 | 1 | NR | 15379.875 | CCM | 0.982 | 0.982 | KG | 3660612114150 | 3660612114150 | 3660612114150 | 73143100
MV50581 | CC 100 BFR60 PRE-ECLISSE Z100 | KOR.KAB.Z ZAM. ŁĄCZNIKIEM 100 BFR60 Z100 | 27.3 | 1 | M | 26.7 | 1 | M | 2.247% | OFFICIAL | 5PS55G64FG2550E100 | 30 | 5PS | INSTALLATION PASS | 55G | MAVIL | 64F | BFR WIRE MESH TRAYS | 3 | 24 | M | 5634.223 | CCM | 0.804 | 0.804 | KG | 3660612238481 | 3660612238504 | 3660612238504 | 73143100
MV51605 | BFR TRAY SUSPENSION BRACKET INOX304 | UCHWYT KORYTKA BFR INOX304 | 22.8 | 1 | NR | 22.3 | 1 | NR | 2.242% | OFFICIAL | 5PS55G64FG4352I100 | 30 | 5PS | INSTALLATION PASS | 55G | MAVIL | 64F | BFR WIRE MESH TRAYS | 100 | 100 | NR | 72 | CCM | 0.042 | 0.042 | KG | 3660612075079 | 3660612113627 | 3660612113627 | 72169110
MV51107 | BFR LAMP SUSPENSION+CLIP W50 Z275 | UCHWYT LAMPY BFR+ZACISK W50 Z275 | 27.4 | 1 | NR | 26.8 | 1 | NR | 2.239% | OFFICIAL | 5PS55G64FG4552P100 | 30 | 5PS | INSTALLATION PASS | 55G | MAVIL | 64F | BFR WIRE MESH TRAYS | 100 | 100 | NR | 240 | CCM | 0.23 | 0.23 | KG | 3660612003485 | 3660612003492 | 3660612003492 | 72169110
MV52233 | BFR60-66 90° ELBOW W200 HDG | BFR60-66 KOLANKO 90° W200 HDG | 229 | 1 | NR | 224 | 1 | NR | 2.232% | OFFICIAL | 5PS55G64FG2750S100 | 30 | 5PS | INSTALLATION PASS | 55G | MAVIL | 64F | BFR WIRE MESH TRAYS | 1 | 1 | NR | 40138 | CCM | 1.643 | 1.643 | KG | 3660612115171 | 3660612115171 | 3660612115171 | 73143100
MV50721 | BFR30-33 WIRE MESH CABLE TRAY W100 HP | KOR.KAB.Z SIATKI DRUC.BFR30-33 W100 HP | 27.5 | 1 | M | 26.9 | 1 | M | 2.23% | OFFICIAL | 5PS55G64FG2550C100 | 30 | 5PS | INSTALLATION PASS | 55G | MAVIL | 64F | BFR WIRE MESH TRAYS | 3 | 30 | M | 1794.449 | CCM | 650 | 585 | G | 3660612218308 | 3660612218322 | 3660612218322 | 73143100
MV51108 | BFR LAMP SUSPENSION W100 Z275 | UCHWYT LAMPY BFR W100 Z275 | 27.5 | 1 | NR | 26.9 | 1 | NR | 2.23% | OFFICIAL | 5PS55G64FG4552O100 | 30 | 5PS | INSTALLATION PASS | 55G | MAVIL | 64F | BFR WIRE MESH TRAYS | 100 | 100 | NR | 180 | CCM | 0.191 | 0.191 | KG | 3660612003508 | 3660612003515 | 3660612003515 | 72169110
MV51630 | BFR UNIV SUPPORT L100 INOX304 | POKRYWA UNIWERSALNA BFR L100 INOX304 | 27.5 | 1 | NR | 26.9 | 1 | NR | 2.23% | OFFICIAL | 5PS55G64FG4352I100 | 30 | 5PS | INSTALLATION PASS | 55G | MAVIL | 64F | BFR WIRE MESH TRAYS | 100 | 100 | NR | 240 | CCM | 0.097 | 0.097 | KG | 3660612107992 | 3660612108005 | 3660612108005 | 72169110
MV52500 | BFRG50 DIR. FIX W.M.C.TRAY W50 Z50 | BFRG50 BEZP. NATYN.MOC.KOR W50 Z50 | 27.5 | 1 | M | 26.9 | 1 | M | 2.23% | OFFICIAL | 5PS55G64FG2550H100 | 30 | 5PS | INSTALLATION PASS | 55G | MAVIL | 64F | BFR WIRE MESH TRAYS | 6 | 6 | M | 4076.428 | CCM | 0.518 | 0.518 | KG | 3660612254108 | 3660612253385 | 3660612253385 | 73143100
MV50532 | BFR60-66 WIRE MESH CABLE TRAY W150 Z100 | KOR.KAB.Z SIATKI DRUC.BFR60-66 W150 Z100 | 27.6 | 1 | M | 27 | 1 | M | 2.222% | OFFICIAL | 5PS55G64FG2550E100 | 30 | 5PS | INSTALLATION PASS | 55G | MAVIL | 64F | BFR WIRE MESH TRAYS | 3 | 12 | M | 8719.218 | CCM | 0.877 | 0.877 | KG | 3660612100931 | 3660612001863 | 3660612001863 | 73143100
MV52243 | BFR110-115 90° ELBOW W200 HDG | BFR110-115 KOLANKO 90° W200 HDG | 184 | 1 | NR | 180 | 1 | NR | 2.222% | OFFICIAL | 5PS55G64FG2750Y100 | 30 | 5PS | INSTALLATION PASS | 55G | MAVIL | 64F | BFR WIRE MESH TRAYS | 1 | 1 | NR | 67528.125 | CCM | 2.512 | 2.512 | KG | 3660612114655 | 3660612114655 | 3660612114655 | 73143100
MV52423 | BFR30-33 90° ELBOW W200 EZ | BFR30-33 KOLANKO 90° W200 EZ | 184 | 1 | NR | 180 | 1 | NR | 2.222% | OFFICIAL | 5PS55G64FG2750Q100 | 30 | 5PS | INSTALLATION PASS | 55G | MAVIL | 64F | BFR WIRE MESH TRAYS | 1 | 1 | NR | 24310.125 | CCM | 1.404 | 1.404 | KG | 3660612114846 | 3660612114846 | 3660612114846 | 73143100
MV51830 | ATTACHE UNIVERSELLE BFR LG 100 INOX316 | MOCOWANIE UNIWERSALNE BFR LG 100 INOX316 | 27.7 | 1 | NR | 27.1 | 1 | NR | 2.214% | OFFICIAL | 5PS55G64FG4352I100 | 30 | 5PS | INSTALLATION PASS | 55G | MAVIL | 64F | BFR WIRE MESH TRAYS | 100 | 100 | NR | 240 | CCM | 0.098 | 0.098 | KG | 3660612236456 | 3660612236463 | 3660612236463 | 72169110
MV53520 | BFR30-33 135° ELBOW W50 Z100 | BFR30-33 KOLANKO 135° W50 Z100 | 27.7 | 1 | NR | 27.1 | 1 | NR | 2.214% | OFFICIAL | 5PS55G64FG2750U100 | 30 | 5PS | INSTALLATION PASS | 55G | MAVIL | 64F | BFR WIRE MESH TRAYS | 1 | 1 | NR | 5791.5 | CCM | 0.275 | 0.275 | KG | 3660612113962 | 3660612113962 | 3660612113962 | 73143100
MV51805 | AGRAFE POUR SUSPENSION BFR INOX316 | WIESZAK DO PODWIESZANIA BFR INOX316 | 23.1 | 1 | NR | 22.6 | 1 | NR | 2.212% | OFFICIAL | 5PS55G64FG4352I100 | 30 | 5PS | INSTALLATION PASS | 55G | MAVIL | 64F | BFR WIRE MESH TRAYS | 100 | 100 | NR | 75 | CCM | 0.043 | 0.043 | KG | 3660612236333 | 3660612236340 | 3660612236340 | 72169110
MV51813 | COMPACT COUPLER BFR 30-60 50/200 INOX | ZŁĄCZE KOMPAKTOWE BFR 30-60 50/200 INOX | 23.1 | 1 | NR | 22.6 | 1 | NR | 2.212% | OFFICIAL | 5PS55G64FG4352G100 | 30 | 5PS | INSTALLATION PASS | 55G | MAVIL | 64F | BFR WIRE MESH TRAYS | 50 | 50 | NR | 240 | CCM | 0.085 | 0.085 | KG | 3660612226600 | 3660612226617 | 3660612226617 | 72169110
MV51814 | COMPACT COUPLER BFR 30-60- 110 INOX | ZŁĄCZE KOMPAKTOWE BFR 30-60- 110 INOX | 23.1 | 1 | NR | 22.6 | 1 | NR | 2.212% | OFFICIAL | 5PS55G64FG4352G100 | 30 | 5PS | INSTALLATION PASS | 55G | MAVIL | 64F | BFR WIRE MESH TRAYS | 50 | 50 | NR | 240 | CCM | 0.085 | 0.085 | KG | 3660612226624 | 3660612226631 | 3660612226631 | 72169110
MV51815 | COMPACT COUPLER BFR30-110 400/600 INOX | ZŁĄCZE KOMPAKTOWE BFR30-110 400/600 INOX | 23.1 | 1 | NR | 22.6 | 1 | NR | 2.212% | OFFICIAL | 5PS55G64FG4352G100 | 30 | 5PS | INSTALLATION PASS | 55G | MAVIL | 64F | BFR WIRE MESH TRAYS | 50 | 50 | NR | 240 | CCM | 0.085 | 0.085 | KG | 3660612226648 | 3660612226655 | 3660612226655 | 72169110
MV51213 | COMPACT COUPLER BFR 30-60 50/200 HDG | ZŁĄCZE KOMPAKTOWE BFR 30-60 50/200 GAC | 9.25 | 1 | NR | 9.05 | 1 | NR | 2.21% | OFFICIAL | 5PS55G64FG3151G100 | 30 | 5PS | INSTALLATION PASS | 55G | MAVIL | 64F | BFR WIRE MESH TRAYS | 50 | 50 | NR | 240 | CCM | 0.089 | 0.089 | KG | 3660612226488 | 3660612226495 | 3660612226495 | 72169110
MV51214 | COMPACT COUPLER BFR 30-60 300 HDG | ZŁĄCZE KOMPAKTOWE BFR 30-60 300 GAC | 9.25 | 1 | NR | 9.05 | 1 | NR | 2.21% | OFFICIAL | 5PS55G64FG3151G100 | 30 | 5PS | INSTALLATION PASS | 55G | MAVIL | 64F | BFR WIRE MESH TRAYS | 50 | 50 | NR | 240 | CCM | 0.089 | 0.089 | KG | 3660612226501 | 3660612226518 | 3660612226518 | 72169110
MV51215 | COMPACT COUPLER BFR30-110 400/600 HDG | ZŁĄCZE KOMPAKTOWE BFR30-110 400/600 GAC | 9.25 | 1 | NR | 9.05 | 1 | NR | 2.21% | OFFICIAL | 5PS55G64FG3151G100 | 30 | 5PS | INSTALLATION PASS | 55G | MAVIL | 64F | BFR WIRE MESH TRAYS | 50 | 50 | NR | 240 | CCM | 0.089 | 0.089 | KG | 3660612226525 | 3660612226532 | 3660612226532 | 72169110
MV52632 | BFR60-66 90° ELBOW W150 INOX | BFR60-66 KOLANKO 90° W150 INOX | 185 | 1 | NR | 181 | 1 | NR | 2.21% | OFFICIAL | 5PS55G64FG4352C100 | 30 | 5PS | INSTALLATION PASS | 55G | MAVIL | 64F | BFR WIRE MESH TRAYS | 1 | 1 | NR | 25666.875 | CCM | 1.32 | 1.32 | KG | 3660612114464 | 3660612114464 | 3660612114464 | 73143100
MV50154 | BFR COVER W250 Z275 | POKRYWA BFR W250 Z275 | 37.1 | 1 | M | 36.3 | 1 | M | 2.204% | OFFICIAL | 5PS55G64FG2951E100 | 30 | 5PS | INSTALLATION PASS | 55G | MAVIL | 64F | BFR WIRE MESH TRAYS | 3 | 18 | M | 2800 | CCM | 1.62 | 1.62 | KG | 3660612117281 | 3660612172211 | 3660612172211 | 72169110
MV50231 | BFR60-66 WIRE MESH CABLE TRAY W100 HDG | KOR.KABL.Z SIATKI DRUC.BFR60-66 W100 GAC | 37.1 | 1 | M | 36.3 | 1 | M | 2.204% | OFFICIAL | 5PS55G64FG2550E100 | 30 | 5PS | INSTALLATION PASS | 55G | MAVIL | 64F | BFR WIRE MESH TRAYS | 3 | 24 | M | 5634.223 | CCM | 770.833 | 693.75 | G | 3660612101006 | 3660612002341 | 3660612002341 | 73143100
MV53730 | COUDE 135° 50 BFR60 HP | KOLANKO 135° 50 BFR60 HP | 37.1 | 1 | NR | 36.3 | 1 | NR | 2.204% | OFFICIAL | 5PS55G64FG2750W100 | 30 | 5PS | INSTALLATION PASS | 55G | MAVIL | 64F | BFR WIRE MESH TRAYS | 2 | 2 | NR | 4826.25 | CCM | 0.438 | 0.438 | KG | 3660612303134 | 3660612302137 | 3660612302137 | 73143100
MV50533 | BFR60-66 WIRE MESH CABLE TRAY W200 Z100 | KOR.KAB.Z SIATKI DRUC.BFR60-66 W200 Z100 | 32.5 | 1 | M | 31.8 | 1 | M | 2.201% | OFFICIAL | 5PS55G64FG2550E100 | 30 | 5PS | INSTALLATION PASS | 55G | MAVIL | 64F | BFR WIRE MESH TRAYS | 3 | 12 | M | 11223.302 | CCM | 1.183 | 1.183 | KG | 3660612100948 | 3660612001894 | 3660612001894 | 73143100
MV50521 | BFR30-33 WIRE MESH CABLE TRAY W100 Z100 | KOR.KAB.Z SIATKI DRUC.BFR30-33 W100 Z100 | 18.6 | 1 | M | 18.2 | 1 | M | 2.198% | OFFICIAL | 5PS55G64FG2550C100 | 30 | 5PS | INSTALLATION PASS | 55G | MAVIL | 64F | BFR WIRE MESH TRAYS | 3 | 30 | M | 1794.449 | CCM | 483.333 | 435.333 | G | 3660612100542 | 3660612100566 | 3660612100566 | 73143100
MV51233 | BFR UNIV SUPPORT L300 HDG | POKRYWA UNIWERSALNA BFR L300 GAC | 23.3 | 1 | NR | 22.8 | 1 | NR | 2.193% | OFFICIAL | 5PS55G64FG4551O100 | 30 | 5PS | INSTALLATION PASS | 55G | MAVIL | 64F | BFR WIRE MESH TRAYS | 1 | 40 | NR | 450 | CCM | 0.313 | 0.313 | KG | 3660612003768 | 3660612014634 | 3660612014634 | 72169110
MV50152 | BFR COVER W150 Z275 | POKRYWA BFR W150 Z275 | 28 | 1 | M | 27.4 | 1 | M | 2.19% | OFFICIAL | 5PS55G64FG2951E100 | 30 | 5PS | INSTALLATION PASS | 55G | MAVIL | 64F | BFR WIRE MESH TRAYS | 3 | 18 | M | 1880.833 | CCM | 944.444 | 850 | G | 3660612116291 | 3660612169730 | 3660612169730 | 72169110
MV50750 | COPERCHIO PASS.IN FILO 50 BFR HP | CO CC 50 BFR HP | 28 | 1 | M | 27.4 | 1 | M | 2.19% | OFFICIAL | 5PS55G64FG2951C100 | 30 | 5PS | INSTALLATION PASS | 55G | MAVIL | 64F | BFR WIRE MESH TRAYS | 3 | 30 | M | 1447.6 | CCM | 0.621 | 0.621 | KG | 8011564848016 | 8011564980716 | 8011564980709 | 72169110
MV51823 | SPLICE PLATE L250 INOX 316L | ŁĄCZNIK PŁYTKOWY L250 INOX 316L | 28 | 1 | NR | 27.4 | 1 | NR | 2.19% | OFFICIAL | 5PS55G64FG4352G100 | 30 | 5PS | INSTALLATION PASS | 55G | MAVIL | 64F | BFR WIRE MESH TRAYS | 100 | 100 | NR | 72 | CCM | 0.099 | 0.099 | KG | 3660612199683 | 3660612199690 | 3660612199690 | 72169110
MV52601 | BFRG60 DIR. FIX W.M.C.TRAY W100 INOX304 | BFRG60 BEZP. NATYN.MOC.KOR W100 INOX304 | 140 | 1 | M | 137 | 1 | M | 2.19% | OFFICIAL | 5PS55G64FG4352A100 | 30 | 5PS | INSTALLATION PASS | 55G | MAVIL | 64F | BFR WIRE MESH TRAYS | 6 | 6 | M | 5160 | CCM | 0.929 | 0.929 | KG | 3660612254238 | 3660612253774 | 3660612253774 | 73143100
MV50530 | BFR60-66 WIRE MESH CABLE TRAY W50 Z100 | KOR.KAB.Z SIATKI DRUC.BFR60-66 W50 Z100 | 18.7 | 1 | M | 18.3 | 1 | M | 2.186% | OFFICIAL | 5PS55G64FG2550E100 | 30 | 5PS | INSTALLATION PASS | 55G | MAVIL | 64F | BFR WIRE MESH TRAYS | 3 | 24 | M | 3365.122 | CCM | 0.617 | 0.617 | KG | 3660612100917 | 3660612001801 | 3660612001801 | 73143100
MV51851 | SUSPENTE ECO MULTIFONCTION BFR INOX316L | UCHWYT UNIWERSALNY ECO BFR INOX316L | 18.7 | 1 | NR | 18.3 | 1 | NR | 2.186% | OFFICIAL | 5PS55G64FG4352I100 | 30 | 5PS | INSTALLATION PASS | 55G | MAVIL | 64F | BFR WIRE MESH TRAYS | 46 | 46 | NR | 64.56 | CCM | 0.042 | 0.042 | KG | 3660612329295 | 3660612329301 | 3660612329301 | 72169110
MV50523 | BFR30-33 WIRE MESH CABLE TRAY W200 Z100 | KOR.KAB.Z SIATKI DRUC.BFR30-33 W200 Z100 | 28.1 | 1 | M | 27.5 | 1 | M | 2.182% | OFFICIAL | 5PS55G64FG2550C100 | 30 | 5PS | INSTALLATION PASS | 55G | MAVIL | 64F | BFR WIRE MESH TRAYS | 3 | 12 | M | 4371.444 | CCM | 0.955 | 0.955 | KG | 3660612100603 | 3660612100627 | 3660612100627 | 73143100
MV50583 | CC 200 BFR60 PRE-ECLISSE Z100 | KOR.KAB.Z ZAM. ŁĄCZNIKIEM 200 BFR60 Z100 | 37.5 | 1 | M | 36.7 | 1 | M | 2.18% | OFFICIAL | 5PS55G64FG2550E100 | 30 | 5PS | INSTALLATION PASS | 55G | MAVIL | 64F | BFR WIRE MESH TRAYS | 3 | 12 | M | 16500 | CCM | 1.24 | 1.24 | KG | 3660612238542 | 3660612238566 | 3660612238566 | 73143100
MV50636 | BFR60-66 WIRE MESH C. TRAY W400 INOX304 | KOR.KAB.Z SIA.DRUC.BFR60-66 W400 INOX304 | 188 | 1 | M | 184 | 1 | M | 2.174% | OFFICIAL | 5PS55G64FG4352A100 | 30 | 5PS | INSTALLATION PASS | 55G | MAVIL | 64F | BFR WIRE MESH TRAYS | 3 | 6 | M | 24761.785 | CCM | 2.893 | 2.893 | KG | 3660612116451 | 3660612004093 | 3660612004093 | 73143100
MV50645 | BFR110-115 WIRE MESH C.TRAY W300 INOX304 | KOR.KA.Z SIA.DRU.BFR110-115 W300 INOX304 | 188 | 1 | M | 184 | 1 | M | 2.174% | OFFICIAL | 5PS55G64FG4352A100 | 30 | 5PS | INSTALLATION PASS | 55G | MAVIL | 64F | BFR WIRE MESH TRAYS | 3 | 6 | M | 22524.771 | CCM | 2.893 | 2.893 | KG | 3660612106667 | 3660612106674 | 3660612106674 | 73143100
MV50676 | CC 400 BFR30 PRE-ECLISSE INOX304L | KOR.KAB.Z ZAM. ŁĄCZ. 400 BFR30 INOX304L | 141 | 1 | M | 138 | 1 | M | 2.174% | OFFICIAL | 5PS55G64FG4352G100 | 30 | 5PS | INSTALLATION PASS | 55G | MAVIL | 64F | BFR WIRE MESH TRAYS | 6 | 6 | M | 11508.95 | CCM | 2.342 | 2.342 | KG | 3660612329608 | 3660612329622 | 3660612329622 | 73143100
MV50834 | BFR60 WIRE MESH CABLE TRAY W250 INOX 316 | KOR.KAB.Z SIAT. DRUC.BFR60 W250 INOX 316 | 188 | 1 | M | 184 | 1 | M | 2.174% | OFFICIAL | 5PS55G64FG4352A100 | 30 | 5PS | INSTALLATION PASS | 55G | MAVIL | 64F | BFR WIRE MESH TRAYS | 3 | 6 | M | 16003.784 | CCM | 1.505 | 1.505 | KG | 3660612252302 | 3660612251848 | 3660612251831 | 73143100
MV50884 | CC 250 BFR60 PRE-ECLISSE INOX316L | KOR.KAB.Z ZAM. ŁĄCZ. 250 BFR60 INOX316L | 188 | 1 | M | 184 | 1 | M | 2.174% | OFFICIAL | 5PS55G64FG4352G100 | 30 | 5PS | INSTALLATION PASS | 55G | MAVIL | 64F | BFR WIRE MESH TRAYS | 3 | 6 | M | 16003.785 | CCM | 1.561 | 1.561 | KG | 3660612304476 | 3660612304483 | 3660612304490 | 73143100
MV53226 | COUDE 135° 400 BFR30 HDG | KOLANKO 135° 400 BFR30 GAC | 235 | 1 | NR | 230 | 1 | NR | 2.174% | OFFICIAL | 5PS55G64FG2750U100 | 30 | 5PS | INSTALLATION PASS | 55G | MAVIL | 64F | BFR WIRE MESH TRAYS | 2 | 2 | NR | 22234 | CCM | 3.406 | 3.406 | KG | 3660612302779 | 3660612301055 | 3660612301055 | 73143100
MV53245 | BFR110-115 135° ELBOW W300 HDG | BFR110-115 KOLANKO 135° W300 HDG | 235 | 1 | NR | 230 | 1 | NR | 2.174% | OFFICIAL | 5PS55G64FG2750U100 | 30 | 5PS | INSTALLATION PASS | 55G | MAVIL | 64F | BFR WIRE MESH TRAYS | 1 | 1 | NR | 68062.5 | CCM | 2.805 | 2.805 | KG | 3660612113863 | 3660612113863 | 3660612113863 | 73143100
MV50572 | CC 150 BFR30 PRE-ECLISSE Z100 | KOR.KAB.Z ZAM. ŁĄCZNIKIEM 150 BFR30 Z100 | 32.9 | 1 | M | 32.2 | 1 | M | 2.174% | OFFICIAL | 5PS55G64FG2550C100 | 30 | 5PS | INSTALLATION PASS | 55G | MAVIL | 64F | BFR WIRE MESH TRAYS | 3 | 18 | M | 2989.297 | CCM | 0.882 | 0.882 | KG | 3660612238368 | 3660612238382 | 3660612238382 | 73143100
MV50722 | BFR30-33 WIRE MESH CABLE TRAY W150 HP | KOR.KAB.Z SIATKI DRUC.BFR30-33 W150 HP | 32.9 | 1 | M | 32.2 | 1 | M | 2.174% | OFFICIAL | 5PS55G64FG2550C100 | 30 | 5PS | INSTALLATION PASS | 55G | MAVIL | 64F | BFR WIRE MESH TRAYS | 3 | 18 | M | 2989.297 | CCM | 805.555 | 725.555 | G | 3660612217547 | 3660612217561 | 3660612217561 | 73143100
MV50780 | CC 50 BFR60 PRE-ECLISSE HP | KOR.KAB.Z ZAM. ŁĄCZNIKIEM 50 BFR60 HP | 32.9 | 1 | M | 32.2 | 1 | M | 2.174% | OFFICIAL | 5PS55G64FG2550E100 | 30 | 5PS | INSTALLATION PASS | 55G | MAVIL | 64F | BFR WIRE MESH TRAYS | 3 | 24 | M | 3365.122 | CCM | 0.656 | 0.656 | KG | 3660612239105 | 3660612239129 | 3660612239129 | 73143100
MV51140 | BFR DROP ROD HANGER TRAY W100 Z275 | UCHWYT DO KORYT.PODWIESZ. BFR W100 Z275 | 32.9 | 1 | NR | 32.2 | 1 | NR | 2.174% | OFFICIAL | 5PS55G64FG4552P100 | 30 | 5PS | INSTALLATION PASS | 55G | MAVIL | 64F | BFR WIRE MESH TRAYS | 50 | 50 | NR | 480 | CCM | 0.379 | 0.379 | KG | 3660612003447 | 3660612003454 | 3660612003454 | 72169110
MV50431 | BFR60-66 WIRE MESH CABLE TRAY W100 EZ | KOR.KABL. Z SIATKI DRUC.BFR60-66 W100 EZ | 23.6 | 1 | M | 23.1 | 1 | M | 2.165% | OFFICIAL | 5PS55G64FG2550E100 | 30 | 5PS | INSTALLATION PASS | 55G | MAVIL | 64F | BFR WIRE MESH TRAYS | 3 | 24 | M | 5634.223 | CCM | 0.729 | 0.656 | KG | 3660612100849 | 3660612002105 | 3660612002105 | 73143100
MV50522 | BFR30-33 WIRE MESH CABLE TRAY W150 Z100 | KOR.KAB.Z SIATKI DRUC.BFR30-33 W150 Z100 | 23.6 | 1 | M | 23.1 | 1 | M | 2.165% | OFFICIAL | 5PS55G64FG2550C100 | 30 | 5PS | INSTALLATION PASS | 55G | MAVIL | 64F | BFR WIRE MESH TRAYS | 3 | 18 | M | 2989.297 | CCM | 0.825 | 0.825 | KG | 3660612100573 | 3660612100597 | 3660612100597 | 73143100
MV64261 | BFR SUSPENSION W50/100 HDG | ZAWIESZENIE BRN W50/100 GAC | 42.5 | 1 | NR | 41.6 | 1 | NR | 2.163% | OFFICIAL | 5PS55G64FG4551W100 | 30 | 5PS | INSTALLATION PASS | 55G | MAVIL | 64F | BFR WIRE MESH TRAYS | 50 | 50 | NR | 720 | CCM | 0.341 | 0.341 | KG | 3660612074485 | 3660612113504 | 3660612113504 | 72169110
MV64127 | SUSPENTE AUTO UNIV DIAM.8 Z275 | UNIW. ZAWIESIE AUTO ŚRED.8 Z275 | 9.45 | 1 | NR | 9.25 | 1 | NR | 2.162% | OFFICIAL | 5PS55G64FG4552P100 | 30 | 5PS | INSTALLATION PASS | 55G | MAVIL | 64F | BFR WIRE MESH TRAYS | 10 | 1000 | NR | 24 | CCM | 0.014 | 0.014 | KG | 3660612326966 | 3660612328335 | 3660612326980 | 72169110
MV50627 | BFR30-33 WIRE MESH CABLE TRAY W500 INOX | KOR.KAB.Z SIATKI DRUC.BFR30-33 W500 INOX | 189 | 1 | M | 185 | 1 | M | 2.162% | OFFICIAL | 5PS55G64FG4352A100 | 30 | 5PS | INSTALLATION PASS | 55G | MAVIL | 64F | BFR WIRE MESH TRAYS | 6 | 6 | M | 10627 | CCM | 3.018 | 3.018 | KG | 3660612253217 | 3660612252715 | 3660612252715 | 73143100
MV52602 | BFRG60 DIR. FIX W.M.C.TRAY W200 INOX304 | BFRG60 BEZP. NATYN.MOC.KOR W200 INOX304 | 189 | 1 | M | 185 | 1 | M | 2.162% | OFFICIAL | 5PS55G64FG4352A100 | 30 | 5PS | INSTALLATION PASS | 55G | MAVIL | 64F | BFR WIRE MESH TRAYS | 6 | 6 | M | 9775 | CCM | 1.756 | 1.756 | KG | 3660612254245 | 3660612253804 | 3660612253804 | 73143100
MV50442 | BFR110-115 WIRE MESH CABLE TRAY W150 EZ | KOR.KAB.Z SIATKI DRUC.BFR110-115 W150 EZ | 47.3 | 1 | M | 46.3 | 1 | M | 2.16% | OFFICIAL | 5PS55G64FG2550G100 | 30 | 5PS | INSTALLATION PASS | 55G | MAVIL | 64F | BFR WIRE MESH TRAYS | 3 | 12 | M | 12258.18 | CCM | 1.542 | 1.388 | KG | 3660612100207 | 3660612002679 | 3660612002679 | 73143100
MV50758 | COPERCHIO PASS.IN FILO 600 BFR HP | CO CC 600 BFR HP | 142 | 1 | M | 139 | 1 | M | 2.158% | OFFICIAL | 5PS55G64FG2951C100 | 30 | 5PS | INSTALLATION PASS | 55G | MAVIL | 64F | BFR WIRE MESH TRAYS | 3 | 6 | M | 35532 | CCM | 3.353 | 3.353 | KG | 3660612355133 | 3660612355157 | 3660612355157 | 72169110
MV50873 | CC 200 BFR30 PRE-ECLISSE INOX316L | KOR.KAB.Z ZAM. ŁĄCZ. 200 BFR30 INOX316L | 142 | 1 | M | 139 | 1 | M | 2.158% | OFFICIAL | 5PS55G64FG4352A100 | 30 | 5PS | INSTALLATION PASS | 55G | MAVIL | 64F | BFR WIRE MESH TRAYS | 3 | 12 | M | 4371.444 | CCM | 1.017 | 1.017 | KG | 3660612304230 | 3660612304247 | 3660612304254 | 73143100
MV51103 | BFR60-66 WALL BRACKET Z275 | UCHWYT NATYNKOWY BFR60-66 Z275 | 7.1 | 1 | NR | 6.95 | 1 | NR | 2.158% | OFFICIAL | 5PS55G64FG4552K100 | 30 | 5PS | INSTALLATION PASS | 55G | MAVIL | 64F | BFR WIRE MESH TRAYS | 1 | 100 | NR | 240 | CCM | 0.098 | 0.098 | KG | 3660612003409 | 3660612003416 | 3660612003416 | 72169110
MV51710 | BFR SPEED-LOCK COUPLER HP | ZŁĄCZE SZYBKOBLOKUJĄCE BFR HP | 14.2 | 1 | NR | 13.9 | 1 | NR | 2.158% | OFFICIAL | 5PS55G64FG3151I100 | 30 | 5PS | INSTALLATION PASS | 55G | MAVIL | 64F | BFR WIRE MESH TRAYS | 1 | 50 | NR | 480 | CCM | 0.284 | 0.284 | KG | 3660612218407 | 3660612218414 | 3660612218414 | 72169110
MV52232 | BFR60-66 90° ELBOW W150 HDG | BFR60-66 KOLANKO 90° W150 HDG | 142 | 1 | NR | 139 | 1 | NR | 2.158% | OFFICIAL | 5PS55G64FG2750S100 | 30 | 5PS | INSTALLATION PASS | 55G | MAVIL | 64F | BFR WIRE MESH TRAYS | 1 | 1 | NR | 25427 | CCM | 1.037 | 1.037 | KG | 3660612115164 | 3660612115164 | 3660612115164 | 73143100
MV53725 | COUDE 135° 300 BFR30 HP | KOLANKO 135° 300 BFR30 HP | 142 | 1 | NR | 139 | 1 | NR | 2.158% | OFFICIAL | 5PS55G64FG2750U100 | 30 | 5PS | INSTALLATION PASS | 55G | MAVIL | 64F | BFR WIRE MESH TRAYS | 2 | 2 | NR | 12251.25 | CCM | 2.053 | 2.053 | KG | 3660612303103 | 3660612302106 | 3660612302106 | 73143100
MV52634 | COUDE 90° 250 BFR60 INOX304L | KOLANKO 90° 250 BFR60 INOX304L | 332 | 1 | NR | 325 | 1 | NR | 2.154% | OFFICIAL | 5PS55G64FG4352C100 | 30 | 5PS | INSTALLATION PASS | 55G | MAVIL | 64F | BFR WIRE MESH TRAYS | 2 | 2 | NR | 27413 | CCM | 2.013 | 2.013 | KG | 3660612302748 | 3660612300966 | 3660612300966 | 73143100
MV50271 | CC 100 BFR30 PRE-ECLISSE HDG | KOR.KAB.Z ZAM. ŁĄCZNIKIEM 100 BFR30 GAC | 38 | 1 | M | 37.2 | 1 | M | 2.151% | OFFICIAL | 5PS55G64FG2550C100 | 30 | 5PS | INSTALLATION PASS | 55G | MAVIL | 64F | BFR WIRE MESH TRAYS | 3 | 30 | M | 1794.449 | CCM | 0.606 | 0.606 | KG | 3660612239730 | 3660612239754 | 3660612239754 | 73143100
MV51150 | SUSPENTE MULTIFONCTION BFR Z275 | UCHWYT UNIWERSALNY BFR Z275 | 9.5 | 1 | NR | 9.3 | 1 | NR | 2.151% | OFFICIAL | 5PS55G64FG4552P100 | 30 | 5PS | INSTALLATION PASS | 55G | MAVIL | 64F | BFR WIRE MESH TRAYS | 100 | 100 | NR | 120 | CCM | 0.088 | 0.088 | KG | 3660612326812 | 3660612326805 | 3660612326805 | 72169110
MV51202 | BFR SUSPENSION CLAMP GAC | UCHWYT PODWIESZAJĄCY BFR GEOMET | 4.75 | 1 | NR | 4.65 | 1 | NR | 2.151% | OFFICIAL | 5PS55G64FG4551U100 | 30 | 5PS | INSTALLATION PASS | 55G | MAVIL | 64F | BFR WIRE MESH TRAYS | 100 | 100 | NR | 29.7 | CCM | 0.044 | 0.044 | KG | 3660612016546 | 3660612016553 | 3660612016553 | 72169110
MV50535 | BFR60-66 WIRE MESH CABLE TRAY W300 Z100 | KOR.KAB.Z SIATKI DRUC.BFR60-66 W300 Z100 | 42.8 | 1 | M | 41.9 | 1 | M | 2.148% | OFFICIAL | 5PS55G64FG2550E100 | 30 | 5PS | INSTALLATION PASS | 55G | MAVIL | 64F | BFR WIRE MESH TRAYS | 3 | 6 | M | 18923.119 | CCM | 1.816 | 1.816 | KG | 3660612100955 | 3660612001955 | 3660612001955 | 73143100
MV50646 | BFR110-115 WIRE MESH C.TRAY W400 INOX304 | KOR.KA.Z SIA.DRU.BFR110-115 W400 INOX304 | 238 | 1 | M | 233 | 1 | M | 2.146% | OFFICIAL | 5PS55G64FG4352A100 | 30 | 5PS | INSTALLATION PASS | 55G | MAVIL | 64F | BFR WIRE MESH TRAYS | 3 | 6 | M | 29268.874 | CCM | 3.299 | 3.299 | KG | 3660612106643 | 3660612106650 | 3660612106650 | 73143100
MV51601 | EXT. BRACKET R. COND./J. BOX INOX304 | ZEW. UCHWYT.PRZEW.SZT./ PUS.PRZ.INOX304 | 14.3 | 1 | NR | 14 | 1 | NR | 2.143% | OFFICIAL | 5PS55G64FG4352I100 | 30 | 5PS | INSTALLATION PASS | 55G | MAVIL | 64F | BFR WIRE MESH TRAYS | 100 | 100 | NR | 120 | CCM | 0.042 | 0.042 | KG | 3660612108098 | 3660612108104 | 3660612108104 | 72169110
MV64726 | SUSPENTE AUTO UNIV DIAM.6 HP | ZAWIESIE AUTO UNIW. ŚRED.6 HP | 14.3 | 1 | NR | 14 | 1 | NR | 2.143% | OFFICIAL | 5PS55G64FG4552P100 | 30 | 5PS | INSTALLATION PASS | 55G | MAVIL | 64F | BFR WIRE MESH TRAYS | 10 | 1000 | NR | 24 | CCM | 0.014 | 0.014 | KG | 3660612327161 | 3660612328380 | 3660612327185 | 72169110
MV52543 | BFR110-115 90° ELBOW W200 Z100 | BFR110-115 KOLANKO 90° W200 Z100 | 143 | 1 | NR | 140 | 1 | NR | 2.143% | OFFICIAL | 5PS55G64FG2750T100 | 30 | 5PS | INSTALLATION PASS | 55G | MAVIL | 64F | BFR WIRE MESH TRAYS | 1 | 1 | NR | 67528.125 | CCM | 2.473 | 2.473 | KG | 3660612114532 | 3660612114532 | 3660612114532 | 73143100
MV53746 | COUDE 135° 400 BFR110 HP | KOLANKO 135° 400 BFR110 HP | 286 | 1 | NR | 280 | 1 | NR | 2.143% | OFFICIAL | 5PS55G64FG2750Y100 | 30 | 5PS | INSTALLATION PASS | 55G | MAVIL | 64F | BFR WIRE MESH TRAYS | 2 | 2 | NR | 61762.5 | CCM | 4.8 | 4.8 | KG | 3660612303257 | 3660612302496 | 3660612302496 | 73143100
MV52235 | BFR60-66 90° ELBOW W300 HDG | BFR60-66 KOLANKO 90° W300 HDG | 334 | 1 | NR | 327 | 1 | NR | 2.141% | OFFICIAL | 5PS55G64FG2750S100 | 30 | 5PS | INSTALLATION PASS | 55G | MAVIL | 64F | BFR WIRE MESH TRAYS | 1 | 1 | NR | 71296.875 | CCM | 3.288 | 3.288 | KG | 3660612115195 | 3660612115195 | 3660612115195 | 73143100
MV50771 | CC 100 BFR30 PRE-ECLISSE HP | KOR.KAB.Z ZAM. ŁĄCZNIKIEM 100 BFR30 HP | 33.4 | 1 | M | 32.7 | 1 | M | 2.141% | OFFICIAL | 5PS55G64FG2550C100 | 30 | 5PS | INSTALLATION PASS | 55G | MAVIL | 64F | BFR WIRE MESH TRAYS | 3 | 30 | M | 1794.448 | CCM | 0.579 | 0.579 | KG | 3660612238986 | 3660612239006 | 3660612239006 | 73143100
MV50425 | BFR30-33 WIRE MESH CABLE TRAY W300 EZ | KOR.KABL. Z SIATKI DRUC.BFR30-33 W300 EZ | 43 | 1 | M | 42.1 | 1 | M | 2.138% | OFFICIAL | 5PS55G64FG2550C100 | 30 | 5PS | INSTALLATION PASS | 55G | MAVIL | 64F | BFR WIRE MESH TRAYS | 3 | 6 | M | 9372.474 | CCM | 1.782 | 1.782 | KG | 3660612100474 | 3660612001627 | 3660612001627 | 73143100
MV50732 | BFR60-66 WIRE MESH CABLE TRAY W150 HP | KOR.KAB.Z SIATKI DRUC.BFR60-66 W150 HP | 43 | 1 | M | 42.1 | 1 | M | 2.138% | OFFICIAL | 5PS55G64FG2550E100 | 30 | 5PS | INSTALLATION PASS | 55G | MAVIL | 64F | BFR WIRE MESH TRAYS | 3 | 12 | M | 8719.218 | CCM | 0.898 | 0.898 | KG | 3660612217783 | 3660612217806 | 3660612217806 | 73143100
MV50484 | CC 250 BFR60 PRE-ECLISSE EZ | KOR.KAB.Z ZAM. ŁĄCZNIKIEM 250 BFR60 EZ | 47.8 | 1 | M | 46.8 | 1 | M | 2.137% | OFFICIAL | 5PS55G64FG2550E100 | 30 | 5PS | INSTALLATION PASS | 55G | MAVIL | 64F | BFR WIRE MESH TRAYS | 3 | 6 | M | 16003.785 | CCM | 1.547 | 1.547 | KG | 3660612240576 | 3660612240590 | 3660612240590 | 73143100
MV50570 | CC 50 BFR30 PRE-ECLISSE Z100 | KOR.KAB.Z ZAM. ŁĄCZNIKIEM 50 BFR30 Z100 | 23.9 | 1 | M | 23.4 | 1 | M | 2.137% | OFFICIAL | 5PS55G64FG2550C100 | 30 | 5PS | INSTALLATION PASS | 55G | MAVIL | 64F | BFR WIRE MESH TRAYS | 3 | 30 | M | 1071.464 | CCM | 0.416 | 0.416 | KG | 3660612238306 | 3660612238320 | 3660612238320 | 73143100
MV53421 | BFR30-33 135° ELBOW W100 EZ | BFR30-33 KOLANKO 135° W100 EZ | 47.8 | 1 | NR | 46.8 | 1 | NR | 2.137% | OFFICIAL | 5PS55G64FG2750U100 | 30 | 5PS | INSTALLATION PASS | 55G | MAVIL | 64F | BFR WIRE MESH TRAYS | 1 | 1 | NR | 8336.25 | CCM | 0.467 | 0.467 | KG | 3660612114020 | 3660612114020 | 3660612114020 | 73143100
MV50471 | CC 100 BFR30 PRE-ECLISSE EZ | KOR.KAB.Z ZAM. ŁĄCZNIKIEM 100 BFR30 EZ | 28.7 | 1 | M | 28.1 | 1 | M | 2.135% | OFFICIAL | 5PS55G64FG2550C100 | 30 | 5PS | INSTALLATION PASS | 55G | MAVIL | 64F | BFR WIRE MESH TRAYS | 3 | 30 | M | 1794.449 | CCM | 0.572 | 0.572 | KG | 3660612240330 | 3660612240354 | 3660612240354 | 73143100
MV52400 | BFRG50 DIR. FIX W.M.C.TRAY W50 EZ | BFRG50 BEZP. NATYN.MOC.KOR W50 EZ | 28.7 | 1 | M | 28.1 | 1 | M | 2.135% | OFFICIAL | 5PS55G64FG2550H100 | 30 | 5PS | INSTALLATION PASS | 55G | MAVIL | 64F | BFR WIRE MESH TRAYS | 6 | 6 | M | 4076.428 | CCM | 0.516 | 0.516 | KG | 3660612254146 | 3660612253507 | 3660612253507 | 73143100
MV53720 | COUDE 135° 50 BFR30 HP | KOLANKO 135° 50 BFR30 HP | 28.7 | 1 | NR | 28.1 | 1 | NR | 2.135% | OFFICIAL | 5PS55G64FG2750U100 | 30 | 5PS | INSTALLATION PASS | 55G | MAVIL | 64F | BFR WIRE MESH TRAYS | 2 | 2 | NR | 2895.75 | CCM | 0.278 | 0.278 | KG | 3660612303066 | 3660612301987 | 3660612301987 | 73143100
MV64161 | BFR SUSPENSION W50/100 Z275 | ZAWIESZENIE BRN W50/100 Z275 | 28.7 | 1 | NR | 28.1 | 1 | NR | 2.135% | OFFICIAL | 5PS55G64FG4551W100 | 30 | 5PS | INSTALLATION PASS | 55G | MAVIL | 64F | BFR WIRE MESH TRAYS | 1 | 50 | NR | 720 | CCM | 0.331 | 0.331 | KG | 3660612003423 | 3660612014603 | 3660612014603 | 72169110
MV53446 | BFR110-115 135° ELBOW W400 EZ | BFR110-115 KOLANKO 135° W400 EZ | 287 | 1 | NR | 281 | 1 | NR | 2.135% | OFFICIAL | 5PS55G64FG2750Y100 | 30 | 5PS | INSTALLATION PASS | 55G | MAVIL | 64F | BFR WIRE MESH TRAYS | 1 | 1 | NR | 123525 | CCM | 4.265 | 4.265 | KG | 3660612113818 | 3660612113818 | 3660612113818 | 73143100
MV50222 | BFR30-33 WIRE MESH CABLE TRAY W150 HDG | KOR.KABL.Z SIATKI DRUC.BFR30-33 W150 GAC | 38.3 | 1 | M | 37.5 | 1 | M | 2.133% | OFFICIAL | 5PS55G64FG2550C100 | 30 | 5PS | INSTALLATION PASS | 55G | MAVIL | 64F | BFR WIRE MESH TRAYS | 3 | 18 | M | 2989.297 | CCM | 0.871 | 0.871 | KG | 3660612100702 | 3660612001719 | 3660612001719 | 73143100
MV50723 | BFR30-33 WIRE MESH CABLE TRAY W200 HP | KOR.KAB.Z SIATKI DRUC.BFR30-33 W200 HP | 38.3 | 1 | M | 37.5 | 1 | M | 2.133% | OFFICIAL | 5PS55G64FG2550C100 | 30 | 5PS | INSTALLATION PASS | 55G | MAVIL | 64F | BFR WIRE MESH TRAYS | 3 | 12 | M | 4371.444 | CCM | 0.978 | 0.978 | KG | 3660612217585 | 3660612217608 | 3660612217608 | 73143100
MV53522 | BFR30-33 135° ELBOW W150 Z100 | BFR30-33 KOLANKO 135° W150 Z100 | 52.7 | 1 | NR | 51.6 | 1 | NR | 2.132% | OFFICIAL | 5PS55G64FG2750U100 | 30 | 5PS | INSTALLATION PASS | 55G | MAVIL | 64F | BFR WIRE MESH TRAYS | 1 | 1 | NR | 10914.75 | CCM | 0.756 | 0.756 | KG | 3660612113986 | 3660612113986 | 3660612113986 | 73143100
MV50781 | CC 100 BFR60 PRE-ECLISSE HP | KOR.KAB.Z ZAM. ŁĄCZNIKIEM 100 BFR60 HP | 43.2 | 1 | M | 42.3 | 1 | M | 2.128% | OFFICIAL | 5PS55G64FG2550E100 | 30 | 5PS | INSTALLATION PASS | 55G | MAVIL | 64F | BFR WIRE MESH TRAYS | 3 | 24 | M | 5634.223 | CCM | 0.813 | 0.813 | KG | 3660612239136 | 3660612239150 | 3660612239150 | 73143100
MV51205 | BFR TRAY SUSPENSION BRACKET HDG | UCHWYT KORYTKA BFR GAC | 7.2 | 1 | NR | 7.05 | 1 | NR | 2.128% | OFFICIAL | 5PS55G64FG4551M100 | 30 | 5PS | INSTALLATION PASS | 55G | MAVIL | 64F | BFR WIRE MESH TRAYS | 100 | 100 | NR | 72 | CCM | 0.044 | 0.044 | KG | 3660612106445 | 3660612106452 | 3660612106452 | 72169110
MV50220 | BFR30-33 WIRE MESH CABLE TRAY W50 HDG | KOR.KABL. Z SIATKI DRUC.BFR30-33 W50 GAC | 24 | 1 | M | 23.5 | 1 | M | 2.128% | OFFICIAL | 5PS55G64FG2550C100 | 30 | 5PS | INSTALLATION PASS | 55G | MAVIL | 64F | BFR WIRE MESH TRAYS | 3 | 30 | M | 1071.464 | CCM | 0.409 | 0.409 | KG | 3660612100665 | 3660612001658 | 3660612001658 | 73143100
MV50448 | BFR110-115 WIRE MESH CABLE TRAY W600 EZ | KOR.KAB.Z SIATKI DRUC.BFR110-115 W600 EZ | 144 | 1 | M | 141 | 1 | M | 2.128% | OFFICIAL | 5PS55G64FG2550G100 | 30 | 5PS | INSTALLATION PASS | 55G | MAVIL | 64F | BFR WIRE MESH TRAYS | 3 | 6 | M | 42597.14 | CCM | 4.627 | 4.627 | KG | 3660612106728 | 3660612106735 | 3660612106735 | 73143100
MV50688 | CC 600 BFR60 PRE-ECLISSE INOX304L | KOR.KAB.Z ZAM. ŁĄCZ. 600 BFR60 INOX304L | 288 | 1 | M | 282 | 1 | M | 2.128% | OFFICIAL | 5PS55G64FG4352A100 | 30 | 5PS | INSTALLATION PASS | 55G | MAVIL | 64F | BFR WIRE MESH TRAYS | 3 | 6 | M | 36439.119 | CCM | 4.227 | 4.227 | KG | 3660612303837 | 3660612303844 | 3660612303851 | 73143100
MV50742 | BFR110-115 WIRE MESH CABLE TRAY W150 HP | KOR.KAB.Z SIATKI DRUC.BFR110-115 W150 HP | 52.8 | 1 | M | 51.7 | 1 | M | 2.128% | OFFICIAL | 5PS55G64FG2550G100 | 30 | 5PS | INSTALLATION PASS | 55G | MAVIL | 64F | BFR WIRE MESH TRAYS | 3 | 12 | M | 12258.18 | CCM | 1.527 | 1.527 | KG | 3660612218063 | 3660612218087 | 3660612218087 | 73143100
MV50825 | BFR30 WIRE MESH CABLE TRAY W300 INOX 316 | KOR.KAB.Z SIAT. DRUC.BFR30 W300 INOX 316 | 192 | 1 | M | 188 | 1 | M | 2.128% | OFFICIAL | 5PS55G64FG4352A100 | 30 | 5PS | INSTALLATION PASS | 55G | MAVIL | 64F | BFR WIRE MESH TRAYS | 6 | 6 | M | 9188 | CCM | 1.802 | 1.802 | KG | 3660612199140 | 3660612199164 | 3660612199164 | 73143100
MV50836 | BFR60 WIRE MESH CABLE TRAY W400 INOX 316 | KOR.KAB.Z SIAT. DRUC.BFR60 W400 INOX 316 | 384 | 1 | M | 376 | 1 | M | 2.128% | OFFICIAL | 5PS55G64FG4352A100 | 30 | 5PS | INSTALLATION PASS | 55G | MAVIL | 64F | BFR WIRE MESH TRAYS | 3 | 6 | M | 24761.785 | CCM | 2.93 | 2.93 | KG | 3660612227140 | 3660612227164 | 3660612227164 | 73141400
MV50877 | CC 500 BFR30 PRE-ECLISSE INOX316L | KOR.KAB.Z ZAM. ŁĄCZ. 500 BFR30 INOX316L | 240 | 1 | M | 235 | 1 | M | 2.128% | OFFICIAL | 5PS55G64FG4352G100 | 30 | 5PS | INSTALLATION PASS | 55G | MAVIL | 64F | BFR WIRE MESH TRAYS | 6 | 6 | M | 14185.45 | CCM | 3.112 | 3.112 | KG | 3660612329738 | 3660612329752 | 3660612329752 | 73143100
MV52622 | BFR30-33 90° ELBOW W150 INOX | BFR30-33 KOLANKO 90° W150 INOX | 192 | 1 | NR | 188 | 1 | NR | 2.128% | OFFICIAL | 5PS55G64FG4352C100 | 30 | 5PS | INSTALLATION PASS | 55G | MAVIL | 64F | BFR WIRE MESH TRAYS | 1 | 1 | NR | 15400.125 | CCM | 1.03 | 1.03 | KG | 3660612114938 | 3660612114938 | 3660612114938 | 73143100
MV52643 | BFR110-115 90° ELBOW W200 INOX | BFR110-115 KOLANKO 90° W200 INOX | 288 | 1 | NR | 282 | 1 | NR | 2.128% | OFFICIAL | 5PS55G64FG4352C100 | 30 | 5PS | INSTALLATION PASS | 55G | MAVIL | 64F | BFR WIRE MESH TRAYS | 1 | 1 | NR | 67528.125 | CCM | 2.473 | 2.473 | KG | 3660612114716 | 3660612114716 | 3660612114716 | 73143100
MV53425 | BFR30-33 135° ELBOW W300 EZ | BFR30-33 KOLANKO 135° W300 EZ | 144 | 1 | NR | 141 | 1 | NR | 2.128% | OFFICIAL | 5PS55G64FG2750U100 | 30 | 5PS | INSTALLATION PASS | 55G | MAVIL | 64F | BFR WIRE MESH TRAYS | 1 | 1 | NR | 24502.5 | CCM | 1.767 | 1.767 | KG | 3660612114051 | 3660612114051 | 3660612114051 | 73143100
MV53526 | COUDE 135° 400 BFR30 Z100 | KOLANKO 135° 400 BFR30 Z100 | 192 | 1 | NR | 188 | 1 | NR | 2.128% | OFFICIAL | 5PS55G64FG2750U100 | 30 | 5PS | INSTALLATION PASS | 55G | MAVIL | 64F | BFR WIRE MESH TRAYS | 2 | 2 | NR | 22234 | CCM | 3.262 | 3.262 | KG | 3660612302816 | 3660612301178 | 3660612301178 | 73143100
MV50446 | BFR110-115 WIRE MESH CABLE TRAY W400 EZ | KOR.KAB.Z SIATKI DRUC.BFR110-115 W400 EZ | 101 | 1 | M | 98.9 | 1 | M | 2.123% | OFFICIAL | 5PS55G64FG2550G100 | 30 | 5PS | INSTALLATION PASS | 55G | MAVIL | 64F | BFR WIRE MESH TRAYS | 3 | 6 | M | 29268.874 | CCM | 3.303 | 3.303 | KG | 3660612100238 | 3660612002730 | 3660612002730 | 73143100
MV64861 | ETRIER SUSP. CC BFR LARG50/100 INOX316 | JARZ. DO KOR.KAB. BFR LARG50/100 INOX316 | 101 | 1 | NR | 98.9 | 1 | NR | 2.123% | OFFICIAL | 5PS55G64FG4352I100 | 30 | 5PS | INSTALLATION PASS | 55G | MAVIL | 64F | BFR WIRE MESH TRAYS | 50 | 50 | NR | 240 | CCM | 0.333 | 0.333 | KG | 3660612227669 | 3660612227676 | 3660612227676 | 72169110
MV50281 | CC 100 BFR60 PRE-ECLISSE HDG | KOR.KAB.Z ZAM. ŁĄCZNIKIEM 100 BFR60 GAC | 48.1 | 1 | M | 47.1 | 1 | M | 2.123% | OFFICIAL | 5PS55G64FG2550E100 | 30 | 5PS | INSTALLATION PASS | 55G | MAVIL | 64F | BFR WIRE MESH TRAYS | 3 | 24 | M | 5634.223 | CCM | 0.847 | 0.847 | KG | 3660612239884 | 3660612239907 | 3660612239907 | 73143100
MV50733 | BFR60-66 WIRE MESH CABLE TRAY W200 HP | KOR.KAB.Z SIATKI DRUC.BFR60-66 W200 HP | 48.1 | 1 | M | 47.1 | 1 | M | 2.123% | OFFICIAL | 5PS55G64FG2550E100 | 30 | 5PS | INSTALLATION PASS | 55G | MAVIL | 64F | BFR WIRE MESH TRAYS | 3 | 12 | M | 11223.302 | CCM | 1.211 | 1.211 | KG | 3660612217820 | 3660612217844 | 3660612217844 | 73143100
MV51950 | BORNE BFR CLIP 16-35mm² | ZACISK BFR 16-35mm² | 38.5 | 1 | NR | 37.7 | 1 | NR | 2.122% | OFFICIAL | 5PS55G64FG4551Q100 | 30 | 5PS | INSTALLATION PASS | 55G | MAVIL | 64F | BFR WIRE MESH TRAYS | 40 | 40 | NR | 34.3 | CCM | 0.018 | 0.018 | KG | 3660612354525 | 3660612354532 | 3660612354532 | 85369010
MV53430 | BFR60-66 135° ELBOW W50 EZ | BFR60-66 KOLANKO 135° W50 EZ | 38.5 | 1 | NR | 37.7 | 1 | NR | 2.122% | OFFICIAL | 5PS55G64FG2750W100 | 30 | 5PS | INSTALLATION PASS | 55G | MAVIL | 64F | BFR WIRE MESH TRAYS | 1 | 1 | NR | 9652.5 | CCM | 0.435 | 0.435 | KG | 3660612114266 | 3660612114266 | 3660612114266 | 73143100
MV52434 | BFR60-66 90° ELBOW W250 EZ | BFR60-66 KOLANKO 90° W250 EZ | 337 | 1 | NR | 330 | 1 | NR | 2.121% | OFFICIAL | 5PS55G64FG2750S100 | 30 | 5PS | INSTALLATION PASS | 55G | MAVIL | 64F | BFR WIRE MESH TRAYS | 1 | 1 | NR | 54826.875 | CCM | 2.013 | 2.013 | KG | 3660612115096 | 3660612115096 | 3660612115096 | 73143100
MV52735 | COUDE 90° 300 BFR60 HP | KOLANKO 90° 300 BFR60 HP | 337 | 1 | NR | 330 | 1 | NR | 2.121% | OFFICIAL | 5PS55G64FG2750S100 | 30 | 5PS | INSTALLATION PASS | 55G | MAVIL | 64F | BFR WIRE MESH TRAYS | 2 | 2 | NR | 35648.438 | CCM | 3.408 | 3.408 | KG | 3660612302960 | 3660612301680 | 3660612301680 | 73143100
MV50155 | BFR COVER W300 Z275 | POKRYWA BFR W300 Z275 | 43.4 | 1 | M | 42.5 | 1 | M | 2.118% | OFFICIAL | 5PS55G64FG2951E100 | 30 | 5PS | INSTALLATION PASS | 55G | MAVIL | 64F | BFR WIRE MESH TRAYS | 3 | 12 | M | 3517.5 | CCM | 1.869 | 1.869 | KG | 3660612116314 | 3660612169808 | 3660612169808 | 72169110
MV50223 | BFR30-33 WIRE MESH CABLE TRAY W200 HDG | KOR.KABL.Z SIATKI DRUC.BFR30-33 W200 GAC | 43.4 | 1 | M | 42.5 | 1 | M | 2.118% | OFFICIAL | 5PS55G64FG2550C100 | 30 | 5PS | INSTALLATION PASS | 55G | MAVIL | 64F | BFR WIRE MESH TRAYS | 3 | 12 | M | 4371.444 | CCM | 1.008 | 1.008 | KG | 3660612100719 | 3660612001740 | 3660612001740 | 73143100
MV51239 | BFR UNIV SUPPORT L600 HDG | POKRYWA UNIWERSALNA BFR L600 HDG | 43.4 | 1 | NR | 42.5 | 1 | NR | 2.118% | OFFICIAL | 5PS55G64FG4551O100 | 30 | 5PS | INSTALLATION PASS | 55G | MAVIL | 64F | BFR WIRE MESH TRAYS | 25 | 25 | NR | 1920 | CCM | 0.825 | 0.825 | KG | 3660612074560 | 3660612154668 | 3660612154668 | 72169110
MV50472 | CC 150 BFR30 PRE-ECLISSE EZ | KOR.KAB.Z ZAM. ŁĄCZNIKIEM 150 BFR30 EZ | 33.8 | 1 | M | 33.1 | 1 | M | 2.115% | OFFICIAL | 5PS55G64FG2550C100 | 30 | 5PS | INSTALLATION PASS | 55G | MAVIL | 64F | BFR WIRE MESH TRAYS | 3 | 18 | M | 2989.297 | CCM | 0.879 | 0.879 | KG | 3660612240361 | 3660612240385 | 3660612240385 | 73143100
MV50482 | CC 150 BFR60 PRE-ECLISSE EZ | KOR.KAB.Z ZAM. ŁĄCZNIKIEM 150 BFR60 EZ | 33.8 | 1 | M | 33.1 | 1 | M | 2.115% | OFFICIAL | 5PS55G64FG2550E100 | 30 | 5PS | INSTALLATION PASS | 55G | MAVIL | 64F | BFR WIRE MESH TRAYS | 3 | 12 | M | 8719.218 | CCM | 0.93 | 0.93 | KG | 3660612240514 | 3660612240538 | 3660612240538 | 73143100
MV50481 | CC 100 BFR60 PRE-ECLISSE EZ | KOR.KAB.Z ZAM. ŁĄCZNIKIEM 100 BFR60 EZ | 29 | 1 | M | 28.4 | 1 | M | 2.113% | OFFICIAL | 5PS55G64FG2550E100 | 30 | 5PS | INSTALLATION PASS | 55G | MAVIL | 64F | BFR WIRE MESH TRAYS | 3 | 24 | M | 5634.223 | CCM | 0.801 | 0.801 | KG | 3660612240484 | 3660612240507 | 3660612240507 | 73143100
MV51221 | BFR COUNTER CLAMP WASHER GEOMET | PODKŁADKA ZACISKU KONTRUJ. BFR GEOMET | 145 | 100 | NR | 142 | 100 | NR | 2.113% | OFFICIAL | 5PS55G64FG4551V100 | 30 | 5PS | INSTALLATION PASS | 55G | MAVIL | 64F | BFR WIRE MESH TRAYS | 100 | 1000 | NR | 7.5 | CCM | 0.009 | 0.009 | KG | 3660612003287 | 3660612113047 | 3660612113047 | 72169110
MV52242 | BFR110-115 90° ELBOW W150 HDG | BFR110-115 KOLANKO 90° W150 HDG | 145 | 1 | NR | 142 | 1 | NR | 2.113% | OFFICIAL | 5PS55G64FG2750Y100 | 30 | 5PS | INSTALLATION PASS | 55G | MAVIL | 64F | BFR WIRE MESH TRAYS | 1 | 1 | NR | 42778.125 | CCM | 1.749 | 1.749 | KG | 3660612114648 | 3660612114648 | 3660612114648 | 73143100
MV50735 | BFR60-66 WIRE MESH CABLE TRAY W300 HP | KOR.KAB.Z SIATKI DRUC.BFR60-66 W300 HP | 67.7 | 1 | M | 66.3 | 1 | M | 2.112% | OFFICIAL | 5PS55G64FG2550E100 | 30 | 5PS | INSTALLATION PASS | 55G | MAVIL | 64F | BFR WIRE MESH TRAYS | 3 | 6 | M | 18923.119 | CCM | 1.856 | 1.856 | KG | 3660612217905 | 3660612217929 | 3660612217929 | 73143100
MV50475 | CC 300 BFR30 PRE-ECLISSE EZ | KOR.KAB.Z ZAM. ŁĄCZNIKIEM 300 BFR30 EZ | 53.2 | 1 | M | 52.1 | 1 | M | 2.111% | OFFICIAL | 5PS55G64FG2550C100 | 30 | 5PS | INSTALLATION PASS | 55G | MAVIL | 64F | BFR WIRE MESH TRAYS | 3 | 6 | M | 9372.474 | CCM | 1.839 | 1.839 | KG | 3660612240422 | 3660612240446 | 3660612240446 | 73143100
MV50753 | COPERCHIO PASS.IN FILO 200 BFR HP | CO CC 200 BFR HP | 53.2 | 1 | M | 52.1 | 1 | M | 2.111% | OFFICIAL | 5PS55G64FG2951C100 | 30 | 5PS | INSTALLATION PASS | 55G | MAVIL | 64F | BFR WIRE MESH TRAYS | 3 | 18 | M | 4267.6 | CCM | 1.345 | 1.345 | KG | 8011564848047 | 8011564980808 | 8011564980792 | 72169110
MV53221 | BFR30-33 135° ELBOW W100 HDG | BFR30-33 KOLANKO 135° W100 HDG | 53.2 | 1 | NR | 52.1 | 1 | NR | 2.111% | OFFICIAL | 5PS55G64FG2750U100 | 30 | 5PS | INSTALLATION PASS | 55G | MAVIL | 64F | BFR WIRE MESH TRAYS | 1 | 1 | NR | 8336.25 | CCM | 0.474 | 0.474 | KG | 3660612114075 | 3660612114075 | 3660612114075 | 73143100
MV50754 | COPERCHIO PASS.IN FILO 250 BFR HP | CO CC 250 BFR HP | 62.9 | 1 | M | 61.6 | 1 | M | 2.11% | OFFICIAL | 5PS55G64FG2951C100 | 30 | 5PS | INSTALLATION PASS | 55G | MAVIL | 64F | BFR WIRE MESH TRAYS | 3 | 18 | M | 5207.6 | CCM | 1.613 | 1.613 | KG | 8011564848054 | 8011564980839 | 8011564980822 | 72169110
MV50275 | CC 300 BFR30 PRE-ECLISSE HDG | KOR.KAB.Z ZAM. ŁĄCZNIKIEM 300 BFR30 GAC | 67.8 | 1 | M | 66.4 | 1 | M | 2.108% | OFFICIAL | 5PS55G64FG2550C100 | 30 | 5PS | INSTALLATION PASS | 55G | MAVIL | 64F | BFR WIRE MESH TRAYS | 3 | 6 | M | 9249.958 | CCM | 1.827 | 1.827 | KG | 3660612239822 | 3660612239846 | 3660612239846 | 73143100
MV51631 | BFR UNIV SUPPORT L150 INOX304 | POKRYWA UNIWERSALNA BFR L150 INOX304 | 33.9 | 1 | NR | 33.2 | 1 | NR | 2.108% | OFFICIAL | 5PS55G64FG4352I100 | 30 | 5PS | INSTALLATION PASS | 55G | MAVIL | 64F | BFR WIRE MESH TRAYS | 70 | 70 | NR | 171.429 | CCM | 0.147 | 0.147 | KG | 3660612107978 | 3660612107985 | 3660612107985 | 72169110
MV50284 | CC 250 BFR60 PRE-ECLISSE HDG | KOR.KAB.Z ZAM. ŁĄCZNIKIEM 250 BFR60 GAC | 67.9 | 1 | M | 66.5 | 1 | M | 2.105% | OFFICIAL | 5PS55G64FG2550E100 | 30 | 5PS | INSTALLATION PASS | 55G | MAVIL | 64F | BFR WIRE MESH TRAYS | 3 | 6 | M | 16003.785 | CCM | 1.632 | 1.632 | KG | 3660612239976 | 3660612239990 | 3660612239990 | 73143100
MV52403 | BFRG110 DIR. FIX W.M.C.TRAY W150 EZ | BFRG110 BEZP. NATYN.MOC.KOR W150 EZ | 58.2 | 1 | M | 57 | 1 | M | 2.105% | OFFICIAL | 5PS55G64FG2550M100 | 30 | 5PS | INSTALLATION PASS | 55G | MAVIL | 64F | BFR WIRE MESH TRAYS | 6 | 6 | M | 11828.25 | CCM | 1.759 | 1.759 | KG | 3660612254177 | 3660612253590 | 3660612253590 | 73143100
MV52521 | BFR30-33 90° ELBOW W100 Z100 | BFR30-33 KOLANKO 90° W100 Z100 | 58.2 | 1 | NR | 57 | 1 | NR | 2.105% | OFFICIAL | 5PS55G64FG2750Q100 | 30 | 5PS | INSTALLATION PASS | 55G | MAVIL | 64F | BFR WIRE MESH TRAYS | 1 | 1 | NR | 11476.125 | CCM | 0.593 | 0.593 | KG | 3660612114778 | 3660612114778 | 3660612114778 | 73143100
MV52525 | BFR30-33 90° ELBOW W300 Z100 | BFR30-33 KOLANKO 90° W300 Z100 | 388 | 1 | NR | 380 | 1 | NR | 2.105% | OFFICIAL | 5PS55G64FG2750Q100 | 30 | 5PS | INSTALLATION PASS | 55G | MAVIL | 64F | BFR WIRE MESH TRAYS | 1 | 1 | NR | 42778.125 | CCM | 2.703 | 2.703 | KG | 3660612114808 | 3660612114808 | 3660612114808 | 73143100
MV50731 | BFR60-66 WIRE MESH CABLE TRAY W100 HP | KOR.KAB.Z SIATKI DRUC.BFR60-66 W100 HP | 34 | 1 | M | 33.3 | 1 | M | 2.102% | OFFICIAL | 5PS55G64FG2550E100 | 30 | 5PS | INSTALLATION PASS | 55G | MAVIL | 64F | BFR WIRE MESH TRAYS | 3 | 24 | M | 5634.223 | CCM | 708.333 | 637.333 | G | 3660612217745 | 3660612217769 | 3660612217769 | 73143100
MV50631 | BFR60-66 WIRE MESH C. TRAY W100 INOX304 | KOR.KAB.Z SIA.DRUC.BFR60-66 W100 INOX304 | 72.9 | 1 | M | 71.4 | 1 | M | 2.101% | OFFICIAL | 5PS55G64FG4352A100 | 30 | 5PS | INSTALLATION PASS | 55G | MAVIL | 64F | BFR WIRE MESH TRAYS | 3 | 24 | M | 5634.223 | CCM | 687.5 | 618.75 | G | 3660612116413 | 3660612004017 | 3660612004017 | 73143100
MV50783 | CC 200 BFR60 PRE-ECLISSE HP | KOR.KAB.Z ZAM. ŁĄCZNIKIEM 200 BFR60 HP | 53.5 | 1 | M | 52.4 | 1 | M | 2.099% | OFFICIAL | 5PS55G64FG2550E100 | 30 | 5PS | INSTALLATION PASS | 55G | MAVIL | 64F | BFR WIRE MESH TRAYS | 3 | 12 | M | 11223.301 | CCM | 1.26 | 1.26 | KG | 3660612239198 | 3660612239211 | 3660612239211 | 73143100
MV50432 | BFR60-66 WIRE MESH CABLE TRAY W150 EZ | KOR.KABL. Z SIATKI DRUC.BFR60-66 W150 EZ | 29.2 | 1 | M | 28.6 | 1 | M | 2.098% | OFFICIAL | 5PS55G64FG2550E100 | 30 | 5PS | INSTALLATION PASS | 55G | MAVIL | 64F | BFR WIRE MESH TRAYS | 3 | 12 | M | 8719.218 | CCM | 0.873 | 0.873 | KG | 3660612100856 | 3660612002136 | 3660612002136 | 73143100
MV50486 | CC 400 BFR60 PRE-ECLISSE EZ | KOR.KAB.Z ZAM. ŁĄCZNIKIEM 400 BFR60 EZ | 73 | 1 | M | 71.5 | 1 | M | 2.098% | OFFICIAL | 5PS55G64FG2550E100 | 30 | 5PS | INSTALLATION PASS | 55G | MAVIL | 64F | BFR WIRE MESH TRAYS | 3 | 6 | M | 24761.785 | CCM | 2.954 | 2.954 | KG | 3660612240637 | 3660612240651 | 3660612240651 | 73143100
MV53731 | COUDE 135° 100 BFR60 HP | KOLANKO 135° 100 BFR60 HP | 58.4 | 1 | NR | 57.2 | 1 | NR | 2.098% | OFFICIAL | 5PS55G64FG2750W100 | 30 | 5PS | INSTALLATION PASS | 55G | MAVIL | 64F | BFR WIRE MESH TRAYS | 2 | 2 | NR | 6946.875 | CCM | 0.614 | 0.614 | KG | 3660612303141 | 3660612302168 | 3660612302168 | 73143100
MV50575 | CC 300 BFR30 PRE-ECLISSE Z100 | KOR.KAB.Z ZAM. ŁĄCZNIKIEM 300 BFR30 Z100 | 48.7 | 1 | M | 47.7 | 1 | M | 2.096% | OFFICIAL | 5PS55G64FG2550C100 | 30 | 5PS | INSTALLATION PASS | 55G | MAVIL | 64F | BFR WIRE MESH TRAYS | 3 | 6 | M | 9372.474 | CCM | 1.845 | 1.845 | KG | 3660612238429 | 3660612238443 | 3660612238443 | 73143100
MV50585 | CC 300 BFR60 PRE-ECLISSE Z100 | KOR.KAB.Z ZAM. ŁĄCZNIKIEM 300 BFR60 Z100 | 48.7 | 1 | M | 47.7 | 1 | M | 2.096% | OFFICIAL | 5PS55G64FG2550E100 | 30 | 5PS | INSTALLATION PASS | 55G | MAVIL | 64F | BFR WIRE MESH TRAYS | 3 | 6 | M | 24416.7 | CCM | 1.873 | 1.873 | KG | 3660612238610 | 3660612238634 | 3660612238634 | 73143100
MV50427 | BFR30-33 WIRE BASKET W500 EZ | KOSZYK DRUCIANY BFR30-33 W500 EZ | 68.2 | 1 | M | 66.8 | 1 | M | 2.096% | OFFICIAL | 5PS55G64FG2550C100 | 30 | 5PS | INSTALLATION PASS | 55G | MAVIL | 64F | BFR WIRE MESH TRAYS | 6 | 6 | M | 14185.45 | CCM | 3.021 | 3.021 | KG | 3660612253156 | 3660612252531 | 3660612252531 | 73143100
MV50426 | BFR30-33 WIRE BASKET W400 EZ | KOSZYK DRUCIANY BFR30-33 W400 EZ | 58.5 | 1 | M | 57.3 | 1 | M | 2.094% | OFFICIAL | 5PS55G64FG2550C100 | 30 | 5PS | INSTALLATION PASS | 55G | MAVIL | 64F | BFR WIRE MESH TRAYS | 6 | 6 | M | 11508.95 | CCM | 2.288 | 2.288 | KG | 3660612253149 | 3660612252500 | 3660612252500 | 73143100
MV50875 | CC 300 BFR30 PRE-ECLISSE INOX316L | KOR.KAB.Z ZAM. ŁĄCZ. 300 BFR30 INOX316L | 195 | 1 | M | 191 | 1 | M | 2.094% | OFFICIAL | 5PS55G64FG4352G100 | 30 | 5PS | INSTALLATION PASS | 55G | MAVIL | 64F | BFR WIRE MESH TRAYS | 3 | 6 | M | 9372.474 | CCM | 1.858 | 1.858 | KG | 3660612304278 | 3660612304285 | 3660612304292 | 73143100
MV53643 | BFR110-115 135° ELBOW W200 INOX | BFR110-115 KOLANKO 135° W200 INOX | 195 | 1 | NR | 191 | 1 | NR | 2.094% | OFFICIAL | 5PS55G64FG4352C100 | 30 | 5PS | INSTALLATION PASS | 55G | MAVIL | 64F | BFR WIRE MESH TRAYS | 1 | 1 | NR | 42721.875 | CCM | 1.729 | 1.729 | KG | 3660612113917 | 3660612113917 | 3660612113917 | 73143100
MV50782 | CC 150 BFR60 PRE-ECLISSE HP | KOR.KAB.Z ZAM. ŁĄCZNIKIEM 150 BFR60 HP | 48.8 | 1 | M | 47.8 | 1 | M | 2.092% | OFFICIAL | 5PS55G64FG2550E100 | 30 | 5PS | INSTALLATION PASS | 55G | MAVIL | 64F | BFR WIRE MESH TRAYS | 3 | 12 | M | 8719.218 | CCM | 0.946 | 0.946 | KG | 3660612239167 | 3660612239181 | 3660612239181 | 73143100
MV52401 | BFRG60 DIR. FIX W.M.C.TRAY W100 EZ | BFRG60 BEZP. NATYN.MOC.KOR W100 EZ | 48.8 | 1 | M | 47.8 | 1 | M | 2.092% | OFFICIAL | 5PS55G64FG2550I100 | 30 | 5PS | INSTALLATION PASS | 55G | MAVIL | 64F | BFR WIRE MESH TRAYS | 6 | 6 | M | 5160 | CCM | 0.932 | 0.932 | KG | 3660612254153 | 3660612253538 | 3660612253538 | 73143100
MV52600 | BFRG50 DIR. FIX W.M.C.TRAY W50 INOX304 | BFRG50 BEZP. NATYN.MOC.KOR W50 INOX304 | 83 | 1 | M | 81.3 | 1 | M | 2.091% | OFFICIAL | 5PS55G64FG4352A100 | 30 | 5PS | INSTALLATION PASS | 55G | MAVIL | 64F | BFR WIRE MESH TRAYS | 6 | 6 | M | 4076 | CCM | 0.514 | 0.514 | KG | 3660612254221 | 3660612253743 | 3660612253743 | 73143100
MV50536 | BFR60-66 WIRE MESH CABLE TRAY W400 Z100 | KOR.KAB.Z SIATKI DRUC.BFR60-66 W400 Z100 | 58.6 | 1 | M | 57.4 | 1 | M | 2.091% | OFFICIAL | 5PS55G64FG2550E100 | 30 | 5PS | INSTALLATION PASS | 55G | MAVIL | 64F | BFR WIRE MESH TRAYS | 3 | 6 | M | 24761.785 | CCM | 2.906 | 2.906 | KG | 3660612100962 | 3660612001986 | 3660612001986 | 73143100
MV50680 | CC 50 BFR60 PRE-ECLISSE INOX304L | KOR.KAB.Z ZAM. ŁĄCZ. 50 BFR60 INOX304L | 68.4 | 1 | M | 67 | 1 | M | 2.09% | OFFICIAL | 5PS55G64FG4352A100 | 30 | 5PS | INSTALLATION PASS | 55G | MAVIL | 64F | BFR WIRE MESH TRAYS | 3 | 24 | M | 3365.122 | CCM | 0.641 | 0.641 | KG | 3660612303516 | 3660612303523 | 3660612303530 | 73143100
MV50870 | CC 50 BFR30 PRE-ECLISSE INOX316L | KOR.KAB.Z ZAM. ŁĄCZ. 50 BFR30 INOX316L | 73.3 | 1 | M | 71.8 | 1 | M | 2.089% | OFFICIAL | 5PS55G64FG4352A100 | 30 | 5PS | INSTALLATION PASS | 55G | MAVIL | 64F | BFR WIRE MESH TRAYS | 3 | 30 | M | 1071.464 | CCM | 0.418 | 0.418 | KG | 3660612304117 | 3660612304124 | 3660612304131 | 73143100
MV51137 | BFR UNIV SUPPORT L1500 Z275 | POKRYWA UNIWERSALNA BFR L1500 Z275 | 63.6 | 1 | NR | 62.3 | 1 | NR | 2.087% | OFFICIAL | 5PS55G64FG4551O100 | 30 | 5PS | INSTALLATION PASS | 55G | MAVIL | 64F | BFR WIRE MESH TRAYS | 10 | 10 | NR | 547.2 | CCM | 1.928 | 1.928 | KG | 3660612003669 | 3660612003676 | 3660612003676 | 72169110
MV53232 | BFR60-66 135° ELBOW W150 HDG | BFR60-66 KOLANKO 135° W150 HDG | 78.3 | 1 | NR | 76.7 | 1 | NR | 2.086% | OFFICIAL | 5PS55G64FG2750W100 | 30 | 5PS | INSTALLATION PASS | 55G | MAVIL | 64F | BFR WIRE MESH TRAYS | 1 | 1 | NR | 18191.25 | CCM | 0.985 | 0.985 | KG | 3660612114372 | 3660612114372 | 3660612114372 | 73143100
MV50234 | BFR60-66 WIRE MESH CABLE TRAY W250 HDG | KOR.KABL.Z SIATKI DRUC.BFR60-66 W250 GAC | 58.8 | 1 | M | 57.6 | 1 | M | 2.083% | OFFICIAL | 5PS55G64FG2550E100 | 30 | 5PS | INSTALLATION PASS | 55G | MAVIL | 64F | BFR WIRE MESH TRAYS | 3 | 6 | M | 16003.785 | CCM | 1.573 | 1.573 | KG | 3660612099983 | 3660612100009 | 3660612100009 | 73143100
MV50430 | BFR60-66 WIRE MESH CABLE TRAY W50 EZ | KOR.KABL. Z SIATKI DRUC.BFR60-66 W50 EZ | 19.6 | 1 | M | 19.2 | 1 | M | 2.083% | OFFICIAL | 5PS55G64FG2550E100 | 30 | 5PS | INSTALLATION PASS | 55G | MAVIL | 64F | BFR WIRE MESH TRAYS | 3 | 24 | M | 3365.122 | CCM | 0.615 | 0.615 | KG | 3660612100832 | 3660612002075 | 3660612002075 | 73143100
MV50725 | BFR30-33 WIRE MESH CABLE TRAY W300 HP | KOR.KAB.Z SIATKI DRUC.BFR30-33 W300 HP | 53.9 | 1 | M | 52.8 | 1 | M | 2.083% | OFFICIAL | 5PS55G64FG2550C100 | 30 | 5PS | INSTALLATION PASS | 55G | MAVIL | 64F | BFR WIRE MESH TRAYS | 3 | 6 | M | 9372.474 | CCM | 1.824 | 1.824 | KG | 3660612217660 | 3660612217684 | 3660612217684 | 73143100
MV51203 | BFR60-66 WALL BRACKET HDG | UCHWYT NATYNKOWY BFR60-66 GAC | 9.8 | 1 | NR | 9.6 | 1 | NR | 2.083% | OFFICIAL | 5PS55G64FG4552K100 | 30 | 5PS | INSTALLATION PASS | 55G | MAVIL | 64F | BFR WIRE MESH TRAYS | 100 | 100 | NR | 240 | CCM | 0.101 | 0.101 | KG | 3660612074515 | 3660612113009 | 3660612113009 | 72169110
MV51250 | SUSPENTE MULTIFONCTION BFR HDG | UCHWYT UNIWERSALNY BFR GAC | 14.7 | 1 | NR | 14.4 | 1 | NR | 2.083% | OFFICIAL | 5PS55G64FG4552P100 | 30 | 5PS | INSTALLATION PASS | 55G | MAVIL | 64F | BFR WIRE MESH TRAYS | 100 | 100 | NR | 120 | CCM | 0.092 | 0.092 | KG | 3660612326843 | 3660612326836 | 3660612326836 | 72169110
MV64728 | SUSPENTE AUTO UNIV DIAM.10 HP | ZAWIESIE AUTO UNIW. ŚRED.10 HP | 19.6 | 1 | NR | 19.2 | 1 | NR | 2.083% | OFFICIAL | 5PS55G64FG4552Q100 | 30 | 5PS | INSTALLATION PASS | 55G | MAVIL | 64F | BFR WIRE MESH TRAYS | 10 | 1000 | NR | 24 | CCM | 0.014 | 0.014 | KG | 3660612327246 | 3660612328403 | 3660612327260 | 72169110
MV50755 | COPERCHIO PASS.IN FILO 300 BFR HP | CO CC 300 BFR HP | 73.5 | 1 | M | 72 | 1 | M | 2.083% | OFFICIAL | 5PS55G64FG2951C100 | 30 | 5PS | INSTALLATION PASS | 55G | MAVIL | 64F | BFR WIRE MESH TRAYS | 3 | 12 | M | 6147.6 | CCM | 1.861 | 1.861 | KG | 8011564848061 | 8011564980860 | 8011564980853 | 72169110
MV51801 | FIXATION DBLE USAGE BFR LARG50 INOX316 | MOCOWANIE PODW. ZAST.BFR LARG50 INOX316 | 24.5 | 1 | NR | 24 | 1 | NR | 2.083% | OFFICIAL | 5PS55G64FG4352I100 | 30 | 5PS | INSTALLATION PASS | 55G | MAVIL | 64F | BFR WIRE MESH TRAYS | 100 | 100 | NR | 120 | CCM | 0.043 | 0.043 | KG | 3660612227621 | 3660612227638 | 3660612227638 | 72169110
MV52445 | BFR110-115 90° ELBOW W300 EZ | BFR110-115 KOLANKO 90° W300 EZ | 392 | 1 | NR | 384 | 1 | NR | 2.083% | OFFICIAL | 5PS55G64FG2750T100 | 30 | 5PS | INSTALLATION PASS | 55G | MAVIL | 64F | BFR WIRE MESH TRAYS | 1 | 1 | NR | 118828.125 | CCM | 4.265 | 4.265 | KG | 3660612114600 | 3660612114600 | 3660612114600 | 73143100
MV52731 | COUDE 90° 100 BFR60 HP | KOLANKO 90° 100 BFR60 HP | 73.5 | 1 | NR | 72 | 1 | NR | 2.083% | OFFICIAL | 5PS55G64FG2750S100 | 30 | 5PS | INSTALLATION PASS | 55G | MAVIL | 64F | BFR WIRE MESH TRAYS | 2 | 2 | NR | 9563.438 | CCM | 0.782 | 0.782 | KG | 3660612302922 | 3660612301567 | 3660612301567 | 73143100
MV53234 | BFR60-66 135° ELBOW W250 HDG | BFR60-66 KOLANKO 135° W250 HDG | 147 | 1 | NR | 144 | 1 | NR | 2.083% | OFFICIAL | 5PS55G64FG2750U100 | 30 | 5PS | INSTALLATION PASS | 55G | MAVIL | 64F | BFR WIRE MESH TRAYS | 1 | 1 | NR | 32902.5 | CCM | 1.43 | 1.43 | KG | 3660612114396 | 3660612114396 | 3660612114396 | 73143100
MV51835 | ATTACHE UNIVERSELLE BFR LG 500 INOX316 | MOCOWANIE UNIWERSALNE BFR LG 500 INOX316 | 83.4 | 1 | NR | 81.7 | 1 | NR | 2.081% | OFFICIAL | 5PS55G64FG4352I100 | 30 | 5PS | INSTALLATION PASS | 55G | MAVIL | 64F | BFR WIRE MESH TRAYS | 25 | 25 | NR | 1920 | CCM | 0.5 | 0.5 | KG | 3660612236579 | 3660612236586 | 3660612236586 | 72169110
MV50243 | BFR110-115 WIRE MESH CABLE TRAY W200 HDG | KOR.KAB.Z SIATKI DRU.BFR110-115 W200 GAC | 78.5 | 1 | M | 76.9 | 1 | M | 2.081% | OFFICIAL | 5PS55G64FG2550G100 | 30 | 5PS | INSTALLATION PASS | 55G | MAVIL | 64F | BFR WIRE MESH TRAYS | 3 | 6 | M | 15806.076 | CCM | 1.91 | 1.91 | KG | 3660612100290 | 3660612002792 | 3660612002792 | 73143100
MV50483 | CC 200 BFR60 PRE-ECLISSE EZ | KOR.KAB.Z ZAM. ŁĄCZNIKIEM 200 BFR60 EZ | 39.3 | 1 | M | 38.5 | 1 | M | 2.078% | OFFICIAL | 5PS55G64FG2550E100 | 30 | 5PS | INSTALLATION PASS | 55G | MAVIL | 64F | BFR WIRE MESH TRAYS | 3 | 12 | M | 11223.302 | CCM | 1.235 | 1.235 | KG | 3660612240545 | 3660612240569 | 3660612240569 | 73143100
MV50756 | COPERCHIO PASS.IN FILO 400 BFR HP | CO CC 400 BFR HP | 98.3 | 1 | M | 96.3 | 1 | M | 2.077% | OFFICIAL | 5PS55G64FG2951C100 | 30 | 5PS | INSTALLATION PASS | 55G | MAVIL | 64F | BFR WIRE MESH TRAYS | 3 | 12 | M | 8084 | CCM | 2.361 | 2.361 | KG | 8011564848078 | 8011564980891 | 8011564980884 | 72169110
MV50230 | BFR60-66 WIRE MESH CABLE TRAY W50 HDG | KOR.KABL. Z SIATKI DRUC.BFR60-66 W50 GAC | 29.5 | 1 | M | 28.9 | 1 | M | 2.076% | OFFICIAL | 5PS55G64FG2550E100 | 30 | 5PS | INSTALLATION PASS | 55G | MAVIL | 64F | BFR WIRE MESH TRAYS | 3 | 24 | M | 3365.122 | CCM | 0.667 | 0.607 | KG | 3660612100993 | 3660612002310 | 3660612002310 | 73143100
MV52633 | BFR60-66 90° ELBOW W200 INOX | BFR60-66 KOLANKO 90° W200 INOX | 295 | 1 | NR | 289 | 1 | NR | 2.076% | OFFICIAL | 5PS55G64FG4352C100 | 30 | 5PS | INSTALLATION PASS | 55G | MAVIL | 64F | BFR WIRE MESH TRAYS | 1 | 1 | NR | 40516.875 | CCM | 1.745 | 1.745 | KG | 3660612114471 | 3660612114471 | 3660612114471 | 73143100
MV50681 | CC 100 BFR60 PRE-ECLISSE INOX304L | KOR.KAB.Z ZAM. ŁĄCZ. 100 BFR60 INOX304L | 88.5 | 1 | M | 86.7 | 1 | M | 2.076% | OFFICIAL | 5PS55G64FG4352A100 | 30 | 5PS | INSTALLATION PASS | 55G | MAVIL | 64F | BFR WIRE MESH TRAYS | 3 | 24 | M | 5634.223 | CCM | 0.798 | 0.798 | KG | 3660612303554 | 3660612303561 | 3660612303578 | 73143100
MV52734 | COUDE 90° 250 BFR60 HP | KOLANKO 90° 250 BFR60 HP | 246 | 1 | NR | 241 | 1 | NR | 2.075% | OFFICIAL | 5PS55G64FG2750S100 | 30 | 5PS | INSTALLATION PASS | 55G | MAVIL | 64F | BFR WIRE MESH TRAYS | 2 | 2 | NR | 27413.438 | CCM | 2.013 | 2.013 | KG | 3660612302953 | 3660612301659 | 3660612301659 | 73143100
MV53536 | BFR60-66 135° ELBOW W400 Z100 | BFR60-66 KOLANKO 135° W400 Z100 | 246 | 1 | NR | 241 | 1 | NR | 2.075% | OFFICIAL | 5PS55G64FG2750W100 | 30 | 5PS | INSTALLATION PASS | 55G | MAVIL | 64F | BFR WIRE MESH TRAYS | 1 | 1 | NR | 74115 | CCM | 3.524 | 3.524 | KG | 3660612114235 | 3660612114235 | 3660612114235 | 73143100
MV51634 | BFR UNIV SUPPORT L400 INOX304 | POKRYWA UNIWERSALNA BFR L400 INOX304 | 68.9 | 1 | NR | 67.5 | 1 | NR | 2.074% | OFFICIAL | 5PS55G64FG4352I100 | 30 | 5PS | INSTALLATION PASS | 55G | MAVIL | 64F | BFR WIRE MESH TRAYS | 25 | 25 | NR | 685.44 | CCM | 0.395 | 0.395 | KG | 3660612107916 | 3660612107923 | 3660612107923 | 72169110
MV50752 | COPERCHIO PASS.IN FILO 150 BFR HP | CO CC 150 BFR HP | 44.3 | 1 | M | 43.4 | 1 | M | 2.074% | OFFICIAL | 5PS55G64FG2951C100 | 30 | 5PS | INSTALLATION PASS | 55G | MAVIL | 64F | BFR WIRE MESH TRAYS | 3 | 18 | M | 3327.6 | CCM | 1.097 | 1.097 | KG | 8011564848030 | 8011564980778 | 8011564980761 | 72169110
MV50773 | CC 200 BFR30 PRE-ECLISSE HP | KOR.KAB.Z ZAM. ŁĄCZNIKIEM 200 BFR30 HP | 44.3 | 1 | M | 43.4 | 1 | M | 2.074% | OFFICIAL | 5PS55G64FG2550C100 | 30 | 5PS | INSTALLATION PASS | 55G | MAVIL | 64F | BFR WIRE MESH TRAYS | 3 | 12 | M | 4371.444 | CCM | 1.026 | 1.026 | KG | 3660612239044 | 3660612239068 | 3660612239068 | 73143100
MV53621 | BFR30-33 135° ELBOW W100 INOX | BFR30-33 KOLANKO 135° W100 INOX | 88.6 | 1 | NR | 86.8 | 1 | NR | 2.074% | OFFICIAL | 5PS55G64FG4352C100 | 30 | 5PS | INSTALLATION PASS | 55G | MAVIL | 64F | BFR WIRE MESH TRAYS | 1 | 1 | NR | 8336.25 | CCM | 0.467 | 0.467 | KG | 3660612114136 | 3660612114136 | 3660612114136 | 73143100
MV50436 | BFR60-66 WIRE MESH CABLE TRAY W400 EZ | KOR.KABL. Z SIATKI DRUC.BFR60-66 W400 EZ | 64 | 1 | M | 62.7 | 1 | M | 2.073% | OFFICIAL | 5PS55G64FG2550E100 | 30 | 5PS | INSTALLATION PASS | 55G | MAVIL | 64F | BFR WIRE MESH TRAYS | 3 | 6 | M | 24761.785 | CCM | 2.897 | 2.897 | KG | 3660612100887 | 3660612002228 | 3660612002228 | 73143100
MV52526 | COUDE 90° 400 BFR30 Z100 | KOLANKO 90° 400 BFR30 Z100 | 394 | 1 | NR | 386 | 1 | NR | 2.073% | OFFICIAL | 5PS55G64FG2750Q100 | 30 | 5PS | INSTALLATION PASS | 55G | MAVIL | 64F | BFR WIRE MESH TRAYS | 2 | 2 | NR | 45689 | CCM | 5.306 | 5.306 | KG | 3660612302700 | 3660612300843 | 3660612300843 | 73143100
MV52727 | COUDE 90° 500 BFR30 HP | KOLANKO 90° 500 BFR30 HP | 591 | 1 | NR | 579 | 1 | NR | 2.073% | OFFICIAL | 5PS55G64FG2750Q100 | 30 | 5PS | INSTALLATION PASS | 55G | MAVIL | 64F | BFR WIRE MESH TRAYS | 2 | 2 | NR | 70490 | CCM | 8.657 | 8.657 | KG | 3660612302762 | 3660612301024 | 3660612301024 | 73143100
MV50433 | BFR60-66 WIRE MESH CABLE TRAY W200 EZ | KOR.KABL. Z SIATKI DRUC.BFR60-66 W200 EZ | 34.5 | 1 | M | 33.8 | 1 | M | 2.071% | OFFICIAL | 5PS55G64FG2550E100 | 30 | 5PS | INSTALLATION PASS | 55G | MAVIL | 64F | BFR WIRE MESH TRAYS | 3 | 12 | M | 11223.302 | CCM | 1.178 | 1.178 | KG | 3660612100863 | 3660612002167 | 3660612002167 | 73143100
MV50827 | BFR30 WIRE MESH CABLE TRAY W500 INOX 316 | KOR.KAB.Z SIAT. DRUC.BFR30 W500 INOX 316 | 345 | 1 | M | 338 | 1 | M | 2.071% | OFFICIAL | 5PS55G64FG4352A100 | 30 | 5PS | INSTALLATION PASS | 55G | MAVIL | 64F | BFR WIRE MESH TRAYS | 6 | 6 | M | 14185 | CCM | 3.056 | 3.056 | KG | 3660612253231 | 3660612252777 | 3660612252777 | 73143100
MV53733 | COUDE 135° 200 BFR60 HP | KOLANKO 135° 200 BFR60 HP | 83.8 | 1 | NR | 82.1 | 1 | NR | 2.071% | OFFICIAL | 5PS55G64FG2750W100 | 30 | 5PS | INSTALLATION PASS | 55G | MAVIL | 64F | BFR WIRE MESH TRAYS | 2 | 2 | NR | 12816.563 | CCM | 1.23 | 1.23 | KG | 3660612303165 | 3660612302229 | 3660612302229 | 73143100
MV50225 | BFR30-33 WIRE MESH CABLE TRAY W300 HDG | KOR.KABL.Z SIATKI DRUC.BFR30-33 W300 GAC | 59.2 | 1 | M | 58 | 1 | M | 2.069% | OFFICIAL | 5PS55G64FG2550C100 | 30 | 5PS | INSTALLATION PASS | 55G | MAVIL | 64F | BFR WIRE MESH TRAYS | 3 | 6 | M | 9249.958 | CCM | 1.869 | 1.869 | KG | 3660612100726 | 3660612001771 | 3660612001771 | 73143100
MV51148 | SUPPORT FOR SHEATH Z275 | POKRYWA DO OSŁONY Z275 | 29.6 | 1 | NR | 29 | 1 | NR | 2.069% | OFFICIAL | 5PS55G64FG4552Q100 | 30 | 5PS | INSTALLATION PASS | 55G | MAVIL | 64F | BFR WIRE MESH TRAYS | 10 | 10 | NR | 297 | CCM | 0.071 | 0.071 | KG | 3660612148001 | 3660612148018 | 3660612148018 | 72169110
MV51420 | BFR UNIVERS CLAMP WASHER ZINGUE | PODKŁADKA ZACISKU UNIWERS. BFR OCYNK. | 148 | 100 | NR | 145 | 100 | NR | 2.069% | OFFICIAL | 5PS55G64FG4551V100 | 30 | 5PS | INSTALLATION PASS | 55G | MAVIL | 64F | BFR WIRE MESH TRAYS | 100 | 1000 | NR | 12 | CCM | 0.016 | 0.016 | KG | 3660612003164 | 3660612113078 | 3660612113078 | 72169110
MV52535 | BFR60-66 90° ELBOW W300 Z100 | BFR60-66 KOLANKO 90° W300 Z100 | 296 | 1 | NR | 290 | 1 | NR | 2.069% | OFFICIAL | 5PS55G64FG2750S100 | 30 | 5PS | INSTALLATION PASS | 55G | MAVIL | 64F | BFR WIRE MESH TRAYS | 1 | 1 | NR | 71296.875 | CCM | 3.237 | 3.237 | KG | 3660612115010 | 3660612115010 | 3660612115010 | 73143100
MV50285 | CC 300 BFR60 PRE-ECLISSE HDG | KOR.KAB.Z ZAM. ŁĄCZNIKIEM 300 BFR60 GAC | 79 | 1 | M | 77.4 | 1 | M | 2.067% | OFFICIAL | 5PS55G64FG2550E100 | 30 | 5PS | INSTALLATION PASS | 55G | MAVIL | 64F | BFR WIRE MESH TRAYS | 3 | 6 | M | 18923.119 | CCM | 1.969 | 1.969 | KG | 3660612240002 | 3660612240026 | 3660612240026 | 73143100
MV50473 | CC 200 BFR30 PRE-ECLISSE EZ | KOR.KAB.Z ZAM. ŁĄCZNIKIEM 200 BFR30 EZ | 39.5 | 1 | M | 38.7 | 1 | M | 2.067% | OFFICIAL | 5PS55G64FG2550C100 | 30 | 5PS | INSTALLATION PASS | 55G | MAVIL | 64F | BFR WIRE MESH TRAYS | 3 | 12 | M | 4371.444 | CCM | 1.008 | 1.008 | KG | 3660612240392 | 3660612240415 | 3660612240415 | 73143100
MV50542 | BFR110-115 WIRE MESH CAB. TRAY W150 Z100 | KOR.KAB.Z SIATKI DR.BFR110-115 W150 Z100 | 39.5 | 1 | M | 38.7 | 1 | M | 2.067% | OFFICIAL | 5PS55G64FG2550G100 | 30 | 5PS | INSTALLATION PASS | 55G | MAVIL | 64F | BFR WIRE MESH TRAYS | 3 | 12 | M | 12258.18 | CCM | 1.542 | 1.388 | KG | 3660612100078 | 3660612100092 | 3660612100092 | 73143100
MV51138 | BFR UNIV SUPPORT L2000 Z275 | POKRYWA UNIWERSALNA BFR L2000 Z275 | 79 | 1 | NR | 77.4 | 1 | NR | 2.067% | OFFICIAL | 5PS55G64FG4551O100 | 30 | 5PS | INSTALLATION PASS | 55G | MAVIL | 64F | BFR WIRE MESH TRAYS | 1 | 10 | NR | 3600 | CCM | 1.3 | 1.17 | KG | 3660612003683 | 3660612003690 | 3660612003690 | 72169110
MV50637 | BFR60-66 WIRE MESH C. TRAY W500 INOX304 | KOR.KAB.Z SIA.DRUC.BFR60-66 W500 INOX304 | 247 | 1 | M | 242 | 1 | M | 2.066% | OFFICIAL | 5PS55G64FG4352A100 | 30 | 5PS | INSTALLATION PASS | 55G | MAVIL | 64F | BFR WIRE MESH TRAYS | 3 | 6 | M | 30600.452 | CCM | 3.299 | 3.299 | KG | 3660612116468 | 3660612004116 | 3660612004116 | 73143100
MV52737 | COUDE 90° 500 BFR60 HP | KOLANKO 90° 500 BFR60 HP | 741 | 1 | NR | 726 | 1 | NR | 2.066% | OFFICIAL | 5PS55G64FG2750S100 | 30 | 5PS | INSTALLATION PASS | 55G | MAVIL | 64F | BFR WIRE MESH TRAYS | 2 | 2 | NR | 117483.75 | CCM | 9.486 | 9.486 | KG | 3660612302984 | 3660612301741 | 3660612301741 | 73143100
MV50253 | BFR COVER 200MM HDG | BFR POKRYWA 200MM GAC | 59.3 | 1 | M | 58.1 | 1 | M | 2.065% | OFFICIAL | 5PS55G64FG2951B100 | 30 | 5PS | INSTALLATION PASS | 55G | MAVIL | 64F | BFR WIRE MESH TRAYS | 3 | 18 | M | 1645 | CCM | 1.639 | 1.639 | KG | 3660612106841 | 3660612203700 | 3660612203700 | 72169110
MV50632 | BFR60-66 WIRE MESH C. TRAY W150 INOX304 | KOR.KAB.Z SIA.DRUC.BFR60-66 W150 INOX304 | 93.9 | 1 | M | 92 | 1 | M | 2.065% | OFFICIAL | 5PS55G64FG4352A100 | 30 | 5PS | INSTALLATION PASS | 55G | MAVIL | 64F | BFR WIRE MESH TRAYS | 3 | 12 | M | 8714.21 | CCM | 0.87 | 0.87 | KG | 3660612116420 | 3660612004031 | 3660612004031 | 73143100
MV50673 | CC 200 BFR30 PRE-ECLISSE INOX304L | KOR.KAB.Z ZAM. ŁĄCZ. 200 BFR30 INOX304L | 93.9 | 1 | M | 92 | 1 | M | 2.065% | OFFICIAL | 5PS55G64FG4352A100 | 30 | 5PS | INSTALLATION PASS | 55G | MAVIL | 64F | BFR WIRE MESH TRAYS | 3 | 12 | M | 4371.444 | CCM | 1.005 | 1.005 | KG | 3660612303431 | 3660612303448 | 3660612303455 | 73143100
MV50582 | CC 150 BFR60 PRE-ECLISSE Z100 | KOR.KAB.Z ZAM. ŁĄCZNIKIEM 150 BFR60 Z100 | 34.6 | 1 | M | 33.9 | 1 | M | 2.065% | OFFICIAL | 5PS55G64FG2550E100 | 30 | 5PS | INSTALLATION PASS | 55G | MAVIL | 64F | BFR WIRE MESH TRAYS | 3 | 12 | M | 8719.218 | CCM | 0.933 | 0.933 | KG | 3660612238511 | 3660612238535 | 3660612238535 | 73143100
MV50743 | BFR110-115 WIRE MESH CABLE TRAY W200 HP | KOR.KAB.Z SIATKI DRUC.BFR110-115 W200 HP | 69.2 | 1 | M | 67.8 | 1 | M | 2.065% | OFFICIAL | 5PS55G64FG2550G100 | 30 | 5PS | INSTALLATION PASS | 55G | MAVIL | 64F | BFR WIRE MESH TRAYS | 3 | 6 | M | 15806.076 | CCM | 1.856 | 1.856 | KG | 3660612218100 | 3660612218124 | 3660612218124 | 73143100
MV53530 | BFR60-66 135° ELBOW W50 Z100 | BFR60-66 KOLANKO 135° W50 Z100 | 34.6 | 1 | NR | 33.9 | 1 | NR | 2.065% | OFFICIAL | 5PS55G64FG2750W100 | 30 | 5PS | INSTALLATION PASS | 55G | MAVIL | 64F | BFR WIRE MESH TRAYS | 1 | 1 | NR | 9652.5 | CCM | 0.435 | 0.435 | KG | 3660612114174 | 3660612114174 | 3660612114174 | 73143100
MV50856 | BFR COVER W400 INOX316 | POKRYWA BFR W400 INOX316 | 346 | 1 | M | 339 | 1 | M | 2.065% | OFFICIAL | 5PS55G64FG4352E100 | 30 | 5PS | INSTALLATION PASS | 55G | MAVIL | 64F | BFR WIRE MESH TRAYS | 3 | 12 | M | 2392.5 | CCM | 3.001 | 3.001 | KG | 3660612227508 | 3660612227522 | 3660612227522 | 72169110
MV50620 | BFR30-33 WIRE MESH C. TRAY W50 INOX304 | KOR.KAB.Z SIAT.DRUC.BFR30-33 W50 INOX304 | 44.5 | 1 | M | 43.6 | 1 | M | 2.064% | OFFICIAL | 5PS55G64FG4352A100 | 30 | 5PS | INSTALLATION PASS | 55G | MAVIL | 64F | BFR WIRE MESH TRAYS | 3 | 30 | M | 1071.464 | CCM | 0.385 | 0.385 | KG | 3660612116352 | 3660612003898 | 3660612003898 | 73143100
MV50745 | BFR110-115 WIRE MESH CABLE TRAY W300 HP | KOR.KAB.Z SIATKI DRUC.BFR110-115 W300 HP | 98.9 | 1 | M | 96.9 | 1 | M | 2.064% | OFFICIAL | 5PS55G64FG2550G100 | 30 | 5PS | INSTALLATION PASS | 55G | MAVIL | 64F | BFR WIRE MESH TRAYS | 3 | 6 | M | 22524.771 | CCM | 2.963 | 2.963 | KG | 3660612218148 | 3660612218162 | 3660612218162 | 73143100
MV50242 | BFR110-115 WIRE MESH CABLE TRAY W150 HDG | KOR.KAB.Z SIATKI DRU.BFR110-115 W150 GAC | 59.4 | 1 | M | 58.2 | 1 | M | 2.062% | OFFICIAL | 5PS55G64FG2550G100 | 30 | 5PS | INSTALLATION PASS | 55G | MAVIL | 64F | BFR WIRE MESH TRAYS | 3 | 12 | M | 12258.18 | CCM | 1.571 | 1.571 | KG | 3660612100283 | 3660612002778 | 3660612002778 | 73143100
MV50734 | BFR60-66 WIRE MESH CABLE TRAY W250 HP | KOR.KAB.Z SIATKI DRUC.BFR60-66 W250 HP | 59.4 | 1 | M | 58.2 | 1 | M | 2.062% | OFFICIAL | 5PS55G64FG2550E100 | 30 | 5PS | INSTALLATION PASS | 55G | MAVIL | 64F | BFR WIRE MESH TRAYS | 3 | 6 | M | 16003.785 | CCM | 1.529 | 1.529 | KG | 3660612217868 | 3660612217882 | 3660612217882 | 73143100
MV51105 | BFR TRAY SUSPENSION BRACKET Z275 | UCHWYT KORYTKA BFR Z275 | 4.95 | 1 | NR | 4.85 | 1 | NR | 2.062% | OFFICIAL | 5PS55G64FG4551M100 | 30 | 5PS | INSTALLATION PASS | 55G | MAVIL | 64F | BFR WIRE MESH TRAYS | 100 | 100 | NR | 72 | CCM | 0.043 | 0.043 | KG | 3660612003362 | 3660612003379 | 3660612003379 | 72169110
MV53722 | COUDE 135° 150 BFR30 HP | KOLANKO 135° 150 BFR30 HP | 59.4 | 1 | NR | 58.2 | 1 | NR | 2.062% | OFFICIAL | 5PS55G64FG2750U100 | 30 | 5PS | INSTALLATION PASS | 55G | MAVIL | 64F | BFR WIRE MESH TRAYS | 2 | 2 | NR | 5457.375 | CCM | 0.767 | 0.767 | KG | 3660612303080 | 3660612302045 | 3660612302045 | 73143100
MV50252 | BFR COVER 150MM HDG | BFR POKRYWA 150MM GAC | 49.5 | 1 | M | 48.5 | 1 | M | 2.062% | OFFICIAL | 5PS55G64FG2951B100 | 30 | 5PS | INSTALLATION PASS | 55G | MAVIL | 64F | BFR WIRE MESH TRAYS | 3 | 18 | M | 1880.833 | CCM | 1.444 | 1.3 | KG | 3660612106865 | 3660612173171 | 3660612173171 | 72169110
MV50526 | BFR30-33 WIRE BASKET W400 Z100 | KOSZYK DRUCIANY BFR30-33 W400 Z100 | 49.5 | 1 | M | 48.5 | 1 | M | 2.062% | OFFICIAL | 5PS55G64FG2550C100 | 30 | 5PS | INSTALLATION PASS | 55G | MAVIL | 64F | BFR WIRE MESH TRAYS | 6 | 6 | M | 11509 | CCM | 2.295 | 2.295 | KG | 3660612253163 | 3660612252562 | 3660612252562 | 73143100
MV51834 | ATTACHE UNIVERSELLE BFR LG 400 INOX316 | MOCOWANIE UNIWERSALNE BFR LG 400 INOX316 | 69.3 | 1 | NR | 67.9 | 1 | NR | 2.062% | OFFICIAL | 5PS55G64FG4352I100 | 30 | 5PS | INSTALLATION PASS | 55G | MAVIL | 64F | BFR WIRE MESH TRAYS | 25 | 25 | NR | 571.2 | CCM | 0.4 | 0.4 | KG | 3660612341884 |  | 3660612347039 | 72169110
MV52747 | COUDE 90° 500 BFR110 HP | KOLANKO 90° 500 BFR110 HP | 693 | 1 | NR | 679 | 1 | NR | 2.062% | OFFICIAL | 5PS55G64FG2750T100 | 30 | 5PS | INSTALLATION PASS | 55G | MAVIL | 64F | BFR WIRE MESH TRAYS | 1 | 1 | NR | 195806.25 | CCM | 11.967 | 11.967 | KG | 3660612303042 | 3660612301925 | 3660612301925 | 73143100
MV50588 | BFR60-66 WIRE BASKET W600 Z100 | KOSZYK DRUCIANY BFR60-66 W600 Z100 | 94.1 | 1 | M | 92.2 | 1 | M | 2.061% | OFFICIAL | 5PS55G64FG2550E100 | 30 | 5PS | INSTALLATION PASS | 55G | MAVIL | 64F | BFR WIRE MESH TRAYS | 3 | 6 | M | 36439.119 | CCM | 4.243 | 4.243 | KG | 3660612238702 | 3660612238726 | 3660612238726 | 73143100
MV50282 | CC 150 BFR60 PRE-ECLISSE HDG | KOR.KAB.Z ZAM. ŁĄCZNIKIEM 150 BFR60 GAC | 54.5 | 1 | M | 53.4 | 1 | M | 2.06% | OFFICIAL | 5PS55G64FG2550E100 | 30 | 5PS | INSTALLATION PASS | 55G | MAVIL | 64F | BFR WIRE MESH TRAYS | 3 | 12 | M | 8719.218 | CCM | 0.984 | 0.984 | KG | 3660612239914 | 3660612239938 | 3660612239938 | 73143100
MV50487 | CC 500 BFR60 PRE-ECLISSE EZ | KOR.KAB.Z ZAM. ŁĄCZNIKIEM 500 BFR60 EZ | 89.3 | 1 | M | 87.5 | 1 | M | 2.057% | OFFICIAL | 5PS55G64FG2550E100 | 30 | 5PS | INSTALLATION PASS | 55G | MAVIL | 64F | BFR WIRE MESH TRAYS | 3 | 6 | M | 30600.452 | CCM | 3.36 | 3.36 | KG | 3660612240668 | 3660612240682 | 3660612240682 | 73143100
MV50251 | BFR COVER 100MM HDG | BFR POKRYWA 100MM GAC | 39.7 | 1 | M | 38.9 | 1 | M | 2.057% | OFFICIAL | 5PS55G64FG2951B100 | 30 | 5PS | INSTALLATION PASS | 55G | MAVIL | 64F | BFR WIRE MESH TRAYS | 3 | 18 | M | 1372.5 | CCM | 1.084 | 0.975 | KG | 3660612106889 | 3660612173140 | 3660612173140 | 72169110
MV52200 | BFRG50 DIR. FIX W.M.C.TRAY W50 HDG | BFRG50 BEZP. NATYN.MOC.KOR W50 GAC | 39.7 | 1 | M | 38.9 | 1 | M | 2.057% | OFFICIAL | 5PS55G64FG2550H100 | 30 | 5PS | INSTALLATION PASS | 55G | MAVIL | 64F | BFR WIRE MESH TRAYS | 6 | 6 | M | 4076.428 | CCM | 0.546 | 0.546 | KG | 3660612254184 | 3660612253620 | 3660612253620 | 73143100
MV50846 | BFR110 WIRE MESH CABLE TRAY W400 INOX316 | KOR.KAB.Z SIATKI DRU.BFR110 W400 INOX316 | 397 | 1 | M | 389 | 1 | M | 2.057% | OFFICIAL | 5PS55G64FG4352A100 | 30 | 5PS | INSTALLATION PASS | 55G | MAVIL | 64F | BFR WIRE MESH TRAYS | 3 | 6 | M | 29268.874 | CCM | 3.34 | 3.34 | KG | 3660612227386 | 3660612227409 | 3660612227409 | 73141400
MV51633 | BFR UNIV SUPPORT L300 INOX304 | POKRYWA UNIWERSALNA BFR L300 INOX304 | 54.6 | 1 | NR | 53.5 | 1 | NR | 2.056% | OFFICIAL | 5PS55G64FG4352I100 | 30 | 5PS | INSTALLATION PASS | 55G | MAVIL | 64F | BFR WIRE MESH TRAYS | 40 | 40 | NR | 450 | CCM | 0.296 | 0.296 | KG | 3660612107930 | 3660612107947 | 3660612107947 | 72169110
MV52503 | BFRG110 DIR. FIX W.M.C.TRAY W150 Z150 | BFRG110 BEZP. NATYN.MOC.KOR W150 Z150 | 54.6 | 1 | M | 53.5 | 1 | M | 2.056% | OFFICIAL | 5PS55G64FG2550M100 | 30 | 5PS | INSTALLATION PASS | 55G | MAVIL | 64F | BFR WIRE MESH TRAYS | 6 | 6 | M | 11828.25 | CCM | 1.765 | 1.765 | KG | 3660612254139 | 3660612253477 | 3660612253477 | 73143100
MV52222 | BFR30-33 90° ELBOW W150 HDG | BFR30-33 KOLANKO 90° W150 HDG | 99.3 | 1 | NR | 97.3 | 1 | NR | 2.055% | OFFICIAL | 5PS55G64FG2750Q100 | 30 | 5PS | INSTALLATION PASS | 55G | MAVIL | 64F | BFR WIRE MESH TRAYS | 1 | 1 | NR | 15400.125 | CCM | 1.047 | 1.047 | KG | 3660612114884 | 3660612114884 | 3660612114884 | 73143100
MV53242 | BFR110-115 135° ELBOW W150 HDG | BFR110-115 KOLANKO 135° W150 HDG | 99.3 | 1 | NR | 97.3 | 1 | NR | 2.055% | OFFICIAL | 5PS55G64FG2750U100 | 30 | 5PS | INSTALLATION PASS | 55G | MAVIL | 64F | BFR WIRE MESH TRAYS | 1 | 1 | NR | 30318.75 | CCM | 1.282 | 1.282 | KG | 3660612113849 | 3660612113849 | 3660612113849 | 73143100
MV50685 | CC 300 BFR60 PRE-ECLISSE INOX304L | KOR.KAB.Z ZAM. ŁĄCZ. 300 BFR60 INOX304L | 149 | 1 | M | 146 | 1 | M | 2.055% | OFFICIAL | 5PS55G64FG4352A100 | 30 | 5PS | INSTALLATION PASS | 55G | MAVIL | 64F | BFR WIRE MESH TRAYS | 3 | 6 | M | 18923.119 | CCM | 1.861 | 1.861 | KG | 3660612303714 | 3660612303721 | 3660612303738 | 73143100
MV50748 | BFR110-115 WIRE MESH CABLE TRAY W600 HP | KOR.KAB.Z SIATKI DRUC.BFR110-115 W600 HP | 149 | 1 | M | 146 | 1 | M | 2.055% | OFFICIAL | 5PS55G64FG2550G100 | 30 | 5PS | INSTALLATION PASS | 55G | MAVIL | 64F | BFR WIRE MESH TRAYS | 3 | 6 | M | 42597.14 | CCM | 4.727 | 4.727 | KG | 3660612218261 | 3660612218285 | 3660612218285 | 73143100
MV50832 | BFR60-66 WIRE BASKET W150 INOX 316 | KOSZYK DRUCIANY BFR60-66 W150 INOX 316 | 149 | 1 | M | 146 | 1 | M | 2.055% | OFFICIAL | 5PS55G64FG4352A100 | 30 | 5PS | INSTALLATION PASS | 55G | MAVIL | 64F | BFR WIRE MESH TRAYS | 12 | 12 | M | 8656 | CCM | 0.881 | 0.881 | KG | 3660612199263 | 3660612199287 | 3660612199287 | 73143100
MV51220 | BFR UNIVERS CLAMP WASHER GEOMET | PODKŁADKA ZACISKU UNIWERS. BFR GEOMET | 199 | 100 | NR | 195 | 100 | NR | 2.051% | OFFICIAL | 5PS55G64FG4551V100 | 30 | 5PS | INSTALLATION PASS | 55G | MAVIL | 64F | BFR WIRE MESH TRAYS | 100 | 1000 | NR | 12 | CCM | 0.015 | 0.015 | KG | 3660612003263 | 3660612113030 | 3660612113030 | 72169110
MV53233 | BFR60-66 135° ELBOW W200 HDG | BFR60-66 KOLANKO 135° W200 HDG | 94.6 | 1 | NR | 92.7 | 1 | NR | 2.05% | OFFICIAL | 5PS55G64FG2750U100 | 30 | 5PS | INSTALLATION PASS | 55G | MAVIL | 64F | BFR WIRE MESH TRAYS | 1 | 1 | NR | 25633.125 | CCM | 1.24 | 1.24 | KG | 3660612114389 | 3660612114389 | 3660612114389 | 73143100
MV50283 | CC 200 BFR60 PRE-ECLISSE HDG | KOR.KAB.Z ZAM. ŁĄCZNIKIEM 200 BFR60 GAC | 59.8 | 1 | M | 58.6 | 1 | M | 2.048% | OFFICIAL | 5PS55G64FG2550E100 | 30 | 5PS | INSTALLATION PASS | 55G | MAVIL | 64F | BFR WIRE MESH TRAYS | 3 | 12 | M | 11223.302 | CCM | 1.307 | 1.307 | KG | 3660612239945 | 3660612239969 | 3660612239969 | 73143100
MV50845 | BFR110 WIRE MESH CABLE TRAY W300 INOX316 | KOR.KAB.Z SIATKI DRU.BFR110 W300 INOX316 | 299 | 1 | M | 293 | 1 | M | 2.048% | OFFICIAL | 5PS55G64FG4352A100 | 30 | 5PS | INSTALLATION PASS | 55G | MAVIL | 64F | BFR WIRE MESH TRAYS | 3 | 6 | M | 22524.771 | CCM | 2.93 | 2.93 | KG | 3660612227348 | 3660612227362 | 3660612227362 | 73143900
MV51234 | BFR UNIV SUPPORT L400 HDG | POKRYWA UNIWERSALNA BFR L400 GAC | 29.9 | 1 | NR | 29.3 | 1 | NR | 2.048% | OFFICIAL | 5PS55G64FG4551O100 | 30 | 5PS | INSTALLATION PASS | 55G | MAVIL | 64F | BFR WIRE MESH TRAYS | 1 | 25 | NR | 685.44 | CCM | 0.418 | 0.418 | KG | 3660612003782 | 3660612003799 | 3660612003799 | 72169110
MV51850 | SUSPENTE MULTIFONCTION BFR INOX 316L | UCHWYT UNIWERSALNY BFR INOX 316L | 29.9 | 1 | NR | 29.3 | 1 | NR | 2.048% | OFFICIAL | 5PS55G64FG4352I100 | 30 | 5PS | INSTALLATION PASS | 55G | MAVIL | 64F | BFR WIRE MESH TRAYS | 100 | 100 | NR | 120 | CCM | 0.087 | 0.087 | KG | 3660612326904 | 3660612326898 | 3660612326898 | 72169110
MV50586 | CC 400 BFR60 PRE-ECLISSE Z100 | KOR.KAB.Z ZAM. ŁĄCZNIKIEM 400 BFR60 Z100 | 64.8 | 1 | M | 63.5 | 1 | M | 2.047% | OFFICIAL | 5PS55G64FG2550E100 | 30 | 5PS | INSTALLATION PASS | 55G | MAVIL | 64F | BFR WIRE MESH TRAYS | 3 | 6 | M | 24761.785 | CCM | 2.963 | 2.963 | KG | 3660612238641 | 3660612238665 | 3660612238665 | 73143100
MV50537 | BFR60-66 WIRE MESH CABLE TRAY W500 Z100 | KOR.KAB.Z SIATKI DRUC.BFR60-66 W500 Z100 | 69.8 | 1 | M | 68.4 | 1 | M | 2.047% | OFFICIAL | 5PS55G64FG2550E100 | 30 | 5PS | INSTALLATION PASS | 55G | MAVIL | 64F | BFR WIRE MESH TRAYS | 3 | 6 | M | 30600.452 | CCM | 3.314 | 3.314 | KG | 3660612100979 | 3660612002013 | 3660612002013 | 73143100
MV53630 | BFR60-66 135° ELBOW W50 INOX | BFR60-66 KOLANKO 135° W50 INOX | 69.8 | 1 | NR | 68.4 | 1 | NR | 2.047% | OFFICIAL | 5PS55G64FG4352C100 | 30 | 5PS | INSTALLATION PASS | 55G | MAVIL | 64F | BFR WIRE MESH TRAYS | 1 | 1 | NR | 9652.5 | CCM | 0.435 | 0.435 | KG | 3660612113641 | 3660612113641 | 3660612113641 | 73143100
MV52203 | BFRG110 DIR. FIX W.M.C.TRAY W150 HDG | BFRG110 BEZP. NATYN.MOC.KOR W150 GAC | 79.8 | 1 | M | 78.2 | 1 | M | 2.046% | OFFICIAL | 5PS55G64FG2550C100 | 30 | 5PS | INSTALLATION PASS | 55G | MAVIL | 64F | BFR WIRE MESH TRAYS | 6 | 6 | M | 11828.25 | CCM | 1.845 | 1.845 | KG | 3660612254214 | 3660612253712 | 3660612253712 | 73143100
MV50657 | BFR COVER W500 INOX304 | BFR POKRYWA W500 INOX304 | 399 | 1 | M | 391 | 1 | M | 2.046% | OFFICIAL | 5PS55G64FG4352E100 | 30 | 5PS | INSTALLATION PASS | 55G | MAVIL | 64F | BFR WIRE MESH TRAYS | 3 | 6 | M | 5885 | CCM | 3.595 | 3.595 | KG | 3660612106483 | 3660612173362 | 3660612173362 | 72169110
MV52425 | BFR30-33 90° ELBOW W300 EZ | BFR30-33 KOLANKO 90° W300 EZ | 399 | 1 | NR | 391 | 1 | NR | 2.046% | OFFICIAL | 5PS55G64FG2750Q100 | 30 | 5PS | INSTALLATION PASS | 55G | MAVIL | 64F | BFR WIRE MESH TRAYS | 1 | 1 | NR | 42778.125 | CCM | 2.703 | 2.703 | KG | 3660612114853 | 3660612114853 | 3660612114853 | 73143100
MV53626 | COUDE 135° 400 BFR30 INOX304L | KOLANKO 135° 400 BFR30 INOX304L | 399 | 1 | NR | 391 | 1 | NR | 2.046% | OFFICIAL | 5PS55G64FG4352C100 | 30 | 5PS | INSTALLATION PASS | 55G | MAVIL | 64F | BFR WIRE MESH TRAYS | 2 | 2 | NR | 22234 | CCM | 3.247 | 3.247 | KG | 3660612302830 | 3660612301239 | 3660612301239 | 73143100
MV50226 | BFR30-33 WIRE MESH CABLE TRAY W400 HDG | KOR.KABL.Z SIATKI DRUC.BFR30-33 W400 GAC | 84.8 | 1 | M | 83.1 | 1 | M | 2.046% | OFFICIAL | 5PS55G64FG2550C100 | 30 | 5PS | INSTALLATION PASS | 55G | MAVIL | 64F | BFR WIRE MESH TRAYS | 6 | 6 | M | 11509 | CCM | 2.397 | 2.397 | KG | 3660612253187 | 3660612252623 | 3660612252623 | 73143100
MV51136 | BFR UNIV SUPPORT L1000 Z275 | POKRYWA UNIWERSALNA BFR L1000 Z275 | 44.9 | 1 | NR | 44 | 1 | NR | 2.045% | OFFICIAL | 5PS55G64FG4551O100 | 30 | 5PS | INSTALLATION PASS | 55G | MAVIL | 64F | BFR WIRE MESH TRAYS | 1 | 10 | NR | 7200 | CCM | 1.33 | 1.33 | KG | 3660612003645 | 3660612003652 | 3660612003652 | 72169110
MV52446 | BFR110-115 90° ELBOW W400 EZ | BFR110-115 KOLANKO 90° W400 EZ | 549 | 1 | NR | 538 | 1 | NR | 2.045% | OFFICIAL | 5PS55G64FG2750T100 | 30 | 5PS | INSTALLATION PASS | 55G | MAVIL | 64F | BFR WIRE MESH TRAYS | 1 | 1 | NR | 253828.125 | CCM | 6.948 | 6.948 | KG | 3660612114617 | 3660612114617 | 3660612114617 | 73143100
MV53437 | BFR60-66 135° ELBOW W500 EZ | BFR60-66 KOLANKO 135° W500 EZ | 549 | 1 | NR | 538 | 1 | NR | 2.045% | OFFICIAL | 5PS55G64FG2750W100 | 30 | 5PS | INSTALLATION PASS | 55G | MAVIL | 64F | BFR WIRE MESH TRAYS | 1 | 1 | NR | 106762.5 | CCM | 4.868 | 4.868 | KG | 3660612114334 | 3660612114334 | 3660612114334 | 73143100
MV50630 | BFR60-66 WIRE MESH C. TRAY W50 INOX304 | KOR.KAB.Z SIAT.DRUC.BFR60-66 W50 INOX304 | 59.9 | 1 | M | 58.7 | 1 | M | 2.044% | OFFICIAL | 5PS55G64FG4352A100 | 30 | 5PS | INSTALLATION PASS | 55G | MAVIL | 64F | BFR WIRE MESH TRAYS | 3 | 24 | M | 3365.122 | CCM | 0.613 | 0.613 | KG | 3660612116406 | 3660612003997 | 3660612003997 | 73143100
MV53422 | BFR30-33 135° ELBOW W150 EZ | BFR30-33 KOLANKO 135° W150 EZ | 59.9 | 1 | NR | 58.7 | 1 | NR | 2.044% | OFFICIAL | 5PS55G64FG2750U100 | 30 | 5PS | INSTALLATION PASS | 55G | MAVIL | 64F | BFR WIRE MESH TRAYS | 1 | 1 | NR | 10914.75 | CCM | 0.756 | 0.756 | KG | 3660612114037 | 3660612114037 | 3660612114037 | 73143100
MV53431 | BFR60-66 135° ELBOW W100 EZ | BFR60-66 KOLANKO 135° W100 EZ | 59.9 | 1 | NR | 58.7 | 1 | NR | 2.044% | OFFICIAL | 5PS55G64FG2750W100 | 30 | 5PS | INSTALLATION PASS | 55G | MAVIL | 64F | BFR WIRE MESH TRAYS | 1 | 1 | NR | 13893.75 | CCM | 0.674 | 0.674 | KG | 3660612114273 | 3660612114273 | 3660612114273 | 73143100
MV52202 | BFRG60 DIR. FIX W.M.C.TRAY W200 HDG | BFRG60 BEZP. NATYN.MOC.KOR W200 GAC | 89.9 | 1 | M | 88.1 | 1 | M | 2.043% | OFFICIAL | 5PS55G64FG2550I100 | 30 | 5PS | INSTALLATION PASS | 55G | MAVIL | 64F | BFR WIRE MESH TRAYS | 6 | 6 | M | 9775 | CCM | 1.845 | 1.845 | KG | 3660612254207 | 3660612253682 | 3660612253682 | 73143100
MV50422 | BFR30-33 WIRE MESH CABLE TRAY W150 EZ | KOR.KABL. Z SIATKI DRUC.BFR30-33 W150 EZ | 25 | 1 | M | 24.5 | 1 | M | 2.041% | OFFICIAL | 5PS55G64FG2550C100 | 30 | 5PS | INSTALLATION PASS | 55G | MAVIL | 64F | BFR WIRE MESH TRAYS | 3 | 18 | M | 2989.297 | CCM | 0.822 | 0.822 | KG | 3660612100450 | 3660612001566 | 3660612001566 | 73143100
MV50470 | CC 50 BFR30 PRE-ECLISSE EZ | KOR.KAB.Z ZAM. ŁĄCZNIKIEM 50 BFR30 EZ | 25 | 1 | M | 24.5 | 1 | M | 2.041% | OFFICIAL | 5PS55G64FG2550C100 | 30 | 5PS | INSTALLATION PASS | 55G | MAVIL | 64F | BFR WIRE MESH TRAYS | 3 | 30 | M | 1071.464 | CCM | 0.414 | 0.414 | KG | 3660612240309 | 3660612240323 | 3660612240323 | 73143100
MV50671 | CC 100 BFR30 PRE-ECLISSE INOX304L | KOR.KAB.Z ZAM. ŁĄCZ. 100 BFR30 INOX304L | 75 | 1 | M | 73.5 | 1 | M | 2.041% | OFFICIAL | 5PS55G64FG4352A100 | 30 | 5PS | INSTALLATION PASS | 55G | MAVIL | 64F | BFR WIRE MESH TRAYS | 3 | 30 | M | 1794.449 | CCM | 0.571 | 0.571 | KG | 3660612303356 | 3660612303363 | 3660612303370 | 73143100
MV50672 | CC 150 BFR30 PRE-ECLISSE INOX304L | KOR.KAB.Z ZAM. ŁĄCZ. 150 BFR30 INOX304L | 85 | 1 | M | 83.3 | 1 | M | 2.041% | OFFICIAL | 5PS55G64FG4352A100 | 30 | 5PS | INSTALLATION PASS | 55G | MAVIL | 64F | BFR WIRE MESH TRAYS | 3 | 18 | M | 2989.297 | CCM | 0.879 | 0.879 | KG | 3660612303394 | 3660612303400 | 3660612303417 | 73143100
MV51102 | CRAPAUD SUSPENSION BFR Z275 | UCHWYT DO PODWIESZANIA BFR Z275 | 2.5 | 1 | NR | 2.45 | 1 | NR | 2.041% | OFFICIAL | 5PS55G64FG4551U100 | 30 | 5PS | INSTALLATION PASS | 55G | MAVIL | 64F | BFR WIRE MESH TRAYS | 100 | 100 | NR | 15 | CCM | 0.043 | 0.043 | KG | 8011564848108 | 8011564980969 | 8011564980969 | 72169110
MV52635 | BFR60-66 90° ELBOW W300 INOX | BFR60-66 KOLANKO 90° W300 INOX | 500 | 1 | NR | 490 | 1 | NR | 2.041% | OFFICIAL | 5PS55G64FG4352C100 | 30 | 5PS | INSTALLATION PASS | 55G | MAVIL | 64F | BFR WIRE MESH TRAYS | 1 | 1 | NR | 71296.875 | CCM | 3.237 | 3.237 | KG | 3660612114488 | 3660612114488 | 3660612114488 | 73143100
MV50623 | BFR30-33 WIRE MESH C. TRAY W200 INOX304 | KOR.KAB.Z SIA.DRUC.BFR30-33 W200 INOX304 | 80.1 | 1 | M | 78.5 | 1 | M | 2.038% | OFFICIAL | 5PS55G64FG4352A100 | 30 | 5PS | INSTALLATION PASS | 55G | MAVIL | 64F | BFR WIRE MESH TRAYS | 3 | 12 | M | 4371.444 | CCM | 0.948 | 0.948 | KG | 3660612116383 | 3660612003959 | 3660612003959 | 73143100
MV51833 | ATTACHE UNIVERSELLE BFR LG 300 INOX316 | MOCOWANIE UNIWERSALNE BFR LG 300 INOX316 | 55.1 | 1 | NR | 54 | 1 | NR | 2.037% | OFFICIAL | 5PS55G64FG4352I100 | 30 | 5PS | INSTALLATION PASS | 55G | MAVIL | 64F | BFR WIRE MESH TRAYS | 40 | 40 | NR | 450 | CCM | 0.299 | 0.299 | KG | 3660612236548 | 3660612236555 | 3660612236555 | 72169110
MV64661 | BFR SUSPENSION W50/100 INOX304 | ZAWIESZENIE BRN W50/100 INOX304 | 95.2 | 1 | NR | 93.3 | 1 | NR | 2.036% | OFFICIAL | 5PS55G64FG4352I100 | 30 | 5PS | INSTALLATION PASS | 55G | MAVIL | 64F | BFR WIRE MESH TRAYS | 50 | 50 | NR | 720 | CCM | 0.328 | 0.328 | KG | 3660612108869 | 3660612108876 | 3660612108876 | 72169110
MV52522 | BFR30-33 90° ELBOW W150 Z100 | BFR30-33 KOLANKO 90° W150 Z100 | 80.2 | 1 | NR | 78.6 | 1 | NR | 2.036% | OFFICIAL | 5PS55G64FG2750Q100 | 30 | 5PS | INSTALLATION PASS | 55G | MAVIL | 64F | BFR WIRE MESH TRAYS | 1 | 1 | NR | 15400.125 | CCM | 1.03 | 1.03 | KG | 3660612114785 | 3660612114785 | 3660612114785 | 73143100
MV52745 | COUDE 90° 300 BFR110 HP | KOLANKO 90° 300 BFR110 HP | 401 | 1 | NR | 393 | 1 | NR | 2.036% | OFFICIAL | 5PS55G64FG2750T100 | 30 | 5PS | INSTALLATION PASS | 55G | MAVIL | 64F | BFR WIRE MESH TRAYS | 1 | 1 | NR | 59414.063 | CCM | 5.091 | 5.091 | KG | 3660612303028 | 3660612301864 | 3660612301864 | 73143100
MV50545 | BFR110-115 WIRE MESH CAB. TRAY W300 Z100 | KOR.KAB.Z SIATKI DR.BFR110-115 W300 Z100 | 65.2 | 1 | M | 63.9 | 1 | M | 2.034% | OFFICIAL | 5PS55G64FG2550G100 | 30 | 5PS | INSTALLATION PASS | 55G | MAVIL | 64F | BFR WIRE MESH TRAYS | 3 | 6 | M | 22524.771 | CCM | 2.75 | 2.475 | KG | 3660612100252 | 3660612002587 | 3660612002587 | 73143100
MV51607 | BFR LAMP SUSPENSION+CLIP W50 INOX304 | UCHWYT LAMPY BFR+ZACISK W50 INOX304 | 95.3 | 1 | NR | 93.4 | 1 | NR | 2.034% | OFFICIAL | 5PS55G64FG4352I100 | 30 | 5PS | INSTALLATION PASS | 55G | MAVIL | 64F | BFR WIRE MESH TRAYS | 100 | 100 | NR | 240 | CCM | 0.227 | 0.227 | KG | 3660612108050 | 3660612108067 | 3660612108067 | 72169110
MV50423 | BFR30-33 WIRE MESH CABLE TRAY W200 EZ | KOR.KABL. Z SIATKI DRUC.BFR30-33 W200 EZ | 30.1 | 1 | M | 29.5 | 1 | M | 2.034% | OFFICIAL | 5PS55G64FG2550C100 | 30 | 5PS | INSTALLATION PASS | 55G | MAVIL | 64F | BFR WIRE MESH TRAYS | 3 | 12 | M | 4371.444 | CCM | 0.951 | 0.951 | KG | 3660612100467 | 3660612001597 | 3660612001597 | 73143100
MV53546 | BFR110-115 135° ELBOW W400 Z100 | BFR110-115 KOLANKO 135° W400 Z100 | 251 | 1 | NR | 246 | 1 | NR | 2.033% | OFFICIAL | 5PS55G64FG2750Y100 | 30 | 5PS | INSTALLATION PASS | 55G | MAVIL | 64F | BFR WIRE MESH TRAYS | 1 | 1 | NR | 123525 | CCM | 4.265 | 4.265 | KG | 3660612113757 | 3660612113757 | 3660612113757 | 73143100
MV53523 | BFR30-33 135° ELBOW W200 Z100 | BFR30-33 KOLANKO 135° W200 Z100 | 85.4 | 1 | NR | 83.7 | 1 | NR | 2.031% | OFFICIAL | 5PS55G64FG2750U100 | 30 | 5PS | INSTALLATION PASS | 55G | MAVIL | 64F | BFR WIRE MESH TRAYS | 1 | 1 | NR | 15379.875 | CCM | 0.982 | 0.982 | KG | 3660612113993 | 3660612113993 | 3660612113993 | 73143100
MV50686 | CC 400 BFR60 PRE-ECLISSE INOX304L | KOR.KAB.Z ZAM. ŁĄCZ. 400 BFR60 INOX304L | 201 | 1 | M | 197 | 1 | M | 2.03% | OFFICIAL | 5PS55G64FG4352A100 | 30 | 5PS | INSTALLATION PASS | 55G | MAVIL | 64F | BFR WIRE MESH TRAYS | 3 | 6 | M | 24761.785 | CCM | 2.95 | 2.95 | KG | 3660612303752 | 3660612303769 | 3660612303776 | 73143100
MV50720 | BFR30-33 WIRE MESH CABLE TRAY W50 HP | KOR.KAB.Z SIATKI DRUC.BFR30-33 W50 HP | 20.1 | 1 | M | 19.7 | 1 | M | 2.03% | OFFICIAL | 5PS55G64FG2550C100 | 30 | 5PS | INSTALLATION PASS | 55G | MAVIL | 64F | BFR WIRE MESH TRAYS | 3 | 30 | M | 1071.464 | CCM | 0.397 | 0.397 | KG | 3660612217509 | 3660612217523 | 3660612217523 | 73143100
MV52533 | BFR60-66 90° ELBOW W200 Z100 | BFR60-66 KOLANKO 90° W200 Z100 | 201 | 1 | NR | 197 | 1 | NR | 2.03% | OFFICIAL | 5PS55G64FG2750S100 | 30 | 5PS | INSTALLATION PASS | 55G | MAVIL | 64F | BFR WIRE MESH TRAYS | 1 | 1 | NR | 40138 | CCM | 1.557 | 1.557 | KG | 3660612114990 | 3660612114990 | 3660612114990 | 73143100
MV52431 | BFR60-66 90° ELBOW W100 EZ | BFR60-66 KOLANKO 90° W100 EZ | 75.4 | 1 | NR | 73.9 | 1 | NR | 2.03% | OFFICIAL | 5PS55G64FG2750S100 | 30 | 5PS | INSTALLATION PASS | 55G | MAVIL | 64F | BFR WIRE MESH TRAYS | 1 | 1 | NR | 19126.875 | CCM | 0.858 | 0.858 | KG | 3660612115065 | 3660612115065 | 3660612115065 | 73143100
MV52746 | COUDE 90° 400 BFR110 HP | KOLANKO 90° 400 BFR110 HP | 553 | 1 | NR | 542 | 1 | NR | 2.03% | OFFICIAL | 5PS55G64FG2750T100 | 30 | 5PS | INSTALLATION PASS | 55G | MAVIL | 64F | BFR WIRE MESH TRAYS | 1 | 1 | NR | 126914.063 | CCM | 7.813 | 7.813 | KG | 3660612303035 | 3660612301895 | 3660612301895 | 73143100
MV50272 | CC 150 BFR30 PRE-ECLISSE HDG | KOR.KAB.Z ZAM. ŁĄCZNIKIEM 150 BFR30 GAC | 45.3 | 1 | M | 44.4 | 1 | M | 2.027% | OFFICIAL | 5PS55G64FG2550C100 | 30 | 5PS | INSTALLATION PASS | 55G | MAVIL | 64F | BFR WIRE MESH TRAYS | 3 | 18 | M | 2989.297 | CCM | 0.93 | 0.93 | KG | 3660612239761 | 3660612239785 | 3660612239785 | 73143100
MV50577 | CC 500 BFR30 PRE-ECLISSE Z100 | KOR.KAB.Z ZAM. ŁĄCZNIKIEM 500 BFR30 Z100 | 60.4 | 1 | M | 59.2 | 1 | M | 2.027% | OFFICIAL | 5PS55G64FG2550C100 | 30 | 5PS | INSTALLATION PASS | 55G | MAVIL | 64F | BFR WIRE MESH TRAYS | 6 | 6 | M | 14185.45 | CCM | 3.086 | 3.086 | KG | 3660612302632 | 3660612300607 | 3660612300607 | 73143100
MV52532 | BFR60-66 90° ELBOW W150 Z100 | BFR60-66 KOLANKO 90° W150 Z100 | 90.6 | 1 | NR | 88.8 | 1 | NR | 2.027% | OFFICIAL | 5PS55G64FG2750S100 | 30 | 5PS | INSTALLATION PASS | 55G | MAVIL | 64F | BFR WIRE MESH TRAYS | 1 | 1 | NR | 25666.875 | CCM | 1.32 | 1.32 | KG | 3660612114983 | 3660612114983 | 3660612114983 | 73143100
MV52701 | BFRG60 DIR. FIX W.M.C.TRAY W100 HP | BFRG60 BEZP. NATYN.MOC.KOR W100 HP | 60.4 | 1 | M | 59.2 | 1 | M | 2.027% | OFFICIAL | 5PS55G64FG2550H100 | 30 | 5PS | INSTALLATION PASS | 55G | MAVIL | 64F | BFR WIRE MESH TRAYS | 6 | 6 | M | 5160 | CCM | 0.932 | 0.932 | KG | 3660612254313 | 3660612254016 | 3660612254016 | 73143100
MV53533 | BFR60-66 135° ELBOW W200 Z100 | BFR60-66 KOLANKO 135° W200 Z100 | 90.6 | 1 | NR | 88.8 | 1 | NR | 2.027% | OFFICIAL | 5PS55G64FG2750W100 | 30 | 5PS | INSTALLATION PASS | 55G | MAVIL | 64F | BFR WIRE MESH TRAYS | 1 | 1 | NR | 25633.125 | CCM | 1.22 | 1.22 | KG | 3660612114204 | 3660612114204 | 3660612114204 | 73143100
MV50288 | CC 600 BFR60 PRE-ECLISSE HDG | KOR.KAB.Z ZAM. ŁĄCZNIKIEM 600 BFR60 GAC | 151 | 1 | M | 148 | 1 | M | 2.027% | OFFICIAL | 5PS55G64FG2550E100 | 30 | 5PS | INSTALLATION PASS | 55G | MAVIL | 64F | BFR WIRE MESH TRAYS | 3 | 6 | M | 36439.119 | CCM | 4.421 | 4.421 | KG | 3660612240095 | 3660612240118 | 3660612240118 | 73143100
MV52802 | BFRG60 DIR. FIX W.M.C.TRAY W200 INOX316 | BFRG60 BEZP. NATYN.MOC.KOR W200 INOX316 | 302 | 1 | M | 296 | 1 | M | 2.027% | OFFICIAL | 5PS55G64FG4352A100 | 30 | 5PS | INSTALLATION PASS | 55G | MAVIL | 64F | BFR WIRE MESH TRAYS | 6 | 6 | M | 9775 | CCM | 1.778 | 1.778 | KG | 3660612254283 | 3660612253927 | 3660612253927 | 73143100
MV53423 | BFR30-33 135° ELBOW W200 EZ | BFR30-33 KOLANKO 135° W200 EZ | 75.5 | 1 | NR | 74 | 1 | NR | 2.027% | OFFICIAL | 5PS55G64FG2750U100 | 30 | 5PS | INSTALLATION PASS | 55G | MAVIL | 64F | BFR WIRE MESH TRAYS | 1 | 1 | NR | 15379.875 | CCM | 0.982 | 0.982 | KG | 3660612114044 | 3660612114044 | 3660612114044 | 73143100
MV53633 | BFR60-66 135° ELBOW W200 INOX | BFR60-66 KOLANKO 135° W200 INOX | 151 | 1 | NR | 148 | 1 | NR | 2.027% | OFFICIAL | 5PS55G64FG4352C100 | 30 | 5PS | INSTALLATION PASS | 55G | MAVIL | 64F | BFR WIRE MESH TRAYS | 1 | 1 | NR | 25633.125 | CCM | 1.22 | 1.22 | KG | 3660612113672 | 3660612113672 | 3660612113672 | 73143100
MV53642 | BFR110-115 135° ELBOW W150 INOX | BFR110-115 KOLANKO 135° W150 INOX | 151 | 1 | NR | 148 | 1 | NR | 2.027% | OFFICIAL | 5PS55G64FG4352C100 | 30 | 5PS | INSTALLATION PASS | 55G | MAVIL | 64F | BFR WIRE MESH TRAYS | 1 | 1 | NR | 30318.75 | CCM | 1.262 | 1.262 | KG | 3660612113900 | 3660612113900 | 3660612113900 | 73143100
MV52402 | BFRG60 DIR. FIX W.M.C.TRAY W200 EZ | BFRG60 BEZP. NATYN.MOC.KOR W200 EZ | 65.5 | 1 | M | 64.2 | 1 | M | 2.025% | OFFICIAL | 5PS55G64FG2550I100 | 30 | 5PS | INSTALLATION PASS | 55G | MAVIL | 64F | BFR WIRE MESH TRAYS | 6 | 6 | M | 9775 | CCM | 1.759 | 1.759 | KG | 3660612254160 | 3660612253569 | 3660612253569 | 73143100
MV50580 | CC 50 BFR60 PRE-ECLISSE Z100 | KOR.KAB.Z ZAM. ŁĄCZNIKIEM 50 BFR60 Z100 | 25.2 | 1 | M | 24.7 | 1 | M | 2.024% | OFFICIAL | 5PS55G64FG2550E100 | 30 | 5PS | INSTALLATION PASS | 55G | MAVIL | 64F | BFR WIRE MESH TRAYS | 3 | 24 | M | 3365.122 | CCM | 0.645 | 0.645 | KG | 3660612238450 | 3660612238474 | 3660612238474 | 73143100
MV51135 | BFR UNIV SUPPORT L500 Z275 | POKRYWA UNIWERSALNA BFR L500 Z275 | 25.2 | 1 | NR | 24.7 | 1 | NR | 2.024% | OFFICIAL | 5PS55G64FG4551O100 | 30 | 5PS | INSTALLATION PASS | 55G | MAVIL | 64F | BFR WIRE MESH TRAYS | 1 | 25 | NR | 685.44 | CCM | 0.5 | 0.5 | KG | 3660612003621 | 3660612003638 | 3660612003638 | 72169110
MV52236 | BFR60-66 90° ELBOW W400 HDG | BFR60-66 KOLANKO 90° W400 HDG | 504 | 1 | NR | 494 | 1 | NR | 2.024% | OFFICIAL | 5PS55G64FG2750S100 | 30 | 5PS | INSTALLATION PASS | 55G | MAVIL | 64F | BFR WIRE MESH TRAYS | 1 | 1 | NR | 152296.875 | CCM | 5.82 | 5.82 | KG | 3660612115201 | 3660612115201 | 3660612115201 | 73143100
MV53521 | BFR30-33 135° ELBOW W100 Z100 | BFR30-33 KOLANKO 135° W100 Z100 | 50.4 | 1 | NR | 49.4 | 1 | NR | 2.024% | OFFICIAL | 5PS55G64FG2750U100 | 30 | 5PS | INSTALLATION PASS | 55G | MAVIL | 64F | BFR WIRE MESH TRAYS | 1 | 1 | NR | 8336.25 | CCM | 0.467 | 0.467 | KG | 3660612113979 | 3660612113979 | 3660612113979 | 73143100
MV53747 | COUDE 135° 500 BFR110 HP | KOLANKO 135° 500 BFR110 HP | 605 | 1 | NR | 593 | 1 | NR | 2.024% | OFFICIAL | 5PS55G64FG2750Y100 | 30 | 5PS | INSTALLATION PASS | 55G | MAVIL | 64F | BFR WIRE MESH TRAYS | 2 | 2 | NR | 88968.75 | CCM | 6.895 | 6.895 | KG | 3660612303264 | 3660612302526 | 3660612302526 | 73143100
MV50534 | BFR60-66 WIRE MESH CABLE TRAY W250 Z100 | KOR.KAB.Z SIATKI DRUC.BFR60-66 W250 Z100 | 35.3 | 1 | M | 34.6 | 1 | M | 2.023% | OFFICIAL | 5PS55G64FG2550E100 | 30 | 5PS | INSTALLATION PASS | 55G | MAVIL | 64F | BFR WIRE MESH TRAYS | 3 | 6 | M | 16003.785 | CCM | 1.496 | 1.496 | KG | 3660612100047 | 3660612100061 | 3660612100061 | 73143100
MV50751 | COPERCHIO PASS.IN FILO 100 BFR HP | CO CC 100 BFR HP | 35.3 | 1 | M | 34.6 | 1 | M | 2.023% | OFFICIAL | 5PS55G64FG2951C100 | 30 | 5PS | INSTALLATION PASS | 55G | MAVIL | 64F | BFR WIRE MESH TRAYS | 3 | 18 | M | 2387.6 | CCM | 0.864 | 0.864 | KG | 8011564848023 | 8011564980747 | 8011564980730 | 72169110
MV50820 | BFR30-33 WIRE BASKET W50 INOX 316 | KOSZYK DRUCIANY BFR30-33 W50 INOX 316 | 70.6 | 1 | M | 69.2 | 1 | M | 2.023% | OFFICIAL | 5PS55G64FG4352A100 | 30 | 5PS | INSTALLATION PASS | 55G | MAVIL | 64F | BFR WIRE MESH TRAYS | 30 | 30 | M | 1047 | CCM | 0.39 | 0.39 | KG | 3660612198983 | 3660612199003 | 3660612199003 | 73143100
MV50857 | BFR COVER W500 INOX316 | POKRYWA BFR W500 INOX316 | 353 | 1 | M | 346 | 1 | M | 2.023% | OFFICIAL | 5PS55G64FG4352E100 | 30 | 5PS | INSTALLATION PASS | 55G | MAVIL | 64F | BFR WIRE MESH TRAYS | 3 | 6 | M | 5885 | CCM | 3.641 | 3.641 | KG | 3660612227546 | 3660612227560 | 3660612227560 | 72169110
MV52448 | BFR110-115 90° ELBOW W600 EZ | BFR110-115 KOLANKO 90° W600 EZ | 908 | 1 | NR | 890 | 1 | NR | 2.022% | OFFICIAL | 5PS55G64FG2750T100 | 30 | 5PS | INSTALLATION PASS | 55G | MAVIL | 64F | BFR WIRE MESH TRAYS | 1 | 1 | NR | 437112.5 | CCM | 11.249 | 11.249 | KG | 3660612114631 | 3660612114631 | 3660612114631 | 73143100
MV50276 | CC 400 BFR30 PRE-ECLISSE HDG | KOR.KAB.Z ZAM. ŁĄCZNIKIEM 400 BFR30 GAC | 75.7 | 1 | M | 74.2 | 1 | M | 2.022% | OFFICIAL | 5PS55G64FG2550I100 | 30 | 5PS | INSTALLATION PASS | 55G | MAVIL | 64F | BFR WIRE MESH TRAYS | 6 | 6 | M | 11508.95 | CCM | 2.33 | 2.33 | KG | 3660612302588 | 3660612300409 | 3660612300409 | 73143100
MV50587 | CC 500 BFR60 PRE-ECLISSE Z100 | KOR.KAB.Z ZAM. ŁĄCZNIKIEM 500 BFR60 Z100 | 75.7 | 1 | M | 74.2 | 1 | M | 2.022% | OFFICIAL | 5PS55G64FG2550E100 | 30 | 5PS | INSTALLATION PASS | 55G | MAVIL | 64F | BFR WIRE MESH TRAYS | 3 | 6 | M | 30600.452 | CCM | 3.371 | 3.371 | KG | 3660612238672 | 3660612238696 | 3660612238696 | 73143100
MV50527 | BFR30-33 WIRE BASKET W500 Z100 | KOSZYK DRUCIANY BFR30-33 W500 Z100 | 60.6 | 1 | M | 59.4 | 1 | M | 2.02% | OFFICIAL | 5PS55G64FG2550C100 | 30 | 5PS | INSTALLATION PASS | 55G | MAVIL | 64F | BFR WIRE MESH TRAYS | 6 | 6 | M | 14185 | CCM | 3.03 | 3.03 | KG | 3660612253170 | 3660612252593 | 3660612252593 | 73143100
MV50775 | CC 300 BFR30 PRE-ECLISSE HP | KOR.KAB.Z ZAM. ŁĄCZNIKIEM 300 BFR30 HP | 60.6 | 1 | M | 59.4 | 1 | M | 2.02% | OFFICIAL | 5PS55G64FG2550C100 | 30 | 5PS | INSTALLATION PASS | 55G | MAVIL | 64F | BFR WIRE MESH TRAYS | 3 | 6 | M | 9372.474 | CCM | 1.873 | 1.873 | KG | 3660612239075 | 3660612239099 | 3660612239099 | 73143100
MV51123 | SPLICE PLATE L250 Z275 | ŁĄCZNIK PŁYTKOWY L250 Z275 | 10.1 | 1 | NR | 9.9 | 1 | NR | 2.02% | OFFICIAL | 5PS55G64FG3151K100 | 30 | 5PS | INSTALLATION PASS | 55G | MAVIL | 64F | BFR WIRE MESH TRAYS | 100 | 100 | NR | 72 | CCM | 0.099 | 0.099 | KG | 3660612003225 | 3660612003232 | 3660612003232 | 72169110
MV51139 | BFR UNIV SUPPORT L600 Z275 | POKRYWA UNIWERSALNA BFR L600 Z275 | 30.3 | 1 | NR | 29.7 | 1 | NR | 2.02% | OFFICIAL | 5PS55G64FG4551O100 | 30 | 5PS | INSTALLATION PASS | 55G | MAVIL | 64F | BFR WIRE MESH TRAYS | 25 | 25 | NR | 1920 | CCM | 0.797 | 0.797 | KG | 3660612074553 | 3660612154637 | 3660612154637 | 72169110
MV50653 | BFR COVER W200 INOX304 | BFR POKRYWA W200 INOX304 | 202 | 1 | M | 198 | 1 | M | 2.02% | OFFICIAL | 5PS55G64FG4352E100 | 30 | 5PS | INSTALLATION PASS | 55G | MAVIL | 64F | BFR WIRE MESH TRAYS | 3 | 18 | M | 1645 | CCM | 1.712 | 1.712 | KG | 3660612106544 | 3660612173324 | 3660612173324 | 72169110
MV50843 | BFR110 WIRE MESH CABLE TRAY W200 INOX316 | KOR.KAB.Z SIATKI DRU.BFR110 W200 INOX316 | 202 | 1 | M | 198 | 1 | M | 2.02% | OFFICIAL | 5PS55G64FG4352A100 | 30 | 5PS | INSTALLATION PASS | 55G | MAVIL | 64F | BFR WIRE MESH TRAYS | 3 | 6 | M | 15806.076 | CCM | 1.827 | 1.827 | KG | 3660612227300 | 3660612227324 | 3660612227324 | 73143900
MV50821 | BFR30-33 WIRE BASKET W100 INOX 316 | KOSZYK DRUCIANY BFR30-33 W100 INOX 316 | 96 | 1 | M | 94.1 | 1 | M | 2.019% | OFFICIAL | 5PS55G64FG4352A100 | 30 | 5PS | INSTALLATION PASS | 55G | MAVIL | 64F | BFR WIRE MESH TRAYS | 30 | 30 | M | 1753 | CCM | 0.52 | 0.52 | KG | 3660612199027 | 3660612199041 | 3660612199041 | 73143100
MV53543 | BFR110-115 135° ELBOW W200 Z100 | BFR110-115 KOLANKO 135° W200 Z100 | 96 | 1 | NR | 94.1 | 1 | NR | 2.019% | OFFICIAL | 5PS55G64FG2750Y100 | 30 | 5PS | INSTALLATION PASS | 55G | MAVIL | 64F | BFR WIRE MESH TRAYS | 1 | 1 | NR | 42721.875 | CCM | 1.729 | 1.729 | KG | 3660612113733 | 3660612113733 | 3660612113733 | 73143100
MV52530 | BFR60-66 90° ELBOW W50 Z100 | BFR60-66 KOLANKO 90° W50 Z100 | 55.6 | 1 | NR | 54.5 | 1 | NR | 2.018% | OFFICIAL | 5PS55G64FG2750S100 | 30 | 5PS | INSTALLATION PASS | 55G | MAVIL | 64F | BFR WIRE MESH TRAYS | 1 | 1 | NR | 12000 | CCM | 0.573 | 0.573 | KG | 3660612114969 | 3660612114969 | 3660612114969 | 73143100
MV50847 | BFR110 WIRE MESH CABLE TRAY W500 INOX316 | KOR.KAB.Z SIATKI DRU.BFR110 W500 INOX316 | 455 | 1 | M | 446 | 1 | M | 2.018% | OFFICIAL | 5PS55G64FG4352A100 | 30 | 5PS | INSTALLATION PASS | 55G | MAVIL | 64F | BFR WIRE MESH TRAYS | 3 | 6 | M | 35933.007 | CCM | 4.223 | 4.223 | KG | 3660612227423 | 3660612227447 | 3660612227447 | 73143900
MV51207 | BFR LAMP SUSPENSION+CLIP W50 HDG | UCHWYT LAMPY BFR+ZACISK W50 GAC | 45.5 | 1 | NR | 44.6 | 1 | NR | 2.018% | OFFICIAL | 5PS55G64FG4552P100 | 30 | 5PS | INSTALLATION PASS | 55G | MAVIL | 64F | BFR WIRE MESH TRAYS | 100 | 100 | NR | 240 | CCM | 0.238 | 0.238 | KG | 3660612074492 | 3660612113016 | 3660612113016 | 72169110
MV52501 | BFRG60 DIR. FIX W.M.C.TRAY W100 Z100 | BFRG60 BEZP. NATYN.MOC.KOR W100 Z100 | 45.5 | 1 | M | 44.6 | 1 | M | 2.018% | OFFICIAL | 5PS55G64FG2550I100 | 30 | 5PS | INSTALLATION PASS | 55G | MAVIL | 64F | BFR WIRE MESH TRAYS | 6 | 6 | M | 5160 | CCM | 0.936 | 0.936 | KG | 3660612254115 | 3660612253415 | 3660612253415 | 73143100
MV52748 | COUDE 90° 600 BFR110 HP | KOLANKO 90° 600 BFR110 HP | 910 | 1 | NR | 892 | 1 | NR | 2.018% | OFFICIAL | 5PS55G64FG2750T100 | 30 | 5PS | INSTALLATION PASS | 55G | MAVIL | 64F | BFR WIRE MESH TRAYS | 1 | 1 | NR | 218556.25 | CCM | 14.2 | 14.2 | KG | 3660612303059 | 3660612301956 | 3660612301956 | 73143100
MV53438 | BFR60-66 135° ELBOW W600 EZ | BFR60-66 KOLANKO 135° W600 EZ | 809 | 1 | NR | 793 | 1 | NR | 2.018% | OFFICIAL | 5PS55G64FG2750W100 | 30 | 5PS | INSTALLATION PASS | 55G | MAVIL | 64F | BFR WIRE MESH TRAYS | 1 | 1 | NR | 123525 | CCM | 5.796 | 5.796 | KG | 3660612114341 | 3660612114341 | 3660612114341 | 73143100
MV50784 | CC 250 BFR60 PRE-ECLISSE HP | KOR.KAB.Z ZAM. ŁĄCZNIKIEM 250 BFR60 HP | 60.7 | 1 | M | 59.5 | 1 | M | 2.017% | OFFICIAL | 5PS55G64FG2550H100 | 30 | 5PS | INSTALLATION PASS | 55G | MAVIL | 64F | BFR WIRE MESH TRAYS | 3 | 6 | M | 16003.785 | CCM | 1.577 | 1.577 | KG | 3660612239228 | 3660612239242 | 3660612239242 | 73143100
MV52527 | COUDE 90° 500 BFR30 Z100 | KOLANKO 90° 500 BFR30 Z100 | 607 | 1 | NR | 595 | 1 | NR | 2.017% | OFFICIAL | 5PS55G64FG2750Q100 | 30 | 5PS | INSTALLATION PASS | 55G | MAVIL | 64F | BFR WIRE MESH TRAYS | 2 | 2 | NR | 70490 | CCM | 8.5 | 8.5 | KG | 3660612302717 | 3660612300874 | 3660612300874 | 73143100
MV52738 | COUDE 90° 600 BFR60 HP | KOLANKO 90° 600 BFR60 HP | 860 | 1 | NR | 843 | 1 | NR | 2.017% | OFFICIAL | 5PS55G64FG2750S100 | 30 | 5PS | INSTALLATION PASS | 55G | MAVIL | 64F | BFR WIRE MESH TRAYS | 2 | 2 | NR | 131133.75 | CCM | 12.812 | 12.812 | KG | 3660612302991 | 3660612301772 | 3660612301772 | 73143100
MV53231 | BFR60-66 135° ELBOW W100 HDG | BFR60-66 KOLANKO 135° W100 HDG | 65.8 | 1 | NR | 64.5 | 1 | NR | 2.016% | OFFICIAL | 5PS55G64FG2750W100 | 30 | 5PS | INSTALLATION PASS | 55G | MAVIL | 64F | BFR WIRE MESH TRAYS | 1 | 1 | NR | 13893.75 | CCM | 0.684 | 0.684 | KG | 3660612114365 | 3660612114365 | 3660612114365 | 73143100
MV50434 | BFR60-66 WIRE MESH CABLE TRAY W250 EZ | KOR.KABL. Z SIATKI DRUC.BFR60-66 W250 EZ | 40.5 | 1 | M | 39.7 | 1 | M | 2.015% | OFFICIAL | 5PS55G64FG2550E100 | 30 | 5PS | INSTALLATION PASS | 55G | MAVIL | 64F | BFR WIRE MESH TRAYS | 3 | 6 | M | 16003.785 | CCM | 1.49 | 1.49 | KG | 3660612100016 | 3660612100030 | 3660612100030 | 73143100
MV52520 | BFR30-33 90° ELBOW W50 Z100 | BFR30-33 KOLANKO 90° W50 Z100 | 40.5 | 1 | NR | 39.7 | 1 | NR | 2.015% | OFFICIAL | 5PS55G64FG2750Q100 | 30 | 5PS | INSTALLATION PASS | 55G | MAVIL | 64F | BFR WIRE MESH TRAYS | 1 | 1 | NR | 7200 | CCM | 0.361 | 0.361 | KG | 3660612114761 | 3660612114761 | 3660612114761 | 73143100
MV53620 | BFR30-33 135° ELBOW W50 INOX | BFR30-33 KOLANKO 135° W50 INOX | 55.7 | 1 | NR | 54.6 | 1 | NR | 2.015% | OFFICIAL | 5PS55G64FG4352C100 | 30 | 5PS | INSTALLATION PASS | 55G | MAVIL | 64F | BFR WIRE MESH TRAYS | 1 | 1 | NR | 5791.5 | CCM | 0.275 | 0.275 | KG | 3660612114112 | 3660612114112 | 3660612114112 | 73143100
MV53432 | BFR60-66 135° ELBOW W150 EZ | BFR60-66 KOLANKO 135° W150 EZ | 70.9 | 1 | NR | 69.5 | 1 | NR | 2.014% | OFFICIAL | 5PS55G64FG2750W100 | 30 | 5PS | INSTALLATION PASS | 55G | MAVIL | 64F | BFR WIRE MESH TRAYS | 1 | 1 | NR | 18191.25 | CCM | 0.969 | 0.969 | KG | 3660612114280 | 3660612114280 | 3660612114280 | 73143100
MV50652 | BFR COVER W150 INOX304 | BFR POKRYWA W150 INOX304 | 152 | 1 | M | 149 | 1 | M | 2.013% | OFFICIAL | 5PS55G64FG4352E100 | 30 | 5PS | INSTALLATION PASS | 55G | MAVIL | 64F | BFR WIRE MESH TRAYS | 3 | 18 | M | 1880.833 | CCM | 1.396 | 1.396 | KG | 3660612106568 | 3660612173300 | 3660612173300 | 72169110
MV50838 | BFR60 WIRE MESH CABLE TRAY W600 INOX 316 | KOR.KAB.Z SIAT. DRUC.BFR60 W600 INOX 316 | 456 | 1 | M | 447 | 1 | M | 2.013% | OFFICIAL | 5PS55G64FG4352A100 | 30 | 5PS | INSTALLATION PASS | 55G | MAVIL | 64F | BFR WIRE MESH TRAYS | 3 | 6 | M | 36439.119 | CCM | 4.223 | 4.223 | KG | 3660612227225 | 3660612227249 | 3660612227249 | 73143900
MV51800 | BFR FIX CLIP OMEGA BRACKET INOX 316L | KLIPS MOCUJĄCY BFR UCHW. OMEGA INOX 316L | 7.6 | 1 | NR | 7.45 | 1 | NR | 2.013% | OFFICIAL | 5PS55G64FG4352I100 | 30 | 5PS | INSTALLATION PASS | 55G | MAVIL | 64F | BFR WIRE MESH TRAYS | 10 | 100 | NR | 240 | CCM | 0.011 | 0.011 | KG | 3660612198945 | 3660612198952 | 3660612198952 | 72169110
MV52245 | BFR110-115 90° ELBOW W300 HDG | BFR110-115 KOLANKO 90° W300 HDG | 456 | 1 | NR | 447 | 1 | NR | 2.013% | OFFICIAL | 5PS55G64FG2750Y100 | 30 | 5PS | INSTALLATION PASS | 55G | MAVIL | 64F | BFR WIRE MESH TRAYS | 1 | 1 | NR | 118828.125 | CCM | 4.324 | 4.324 | KG | 3660612114662 | 3660612114662 | 3660612114662 | 73143100
MV53435 | BFR60-66 135° ELBOW W300 EZ | BFR60-66 KOLANKO 135° W300 EZ | 152 | 1 | NR | 149 | 1 | NR | 2.013% | OFFICIAL | 5PS55G64FG2750W100 | 30 | 5PS | INSTALLATION PASS | 55G | MAVIL | 64F | BFR WIRE MESH TRAYS | 1 | 1 | NR | 40837.5 | CCM | 2.115 | 2.115 | KG | 3660612114310 | 3660612114310 | 3660612114310 | 73143100
MV53447 | BFR110-115 135° ELBOW W500 EZ | BFR110-115 KOLANKO 135° W500 EZ | 608 | 1 | NR | 596 | 1 | NR | 2.013% | OFFICIAL | 5PS55G64FG2750Y100 | 30 | 5PS | INSTALLATION PASS | 55G | MAVIL | 64F | BFR WIRE MESH TRAYS | 1 | 1 | NR | 177937.5 | CCM | 5.461 | 5.461 | KG | 3660612113825 | 3660612113825 | 3660612113825 | 73143100
MV51821 | BFR COUNTER CLAMP WASHER INOXL | PODKŁADKA ZACISKU KONTRUJ. BFR INOXL | 456 | 100 | NR | 447 | 100 | NR | 2.013% | OFFICIAL | 5PS55G64FG4352G100 | 30 | 5PS | INSTALLATION PASS | 55G | MAVIL | 64F | BFR WIRE MESH TRAYS | 50 | 1000 | NR | 7.5 | CCM | 0.009 | 0.009 | KG | 3660612199645 | 3660612199652 | 3660612199652 | 72169110
MV53223 | BFR30-33 135° ELBOW W200 HDG | BFR30-33 KOLANKO 135° W200 HDG | 81.1 | 1 | NR | 79.5 | 1 | NR | 2.013% | OFFICIAL | 5PS55G64FG2750U100 | 30 | 5PS | INSTALLATION PASS | 55G | MAVIL | 64F | BFR WIRE MESH TRAYS | 1 | 1 | NR | 15379.875 | CCM | 0.998 | 0.998 | KG | 3660612114099 | 3660612114099 | 3660612114099 | 73143100
MV52645 | BFR110-115 90° ELBOW W300 INOX | BFR110-115 KOLANKO 90° W300 INOX | 659 | 1 | NR | 646 | 1 | NR | 2.012% | OFFICIAL | 5PS55G64FG4352C100 | 30 | 5PS | INSTALLATION PASS | 55G | MAVIL | 64F | BFR WIRE MESH TRAYS | 1 | 1 | NR | 118828.125 | CCM | 4.265 | 4.265 | KG | 3660612114723 | 3660612114723 | 3660612114723 | 73143100
MV50485 | CC 300 BFR60 PRE-ECLISSE EZ | KOR.KAB.Z ZAM. ŁĄCZNIKIEM 300 BFR60 EZ | 50.7 | 1 | M | 49.7 | 1 | M | 2.012% | OFFICIAL | 5PS55G64FG2550E100 | 30 | 5PS | INSTALLATION PASS | 55G | MAVIL | 64F | BFR WIRE MESH TRAYS | 3 | 6 | M | 18923.119 | CCM | 1.866 | 1.866 | KG | 3660612240606 | 3660612240620 | 3660612240620 | 73143100
MV53442 | BFR110-115 135° ELBOW W150 EZ | BFR110-115 KOLANKO 135° W150 EZ | 86.2 | 1 | NR | 84.5 | 1 | NR | 2.012% | OFFICIAL | 5PS55G64FG2750Y100 | 30 | 5PS | INSTALLATION PASS | 55G | MAVIL | 64F | BFR WIRE MESH TRAYS | 1 | 1 | NR | 30318.75 | CCM | 1.262 | 1.262 | KG | 3660612113788 | 3660612113788 | 3660612113788 | 73143100
MV52547 | BFR110-115 90° ELBOW W500 Z100 | BFR110-115 KOLANKO 90° W500 Z100 | 710 | 1 | NR | 696 | 1 | NR | 2.011% | OFFICIAL | 5PS55G64FG2750T100 | 30 | 5PS | INSTALLATION PASS | 55G | MAVIL | 64F | BFR WIRE MESH TRAYS | 1 | 1 | NR | 391612.5 | CCM | 9.479 | 9.479 | KG | 3660612114563 | 3660612114563 | 3660612114563 | 73143100
MV53645 | BFR110-115 135° ELBOW W300 INOX | BFR110-115 KOLANKO 135° W300 INOX | 355 | 1 | NR | 348 | 1 | NR | 2.011% | OFFICIAL | 5PS55G64FG4352C100 | 30 | 5PS | INSTALLATION PASS | 55G | MAVIL | 64F | BFR WIRE MESH TRAYS | 1 | 1 | NR | 68062.5 | CCM | 2.766 | 2.766 | KG | 3660612113924 | 3660612113924 | 3660612113924 | 73143100
MV53748 | COUDE 135° 600 BFR110 HP | KOLANKO 135° 600 BFR110 HP | 812 | 1 | NR | 796 | 1 | NR | 2.01% | OFFICIAL | 5PS55G64FG2750Y100 | 30 | 5PS | INSTALLATION PASS | 55G | MAVIL | 64F | BFR WIRE MESH TRAYS | 2 | 2 | NR | 102937.5 | CCM | 8.111 | 8.111 | KG | 3660612303271 | 3660612302557 | 3660612302557 | 73143100
MV52421 | BFR30-33 90° ELBOW W100 EZ | BFR30-33 KOLANKO 90° W100 EZ | 66 | 1 | NR | 64.7 | 1 | NR | 2.009% | OFFICIAL | 5PS55G64FG2750Q100 | 30 | 5PS | INSTALLATION PASS | 55G | MAVIL | 64F | BFR WIRE MESH TRAYS | 1 | 1 | NR | 11476.125 | CCM | 0.593 | 0.593 | KG | 3660612114822 | 3660612114822 | 3660612114822 | 73143100
MV50547 | BFR110-115 WIRE MESH CAB. TRAY W500 Z100 | KOR.KAB.Z SIATKI DR.BFR110-115 W500 Z100 | 91.4 | 1 | M | 89.6 | 1 | M | 2.009% | OFFICIAL | 5PS55G64FG2550G100 | 30 | 5PS | INSTALLATION PASS | 55G | MAVIL | 64F | BFR WIRE MESH TRAYS | 3 | 6 | M | 35933.007 | CCM | 3.917 | 3.525 | KG | 3660612100276 | 3660612002648 | 3660612002648 | 73143100
MV51608 | BFR LAMP SUSPENSION W100 INOX304 | UCHWYT LAMPY BFR W100 INOX304 | 91.4 | 1 | NR | 89.6 | 1 | NR | 2.009% | OFFICIAL | 5PS55G64FG4352I100 | 30 | 5PS | INSTALLATION PASS | 55G | MAVIL | 64F | BFR WIRE MESH TRAYS | 100 | 100 | NR | 180 | CCM | 0.19 | 0.19 | KG | 3660612108036 | 3660612108043 | 3660612108043 | 72169110
MV50785 | CC 300 BFR60 PRE-ECLISSE HP | KOR.KAB.Z ZAM. ŁĄCZNIKIEM 300 BFR60 HP | 71.1 | 1 | M | 69.7 | 1 | M | 2.009% | OFFICIAL | 5PS55G64FG2550E100 | 30 | 5PS | INSTALLATION PASS | 55G | MAVIL | 64F | BFR WIRE MESH TRAYS | 3 | 6 | M | 18923.119 | CCM | 1.905 | 1.905 | KG | 3660612239259 | 3660612239273 | 3660612239273 | 73143100
MV50647 | BFR110-115 WIRE MESH C.TRAY W500 INOX304 | KOR.KA.Z SIA.DRU.BFR110-115 W500 INOX304 | 254 | 1 | M | 249 | 1 | M | 2.008% | OFFICIAL | 5PS55G64FG4352A100 | 30 | 5PS | INSTALLATION PASS | 55G | MAVIL | 64F | BFR WIRE MESH TRAYS | 3 | 6 | M | 35933.007 | CCM | 4.17 | 4.17 | KG | 3660612106629 | 3660612106636 | 3660612106636 | 73143100
MV52736 | COUDE 90° 400 BFR60 HP | KOLANKO 90° 400 BFR60 HP | 508 | 1 | NR | 498 | 1 | NR | 2.008% | OFFICIAL | 5PS55G64FG2750S100 | 30 | 5PS | INSTALLATION PASS | 55G | MAVIL | 64F | BFR WIRE MESH TRAYS | 2 | 2 | NR | 76148.438 | CCM | 6.853 | 6.853 | KG | 3660612302977 | 3660612301710 | 3660612301710 | 73143100
MV52620 | BFR30-33 90° ELBOW W50 INOX | BFR30-33 KOLANKO 90° W50 INOX | 81.3 | 1 | NR | 79.7 | 1 | NR | 2.008% | OFFICIAL | 5PS55G64FG4352C100 | 30 | 5PS | INSTALLATION PASS | 55G | MAVIL | 64F | BFR WIRE MESH TRAYS | 1 | 1 | NR | 7200 | CCM | 0.361 | 0.361 | KG | 3660612114914 | 3660612114914 | 3660612114914 | 73143100
MV50786 | CC 400 BFR60 PRE-ECLISSE HP | KOR.KAB.Z ZAM. ŁĄCZNIKIEM 400 BFR60 HP | 96.6 | 1 | M | 94.7 | 1 | M | 2.006% | OFFICIAL | 5PS55G64FG2550E100 | 30 | 5PS | INSTALLATION PASS | 55G | MAVIL | 64F | BFR WIRE MESH TRAYS | 3 | 6 | M | 24761 | CCM | 3.012 | 3.012 | KG | 3660612239280 | 3660612239303 | 3660612239303 | 73143100
MV50622 | BFR30-33 WIRE MESH C. TRAY W150 INOX304 | KOR.KAB.Z SIA.DRUC.BFR30-33 W150 INOX304 | 71.2 | 1 | M | 69.8 | 1 | M | 2.006% | OFFICIAL | 5PS55G64FG4352A100 | 30 | 5PS | INSTALLATION PASS | 55G | MAVIL | 64F | BFR WIRE MESH TRAYS | 3 | 18 | M | 2989.297 | CCM | 0.822 | 0.822 | KG | 3660612116376 | 3660612003935 | 3660612003935 | 73143100
MV52447 | BFR110-115 90° ELBOW W500 EZ | BFR110-115 KOLANKO 90° W500 EZ | 712 | 1 | NR | 698 | 1 | NR | 2.006% | OFFICIAL | 5PS55G64FG2750T100 | 30 | 5PS | INSTALLATION PASS | 55G | MAVIL | 64F | BFR WIRE MESH TRAYS | 1 | 1 | NR | 391612.5 | CCM | 9.479 | 9.479 | KG | 3660612114624 | 3660612114624 | 3660612114624 | 73143100
MV53538 | BFR60-66 135° ELBOW W600 Z100 | BFR60-66 KOLANKO 135° W600 Z100 | 712 | 1 | NR | 698 | 1 | NR | 2.006% | OFFICIAL | 5PS55G64FG2750W100 | 30 | 5PS | INSTALLATION PASS | 55G | MAVIL | 64F | BFR WIRE MESH TRAYS | 1 | 1 | NR | 123525 | CCM | 5.796 | 5.796 | KG | 3660612114259 | 3660612114259 | 3660612114259 | 73143100
MV50772 | CC 150 BFR30 PRE-ECLISSE HP | KOR.KAB.Z ZAM. ŁĄCZNIKIEM 150 BFR30 HP | 40.7 | 1 | M | 39.9 | 1 | M | 2.005% | OFFICIAL | 5PS55G64FG2550C100 | 30 | 5PS | INSTALLATION PASS | 55G | MAVIL | 64F | BFR WIRE MESH TRAYS | 3 | 18 | M | 2989.297 | CCM | 0.893 | 0.893 | KG | 3660612239013 | 3660612239037 | 3660612239037 | 73143100
MV52726 | COUDE 90° 400 BFR30 HP | KOLANKO 90° 400 BFR30 HP | 407 | 1 | NR | 399 | 1 | NR | 2.005% | OFFICIAL | 5PS55G64FG2750Q100 | 30 | 5PS | INSTALLATION PASS | 55G | MAVIL | 64F | BFR WIRE MESH TRAYS | 2 | 2 | NR | 45689 | CCM | 5.41 | 5.41 | KG | 3660612302755 | 3660612300997 | 3660612300997 | 73143100
MV50727 | BFR30-33 WIRE MESH CABLE TRAY W500 HP | KOR.KAB.Z SIATKI DRUC.BFR30-33 W6500 HP | 91.6 | 1 | M | 89.8 | 1 | M | 2.004% | OFFICIAL | 5PS55G64FG2550H100 | 30 | 5PS | INSTALLATION PASS | 55G | MAVIL | 64F | BFR WIRE MESH TRAYS | 6 | 6 | M | 14185 | CCM | 3.086 | 3.086 | KG | 3660612253255 | 3660612252838 | 3660612252838 | 73143100
MV50736 | BFR60-66 WIRE MESH CABLE TRAY W400 HP | KOR.KAB.Z SIATKI DRUC.BFR60-66 W400 HP | 91.6 | 1 | M | 89.8 | 1 | M | 2.004% | OFFICIAL | 5PS55G64FG2550E100 | 30 | 5PS | INSTALLATION PASS | 55G | MAVIL | 64F | BFR WIRE MESH TRAYS | 3 | 6 | M | 24761.785 | CCM | 2833.333 | 2550 | G | 3660612217943 | 3660612217967 | 3660612217967 | 73143100
MV50273 | CC 200 BFR30 PRE-ECLISSE HDG | KOR.KAB.Z ZAM. ŁĄCZNIKIEM 200 BFR30 GAC | 50.9 | 1 | M | 49.9 | 1 | M | 2.004% | OFFICIAL | 5PS55G64FG2550C100 | 30 | 5PS | INSTALLATION PASS | 55G | MAVIL | 64F | BFR WIRE MESH TRAYS | 3 | 12 | M | 4371.444 | CCM | 1.067 | 1.067 | KG | 3660612239792 | 3660612239815 | 3660612239815 | 73143100
MV52430 | BFR60-66 90° ELBOW W50 EZ | BFR60-66 KOLANKO 90° W50 EZ | 61.1 | 1 | NR | 59.9 | 1 | NR | 2.003% | OFFICIAL | 5PS55G64FG2750S100 | 30 | 5PS | INSTALLATION PASS | 55G | MAVIL | 64F | BFR WIRE MESH TRAYS | 1 | 1 | NR | 12000 | CCM | 0.573 | 0.573 | KG | 3660612115058 | 3660612115058 | 3660612115058 | 73143100
MV53532 | BFR60-66 135° ELBOW W150 Z100 | BFR60-66 KOLANKO 135° W150 Z100 | 61.1 | 1 | NR | 59.9 | 1 | NR | 2.003% | OFFICIAL | 5PS55G64FG2750W100 | 30 | 5PS | INSTALLATION PASS | 55G | MAVIL | 64F | BFR WIRE MESH TRAYS | 1 | 1 | NR | 18191.25 | CCM | 0.969 | 0.969 | KG | 3660612114198 | 3660612114198 | 3660612114198 | 73143100
MV50437 | BFR60-66 WIRE MESH CABLE TRAY W500 EZ | KOR.KABL. Z SIATKI DRUC.BFR60-66 W500 EZ | 76.4 | 1 | M | 74.9 | 1 | M | 2.003% | OFFICIAL | 5PS55G64FG2550E100 | 30 | 5PS | INSTALLATION PASS | 55G | MAVIL | 64F | BFR WIRE MESH TRAYS | 3 | 6 | M | 30600.452 | CCM | 3 | 2.7 | KG | 3660612100894 | 3660612002259 | 3660612002259 | 73143100
MV50445 | BFR110-115 WIRE MESH CABLE TRAY W300 EZ | KOR.KAB.Z SIATKI DRUC.BFR110-115 W300 EZ | 81.5 | 1 | M | 79.9 | 1 | M | 2.003% | OFFICIAL | 5PS55G64FG2550G100 | 30 | 5PS | INSTALLATION PASS | 55G | MAVIL | 64F | BFR WIRE MESH TRAYS | 3 | 6 | M | 22524.771 | CCM | 2.897 | 2.897 | KG | 3660612100221 | 3660612002716 | 3660612002716 | 73143100
MV50277 | CC 500 BFR30 PRE-ECLISSE HDG | KOR.KAB.Z ZAM. ŁĄCZNIKIEM 500 BFR30 GAC | 76.5 | 1 | M | 75 | 1 | M | 2% | OFFICIAL | 5PS55G64FG2550I100 | 30 | 5PS | INSTALLATION PASS | 55G | MAVIL | 64F | BFR WIRE MESH TRAYS | 6 | 6 | M | 14185.45 | CCM | 3.058 | 3.058 | KG | 3660612302595 | 3660612300447 | 3660612300447 | 73143100
MV50476 | CC 400 BFR30 PRE-ECLISSE EZ | KOR.KAB.Z ZAM. ŁĄCZNIKIEM 400 BFR30 EZ | 61.2 | 1 | M | 60 | 1 | M | 2% | OFFICIAL | 5PS55G64FG2550C100 | 30 | 5PS | INSTALLATION PASS | 55G | MAVIL | 64F | BFR WIRE MESH TRAYS | 6 | 6 | M | 11508.95 | CCM | 2.345 | 2.345 | KG | 3660612302601 | 3660612300485 | 3660612300485 | 73143100
MV50654 | BFR COVER W250 INOX | BFR POKRYWA W250 INOX | 204 | 1 | M | 200 | 1 | M | 2% | OFFICIAL | 5PS55G64FG4352E100 | 30 | 5PS | INSTALLATION PASS | 55G | MAVIL | 64F | BFR WIRE MESH TRAYS | 3 | 18 | M | 4833.333 | CCM | 2.015 | 2.015 | KG | 3660612252319 | 3660612252326 | 3660612252333 | 72169110
MV50776 | CC 400 BFR30 PRE-ECLISSE HP | KOR.KAB.Z ZAM. ŁĄCZNIKIEM 400 BFR30 HP | 66.3 | 1 | M | 65 | 1 | M | 2% | OFFICIAL | 5PS55G64FG2550C100 | 30 | 5PS | INSTALLATION PASS | 55G | MAVIL | 64F | BFR WIRE MESH TRAYS | 6 | 6 | M | 11508 | CCM | 2.389 | 2.389 | KG | 3660612302649 | 3660612300645 | 3660612300645 | 73143100
MV50850 | BFR COVER W50 INOX 316 | POKRYWA BFR W50 INOX 316 | 91.8 | 1 | M | 90 | 1 | M | 2% | OFFICIAL | 5PS55G64FG4352E100 | 30 | 5PS | INSTALLATION PASS | 55G | MAVIL | 64F | BFR WIRE MESH TRAYS | 6 | 6 | M | 4292 | CCM | 0.799 | 0.799 | KG | 3660612199423 | 3660612237989 | 3660612237989 | 72169110
MV50882 | CC 150 BFR60 PRE-ECLISSE INOX316L | KOR.KAB.Z ZAM. ŁĄCZ. 150 BFR60 INOX316L | 153 | 1 | M | 150 | 1 | M | 2% | OFFICIAL | 5PS55G64FG4352G100 | 30 | 5PS | INSTALLATION PASS | 55G | MAVIL | 64F | BFR WIRE MESH TRAYS | 3 | 12 | M | 8719.218 | CCM | 0.938 | 0.938 | KG | 3660612304391 | 3660612304407 | 3660612304414 | 73143100
MV51237 | BFR UNIV SUPPORT L1500 HDG | POKRYWA UNIWERSALNA BFR L1500 HDG | 102 | 1 | NR | 100 | 1 | NR | 2% | OFFICIAL | 5PS55G64FG4552M100 | 30 | 5PS | INSTALLATION PASS | 55G | MAVIL | 64F | BFR WIRE MESH TRAYS | 10 | 10 | NR | 547.2 | CCM | 2.06 | 2.06 | KG | 3660612003843 | 3660612003850 | 3660612003850 | 72169110
MV51808 | SUPPORT LUMINAIRE BFR LARG 100 INOX316 | PODP.OPRAW.OŚWIET. BFR LARG 100 INOX316 | 91.8 | 1 | NR | 90 | 1 | NR | 2% | OFFICIAL | 5PS55G64FG4352I100 | 30 | 5PS | INSTALLATION PASS | 55G | MAVIL | 64F | BFR WIRE MESH TRAYS | 100 | 100 | NR | 180 | CCM | 0.192 | 0.192 | KG | 3660612236425 | 3660612236432 | 3660612236432 | 72169110
MV52220 | BFR30-33 90° ELBOW W50 HDG | BFR30-33 KOLANKO 90° W50 HDG | 45.9 | 1 | NR | 45 | 1 | NR | 2% | OFFICIAL | 5PS55G64FG2750Q100 | 30 | 5PS | INSTALLATION PASS | 55G | MAVIL | 64F | BFR WIRE MESH TRAYS | 1 | 1 | NR | 7200 | CCM | 0.367 | 0.367 | KG | 3660612114860 | 3660612114860 | 3660612114860 | 73143100
MV52437 | BFR60-66 90° ELBOW W500 EZ | BFR60-66 KOLANKO 90° W500 EZ | 816 | 1 | NR | 800 | 1 | NR | 2% | OFFICIAL | 5PS55G64FG2750S100 | 30 | 5PS | INSTALLATION PASS | 55G | MAVIL | 64F | BFR WIRE MESH TRAYS | 1 | 1 | NR | 234967.5 | CCM | 8.45 | 8.45 | KG | 3660612115126 | 3660612115126 | 3660612115126 | 73143100
MV52732 | COUDE 90° 150 BFR60 HP | KOLANKO 90° 150 BFR60 HP | 102 | 1 | NR | 100 | 1 | NR | 2% | OFFICIAL | 5PS55G64FG2750S100 | 30 | 5PS | INSTALLATION PASS | 55G | MAVIL | 64F | BFR WIRE MESH TRAYS | 2 | 2 | NR | 12833.438 | CCM | 1.115 | 1.115 | KG | 3660612302939 | 3660612301598 | 3660612301598 | 73143100
MV52733 | COUDE 90° 200 BFR60 HP | KOLANKO 90° 200 BFR60 HP | 204 | 1 | NR | 200 | 1 | NR | 2% | OFFICIAL | 5PS55G64FG2750S100 | 30 | 5PS | INSTALLATION PASS | 55G | MAVIL | 64F | BFR WIRE MESH TRAYS | 2 | 2 | NR | 20258.438 | CCM | 1.76 | 1.76 | KG | 3660612302946 | 3660612301628 | 3660612301628 | 73143100
MV53445 | BFR110-115 135° ELBOW W300 EZ | BFR110-115 KOLANKO 135° W300 EZ | 204 | 1 | NR | 200 | 1 | NR | 2% | OFFICIAL | 5PS55G64FG2750Y100 | 30 | 5PS | INSTALLATION PASS | 55G | MAVIL | 64F | BFR WIRE MESH TRAYS | 1 | 1 | NR | 68062.5 | CCM | 2.766 | 2.766 | KG | 3660612113801 | 3660612113801 | 3660612113801 | 73143100
MV53433 | BFR60-66 135° ELBOW W200 EZ | BFR60-66 KOLANKO 135° W200 EZ | 86.8 | 1 | NR | 85.1 | 1 | NR | 1.998% | OFFICIAL | 5PS55G64FG2750W100 | 30 | 5PS | INSTALLATION PASS | 55G | MAVIL | 64F | BFR WIRE MESH TRAYS | 1 | 1 | NR | 25633.125 | CCM | 1.22 | 1.22 | KG | 3660612114297 | 3660612114297 | 3660612114297 | 73143100
MV50255 | BFR COVER 300MM HDG | BFR POKRYWA 300MM GAC | 81.7 | 1 | M | 80.1 | 1 | M | 1.998% | OFFICIAL | 5PS55G64FG2951B100 | 30 | 5PS | INSTALLATION PASS | 55G | MAVIL | 64F | BFR WIRE MESH TRAYS | 3 | 12 | M | 3517.5 | CCM | 2.301 | 2.301 | KG | 3660612106803 | 3660612173232 | 3660612173232 | 72169110
MV52702 | BFRG60 DIR. FIX W.M.C.TRAY W200 HP | BFRG60 BEZP. NATYN.MOC.KOR W200 HP | 81.7 | 1 | M | 80.1 | 1 | M | 1.998% | OFFICIAL | 5PS55G64FG2550H100 | 30 | 5PS | INSTALLATION PASS | 55G | MAVIL | 64F | BFR WIRE MESH TRAYS | 6 | 6 | M | 9775 | CCM | 1.799 | 1.799 | KG | 3660612254320 | 3660612254047 | 3660612254047 | 73143100
MV52231 | BFR60-66 90° ELBOW W100 HDG | BFR60-66 KOLANKO 90° W100 HDG | 71.5 | 1 | NR | 70.1 | 1 | NR | 1.997% | OFFICIAL | 5PS55G64FG2750S100 | 30 | 5PS | INSTALLATION PASS | 55G | MAVIL | 64F | BFR WIRE MESH TRAYS | 1 | 1 | NR | 19126.875 | CCM | 0.871 | 0.871 | KG | 3660612115157 | 3660612115157 | 3660612115157 | 73143100
MV53737 | COUDE 135° 500 BFR60 HP | KOLANKO 135° 500 BFR60 HP | 562 | 1 | NR | 551 | 1 | NR | 1.996% | OFFICIAL | 5PS55G64FG2750W100 | 30 | 5PS | INSTALLATION PASS | 55G | MAVIL | 64F | BFR WIRE MESH TRAYS | 2 | 2 | NR | 53381.25 | CCM | 5.47 | 5.47 | KG | 3660612303202 | 3660612302342 | 3660612302342 | 73143100
MV53727 | COUDE 135° 500 BFR30 HP | KOLANKO 135° 500 BFR30 HP | 511 | 1 | NR | 501 | 1 | NR | 1.996% | OFFICIAL | 5PS55G64FG2750U100 | 30 | 5PS | INSTALLATION PASS | 55G | MAVIL | 64F | BFR WIRE MESH TRAYS | 2 | 2 | NR | 32028.75 | CCM | 4.991 | 4.991 | KG | 3660612303127 | 3660612301352 | 3660612301352 | 73143100
MV52435 | BFR60-66 90° ELBOW W300 EZ | BFR60-66 KOLANKO 90° W300 EZ | 460 | 1 | NR | 451 | 1 | NR | 1.996% | OFFICIAL | 5PS55G64FG2750S100 | 30 | 5PS | INSTALLATION PASS | 55G | MAVIL | 64F | BFR WIRE MESH TRAYS | 1 | 1 | NR | 72437 | CCM | 3.103 | 3.103 | KG | 3660612115102 | 3660612115102 | 3660612115102 | 73143100
MV53542 | BFR110-115 135° ELBOW W150 Z100 | BFR110-115 KOLANKO 135° W150 Z100 | 86.9 | 1 | NR | 85.2 | 1 | NR | 1.995% | OFFICIAL | 5PS55G64FG2750Y100 | 30 | 5PS | INSTALLATION PASS | 55G | MAVIL | 64F | BFR WIRE MESH TRAYS | 1 | 1 | NR | 62389 | CCM | 1.679 | 1.679 | KG | 3660612113726 | 3660612113726 | 3660612113726 | 73143100
MV50658 | BFR COVER W600 INOX304 | BFR POKRYWA W600 INOX304 | 409 | 1 | M | 401 | 1 | M | 1.995% | OFFICIAL | 5PS55G64FG4352E100 | 30 | 5PS | INSTALLATION PASS | 55G | MAVIL | 64F | BFR WIRE MESH TRAYS | 3 | 6 | M | 6985 | CCM | 4.227 | 4.227 | KG | 3660612115324 | 3660612173386 | 3660612173386 | 72169110
MV51208 | BFR LAMP SUSPENSION W100 HDG | UCHWYT LAMPY BFR W100 GAC | 40.9 | 1 | NR | 40.1 | 1 | NR | 1.995% | OFFICIAL | 5PS55G64FG4552O100 | 30 | 5PS | INSTALLATION PASS | 55G | MAVIL | 64F | BFR WIRE MESH TRAYS | 100 | 100 | NR | 180 | CCM | 0.198 | 0.198 | KG | 3660612074508 | 3660612113023 | 3660612113023 | 72169110
MV51632 | BFR UNIV SUPPORT L200 INOX304 | POKRYWA UNIWERSALNA BFR L200 INOX304 | 40.9 | 1 | NR | 40.1 | 1 | NR | 1.995% | OFFICIAL | 5PS55G64FG4352I100 | 30 | 5PS | INSTALLATION PASS | 55G | MAVIL | 64F | BFR WIRE MESH TRAYS | 50 | 50 | NR | 360 | CCM | 0.196 | 0.196 | KG | 3660612107954 | 3660612107961 | 3660612107961 | 72169110
MV52700 | BFRG50 DIR. FIX W.M.C.TRAY W50 HP | BFRG50 BEZP. NATYN.MOC.KOR W50 HP | 35.8 | 1 | M | 35.1 | 1 | M | 1.994% | OFFICIAL | 5PS55G64FG2550H100 | 30 | 5PS | INSTALLATION PASS | 55G | MAVIL | 64F | BFR WIRE MESH TRAYS | 6 | 6 | M | 4076 | CCM | 0.53 | 0.53 | KG | 3660612254306 | 3660612253989 | 3660612253989 | 73143100
MV52227 | COUDE 90° 500 BFR30 HDG | KOLANKO 90° 500 BFR30 GAC | 665 | 1 | NR | 652 | 1 | NR | 1.994% | OFFICIAL | 5PS55G64FG2750Q100 | 30 | 5PS | INSTALLATION PASS | 55G | MAVIL | 64F | BFR WIRE MESH TRAYS | 2 | 2 | NR | 70490 | CCM | 8.855 | 8.855 | KG | 3660612302670 | 3660612300751 | 3660612300751 | 73143100
MV50233 | BFR60-66 WIRE MESH CABLE TRAY W200 HDG | KOR.KABL.Z SIATKI DRUC.BFR60-66 W200 GAC | 51.2 | 1 | M | 50.2 | 1 | M | 1.992% | OFFICIAL | 5PS55G64FG2550E100 | 30 | 5PS | INSTALLATION PASS | 55G | MAVIL | 64F | BFR WIRE MESH TRAYS | 3 | 12 | M | 11223.302 | CCM | 1.248 | 1.248 | KG | 3660612101020 | 3660612002402 | 3660612002402 | 73143100
MV50655 | BFR COVER W300 INOX304 | BFR POKRYWA W300 INOX304 | 256 | 1 | M | 251 | 1 | M | 1.992% | OFFICIAL | 5PS55G64FG4352E100 | 30 | 5PS | INSTALLATION PASS | 55G | MAVIL | 64F | BFR WIRE MESH TRAYS | 3 | 18 | M | 1688.5 | CCM | 2.331 | 2.331 | KG | 3660612106520 | 3660612173348 | 3660612173348 | 72169110
MV50770 | CC 50 BFR30 PRE-ECLISSE HP | KOR.KAB.Z ZAM. ŁĄCZNIKIEM 50 BFR30 HP | 25.6 | 1 | M | 25.1 | 1 | M | 1.992% | OFFICIAL | 5PS55G64FG2550C100 | 30 | 5PS | INSTALLATION PASS | 55G | MAVIL | 64F | BFR WIRE MESH TRAYS | 3 | 30 | M | 1071.463 | CCM | 0.421 | 0.421 | KG | 3660612238924 | 3660612238948 | 3660612238948 | 73143100
MV52636 | BFR60-66 90° ELBOW W400 INOX | BFR60-66 KOLANKO 90° W400 INOX | 768 | 1 | NR | 753 | 1 | NR | 1.992% | OFFICIAL | 5PS55G64FG4352C100 | 30 | 5PS | INSTALLATION PASS | 55G | MAVIL | 64F | BFR WIRE MESH TRAYS | 1 | 1 | NR | 152296.875 | CCM | 5.74 | 5.74 | KG | 3660612114495 | 3660612114495 | 3660612114495 | 73143100
MV53248 | BFR110-115 135° ELBOW W600 HDG | BFR110-115 KOLANKO 135° W600 HDG | 922 | 1 | NR | 904 | 1 | NR | 1.991% | OFFICIAL | 5PS55G64FG2750U100 | 30 | 5PS | INSTALLATION PASS | 55G | MAVIL | 64F | BFR WIRE MESH TRAYS | 1 | 1 | NR | 205875 | CCM | 6.51 | 6.51 | KG | 3660612113894 | 3660612113894 | 3660612113894 | 73143100
MV50435 | BFR60-66 WIRE MESH CABLE TRAY W300 EZ | KOR.KABL. Z SIATKI DRUC.BFR60-66 W300 EZ | 46.1 | 1 | M | 45.2 | 1 | M | 1.991% | OFFICIAL | 5PS55G64FG2550E100 | 30 | 5PS | INSTALLATION PASS | 55G | MAVIL | 64F | BFR WIRE MESH TRAYS | 3 | 6 | M | 18923.119 | CCM | 1.809 | 1.809 | KG | 3660612100870 | 3660612002198 | 3660612002198 | 73143100
MV50421 | BFR30-33 WIRE MESH CABLE TRAY W100 EZ | KOR.KABL. Z SIATKI DRUC.BFR30-33 W100 EZ | 20.5 | 1 | M | 20.1 | 1 | M | 1.99% | OFFICIAL | 5PS55G64FG2550C100 | 30 | 5PS | INSTALLATION PASS | 55G | MAVIL | 64F | BFR WIRE MESH TRAYS | 3 | 30 | M | 1794.449 | CCM | 650 | 585 | G | 3660612100443 | 3660612001535 | 3660612001535 | 73143100
MV52427 | COUDE 90° 500 BFR30 EZ | KOLANKO 90° 500 BFR30 EZ | 615 | 1 | NR | 603 | 1 | NR | 1.99% | OFFICIAL | 5PS55G64FG2750Q100 | 30 | 5PS | INSTALLATION PASS | 55G | MAVIL | 64F | BFR WIRE MESH TRAYS | 2 | 2 | NR | 70490 | CCM | 8.475 | 8.475 | KG | 3660612302694 | 3660612300812 | 3660612300812 | 73143100
MV64826 | SUSPENTE AUTO UNIV DIAM.6 INOX316L | ZAWIESIE AUTO UNIW. ŚRED.6 INOX316L | 20.5 | 1 | NR | 20.1 | 1 | NR | 1.99% | OFFICIAL | 5PS55G64FG4352I100 | 30 | 5PS | INSTALLATION PASS | 55G | MAVIL | 64F | BFR WIRE MESH TRAYS | 10 | 1000 | NR | 24 | CCM | 0.014 | 0.014 | KG | 3660612327284 | 3660612328410 | 3660612327307 | 72169110
MV64827 | SUSPENTE AUTO UNIV DIAM.8 INOX316L | ZAWIESIE AUTO UNIW. ŚRED.8 INOX316L | 20.5 | 1 | NR | 20.1 | 1 | NR | 1.99% | OFFICIAL | 5PS55G64FG4352I100 | 30 | 5PS | INSTALLATION PASS | 55G | MAVIL | 64F | BFR WIRE MESH TRAYS | 10 | 1000 | NR | 122.85 | CCM | 0.014 | 0.014 | KG | 3660612327321 | 3660612328427 | 3660612327345 | 72169110
MV53723 | COUDE 135° 200 BFR30 HP | KOLANKO 135° 200 BFR30 HP | 71.8 | 1 | NR | 70.4 | 1 | NR | 1.989% | OFFICIAL | 5PS55G64FG2750U100 | 30 | 5PS | INSTALLATION PASS | 55G | MAVIL | 64F | BFR WIRE MESH TRAYS | 2 | 2 | NR | 7689.938 | CCM | 0.996 | 0.996 | KG | 3660612303097 | 3660612302076 | 3660612302076 | 73143100
MV50777 | CC 500 BFR30 PRE-ECLISSE HP | KOR.KAB.Z ZAM. ŁĄCZNIKIEM 500 BFR30 HP | 66.7 | 1 | M | 65.4 | 1 | M | 1.988% | OFFICIAL | 5PS55G64FG2550H100 | 30 | 5PS | INSTALLATION PASS | 55G | MAVIL | 64F | BFR WIRE MESH TRAYS | 6 | 6 | M | 14185 | CCM | 3.134 | 3.134 | KG | 3660612302656 | 3660612300683 | 3660612300683 | 73143100
MV52201 | BFRG60 DIR. FIX W.M.C.TRAY W100 HDG | BFRG60 BEZP. NATYN.MOC.KOR W100 GAC | 66.7 | 1 | M | 65.4 | 1 | M | 1.988% | OFFICIAL | 5PS55G64FG2550I100 | 30 | 5PS | INSTALLATION PASS | 55G | MAVIL | 64F | BFR WIRE MESH TRAYS | 6 | 6 | M | 5160 | CCM | 0.988 | 0.988 | KG | 3660612254191 | 3660612253651 | 3660612253651 | 73143100
MV50677 | CC 500 BFR30 PRE-ECLISSE INOX304L | KOR.KAB.Z ZAM. ŁĄCZ. 500 BFR30 INOX304L | 154 | 1 | M | 151 | 1 | M | 1.987% | OFFICIAL | 5PS55G64FG4352G100 | 30 | 5PS | INSTALLATION PASS | 55G | MAVIL | 64F | BFR WIRE MESH TRAYS | 6 | 6 | M | 14185.45 | CCM | 3.074 | 3.074 | KG | 3660612329646 | 3660612329653 | 3660612329653 | 73143100
MV52225 | BFR30-33 90° ELBOW W300 HDG | BFR30-33 KOLANKO 90° W300 HDG | 308 | 1 | NR | 302 | 1 | NR | 1.987% | OFFICIAL | 5PS55G64FG2750Q100 | 30 | 5PS | INSTALLATION PASS | 55G | MAVIL | 64F | BFR WIRE MESH TRAYS | 1 | 1 | NR | 42778.125 | CCM | 2.742 | 2.742 | KG | 3660612114907 | 3660612114907 | 3660612114907 | 73143100
MV52226 | COUDE 90° 400 BFR30 HDG | KOLANKO 90° 400 BFR30 GAC | 462 | 1 | NR | 453 | 1 | NR | 1.987% | OFFICIAL | 5PS55G64FG2750Q100 | 30 | 5PS | INSTALLATION PASS | 55G | MAVIL | 64F | BFR WIRE MESH TRAYS | 2 | 2 | NR | 45689 | CCM | 5.54 | 5.54 | KG | 3660612302663 | 3660612300720 | 3660612300720 | 73143100
MV52502 | BFRG60 DIR. FIX W.M.C.TRAY W200 Z200 | BFRG60 BEZP. NATYN.MOC.KOR W200 Z200 | 61.6 | 1 | M | 60.4 | 1 | M | 1.987% | OFFICIAL | 5PS55G64FG2550I100 | 30 | 5PS | INSTALLATION PASS | 55G | MAVIL | 64F | BFR WIRE MESH TRAYS | 6 | 6 | M | 9775 | CCM | 1.765 | 1.765 | KG | 3660612254122 | 3660612253446 | 3660612253446 | 73143100
MV52537 | BFR60-66 90° ELBOW W500 Z100 | BFR60-66 KOLANKO 90° W500 Z100 | 770 | 1 | NR | 755 | 1 | NR | 1.987% | OFFICIAL | 5PS55G64FG2750S100 | 30 | 5PS | INSTALLATION PASS | 55G | MAVIL | 64F | BFR WIRE MESH TRAYS | 1 | 1 | NR | 234967.5 | CCM | 8.45 | 8.45 | KG | 3660612115034 | 3660612115034 | 3660612115034 | 73143100
MV53531 | BFR60-66 135° ELBOW W100 Z100 | BFR60-66 KOLANKO 135° W100 Z100 | 61.6 | 1 | NR | 60.4 | 1 | NR | 1.987% | OFFICIAL | 5PS55G64FG2750W100 | 30 | 5PS | INSTALLATION PASS | 55G | MAVIL | 64F | BFR WIRE MESH TRAYS | 1 | 1 | NR | 13893.75 | CCM | 0.674 | 0.674 | KG | 3660612114181 | 3660612114181 | 3660612114181 | 73143100
MV53735 | COUDE 135° 300 BFR60 HP | KOLANKO 135° 300 BFR60 HP | 154 | 1 | NR | 151 | 1 | NR | 1.987% | OFFICIAL | 5PS55G64FG2750W100 | 30 | 5PS | INSTALLATION PASS | 55G | MAVIL | 64F | BFR WIRE MESH TRAYS | 2 | 2 | NR | 20418.75 | CCM | 2.229 | 2.229 | KG | 3660612303189 | 3660612302281 | 3660612302281 | 73143100
MV50235 | BFR60-66 WIRE MESH CABLE TRAY W300 HDG | KOR.KABL.Z SIATKI DRUC.BFR60-66 W300 GAC | 71.9 | 1 | M | 70.5 | 1 | M | 1.986% | OFFICIAL | 5PS55G64FG2550E100 | 30 | 5PS | INSTALLATION PASS | 55G | MAVIL | 64F | BFR WIRE MESH TRAYS | 3 | 6 | M | 18923.119 | CCM | 1.91 | 1.91 | KG | 3660612101037 | 3660612002433 | 3660612002433 | 73143100
MV52531 | BFR60-66 90° ELBOW W100 Z100 | BFR60-66 KOLANKO 90° W100 Z100 | 71.9 | 1 | NR | 70.5 | 1 | NR | 1.986% | OFFICIAL | 5PS55G64FG2750S100 | 30 | 5PS | INSTALLATION PASS | 55G | MAVIL | 64F | BFR WIRE MESH TRAYS | 1 | 1 | NR | 19126.875 | CCM | 0.858 | 0.858 | KG | 3660612114976 | 3660612114976 | 3660612114976 | 73143100
MV52238 | BFR60-66 90° ELBOW W600 HDG | BFR60-66 KOLANKO 90° W600 HDG | 976 | 1 | NR | 957 | 1 | NR | 1.985% | OFFICIAL | 5PS55G64FG2750S100 | 30 | 5PS | INSTALLATION PASS | 55G | MAVIL | 64F | BFR WIRE MESH TRAYS | 1 | 1 | NR | 262267.5 | CCM | 10.281 | 10.281 | KG | 3660612115225 | 3660612115225 | 3660612115225 | 73143100
MV50584 | CC 250 BFR60 PRE-ECLISSE Z100 | KOR.KAB.Z ZAM. ŁĄCZNIKIEM 250 BFR60 Z100 | 41.1 | 1 | M | 40.3 | 1 | M | 1.985% | OFFICIAL | 5PS55G64FG2550E100 | 30 | 5PS | INSTALLATION PASS | 55G | MAVIL | 64F | BFR WIRE MESH TRAYS | 3 | 6 | M | 16003.785 | CCM | 1.552 | 1.552 | KG | 3660612238580 | 3660612238603 | 3660612238603 | 73143100
MV53646 | BFR110-115 135° ELBOW W400 INOX | BFR110-115 KOLANKO 135° W400 INOX | 514 | 1 | NR | 504 | 1 | NR | 1.984% | OFFICIAL | 5PS55G64FG4352C100 | 30 | 5PS | INSTALLATION PASS | 55G | MAVIL | 64F | BFR WIRE MESH TRAYS | 1 | 1 | NR | 123525 | CCM | 4.265 | 4.265 | KG | 3660612113931 | 3660612113931 | 3660612113931 | 73143100
MV53738 | COUDE 135° 600 BFR60 HP | KOLANKO 135° 600 BFR60 HP | 771 | 1 | NR | 756 | 1 | NR | 1.984% | OFFICIAL | 5PS55G64FG2750W100 | 30 | 5PS | INSTALLATION PASS | 55G | MAVIL | 64F | BFR WIRE MESH TRAYS | 2 | 2 | NR | 61762.5 | CCM | 7.318 | 7.318 | KG | 3660612303219 | 3660612302373 | 3660612302373 | 73143100
MV53238 | BFR60-66 135° ELBOW W600 HDG | BFR60-66 KOLANKO 135° W600 HDG | 874 | 1 | NR | 857 | 1 | NR | 1.984% | OFFICIAL | 5PS55G64FG2750U100 | 30 | 5PS | INSTALLATION PASS | 55G | MAVIL | 64F | BFR WIRE MESH TRAYS | 1 | 1 | NR | 123525 | CCM | 5.872 | 5.872 | KG | 3660612114433 | 3660612114433 | 3660612114433 | 73143100
MV53548 | BFR110-115 135° ELBOW W600 Z100 | BFR110-115 KOLANKO 135° W600 Z100 | 720 | 1 | NR | 706 | 1 | NR | 1.983% | OFFICIAL | 5PS55G64FG2750Y100 | 30 | 5PS | INSTALLATION PASS | 55G | MAVIL | 64F | BFR WIRE MESH TRAYS | 1 | 1 | NR | 205875 | CCM | 6.426 | 6.426 | KG | 3660612113771 | 3660612113771 | 3660612113771 | 73143100
MV52438 | BFR60-66 90° ELBOW W600 EZ | BFR60-66 KOLANKO 90° W600 EZ | 926 | 1 | NR | 908 | 1 | NR | 1.982% | OFFICIAL | 5PS55G64FG2750S100 | 30 | 5PS | INSTALLATION PASS | 55G | MAVIL | 64F | BFR WIRE MESH TRAYS | 1 | 1 | NR | 262267.5 | CCM | 10.148 | 10.148 | KG | 3660612115133 | 3660612115133 | 3660612115133 | 73143100
MV53637 | BFR60-66 135° ELBOW W500 INOX | BFR60-66 KOLANKO 135° W500 INOX | 926 | 1 | NR | 908 | 1 | NR | 1.982% | OFFICIAL | 5PS55G64FG4352C100 | 30 | 5PS | INSTALLATION PASS | 55G | MAVIL | 64F | BFR WIRE MESH TRAYS | 1 | 1 | NR | 106762.5 | CCM | 4.868 | 4.868 | KG | 3660612113702 | 3660612113702 | 3660612113702 | 73143100
MV52722 | COUDE 90° 150 BFR30 HP | KOLANKO 90° 150 BFR30 HP | 87.5 | 1 | NR | 85.8 | 1 | NR | 1.981% | OFFICIAL | 5PS55G64FG2750Q100 | 30 | 5PS | INSTALLATION PASS | 55G | MAVIL | 64F | BFR WIRE MESH TRAYS | 2 | 2 | NR | 7700.063 | CCM | 1.045 | 1.045 | KG | 3660612302885 | 3660612301444 | 3660612301444 | 73143100
MV53742 | COUDE 135° 150 BFR110 HP | KOLANKO 135° 150 BFR110 HP | 87.5 | 1 | NR | 85.8 | 1 | NR | 1.981% | OFFICIAL | 5PS55G64FG2750Y100 | 30 | 5PS | INSTALLATION PASS | 55G | MAVIL | 64F | BFR WIRE MESH TRAYS | 2 | 2 | NR | 15159.375 | CCM | 1.347 | 1.347 | KG | 3660612303226 | 3660612302403 | 3660612302403 | 73143100
MV50538 | BFR60-66 WIRE MESH CABLE TRAY W600 Z100 | KOR.KAB.Z SIATKI DRUC.BFR60-66 W600 Z100 | 82.4 | 1 | M | 80.8 | 1 | M | 1.98% | OFFICIAL | 5PS55G64FG2550E100 | 30 | 5PS | INSTALLATION PASS | 55G | MAVIL | 64F | BFR WIRE MESH TRAYS | 3 | 6 | M | 36439.119 | CCM | 4.187 | 4.187 | KG | 3660612100986 | 3660612002044 | 3660612002044 | 73143100
MV50546 | BFR110-115 WIRE MESH CAB. TRAY W400 Z100 | KOR.KAB.Z SIATKI DR.BFR110-115 W400 Z100 | 82.4 | 1 | M | 80.8 | 1 | M | 1.98% | OFFICIAL | 5PS55G64FG2550G100 | 30 | 5PS | INSTALLATION PASS | 55G | MAVIL | 64F | BFR WIRE MESH TRAYS | 3 | 6 | M | 29268.874 | CCM | 3.314 | 3.314 | KG | 3660612100269 | 3660612002617 | 3660612002617 | 73143100
MV50548 | BFR110-115 WIRE MESH CAB. TRAY W600 Z100 | KOR.KAB.Z SIATKI DR.BFR110-115 W600 Z100 | 103 | 1 | M | 101 | 1 | M | 1.98% | OFFICIAL | 5PS55G64FG2550G100 | 30 | 5PS | INSTALLATION PASS | 55G | MAVIL | 64F | BFR WIRE MESH TRAYS | 3 | 6 | M | 42597.14 | CCM | 4.641 | 4.641 | KG | 3660612106704 | 3660612106711 | 3660612106711 | 73143100
MV50576 | CC 400 BFR30 PRE-ECLISSE Z100 | KOR.KAB.Z ZAM. ŁĄCZNIKIEM 400 BFR30 Z100 | 51.5 | 1 | M | 50.5 | 1 | M | 1.98% | OFFICIAL | 5PS55G64FG2550C100 | 30 | 5PS | INSTALLATION PASS | 55G | MAVIL | 64F | BFR WIRE MESH TRAYS | 6 | 6 | M | 11508.95 | CCM | 2.352 | 2.352 | KG | 3660612302625 | 3660612300560 | 3660612300560 | 73143100
MV50826 | BFR30 WIRE MESH CABLE TRAY W400 INOX 316 | KOR.KAB.Z SIAT. DRUC.BFR30 W400 INOX 316 | 309 | 1 | M | 303 | 1 | M | 1.98% | OFFICIAL | 5PS55G64FG4352A100 | 30 | 5PS | INSTALLATION PASS | 55G | MAVIL | 64F | BFR WIRE MESH TRAYS | 6 | 6 | M | 11509 | CCM | 2.314 | 2.314 | KG | 3660612253224 | 3660612252746 | 3660612252746 | 73143100
MV50887 | CC 500 BFR60 PRE-ECLISSE INOX316L | KOR.KAB.Z ZAM. ŁĄCZ. 500 BFR60 INOX316L | 412 | 1 | M | 404 | 1 | M | 1.98% | OFFICIAL | 5PS55G64FG4352G100 | 30 | 5PS | INSTALLATION PASS | 55G | MAVIL | 64F | BFR WIRE MESH TRAYS | 3 | 6 | M | 30600.452 | CCM | 3.397 | 3.397 | KG | 3660612304599 | 3660612304605 | 3660612304612 | 73143100
MV51201 | EXT. BRACKET R. COND./J. BOX HDG | ZEW. UCHWYT.PRZEW.SZT./ PUSZ.PRZYŁ GAC | 5.15 | 1 | NR | 5.05 | 1 | NR | 1.98% | OFFICIAL | 5PS55G64FG4552K100 | 30 | 5PS | INSTALLATION PASS | 55G | MAVIL | 64F | BFR WIRE MESH TRAYS | 100 | 100 | NR | 120 | CCM | 0.045 | 0.045 | KG | 3660612106469 | 3660612106476 | 3660612106476 | 72169110
MV51602 | BFR SUSPENSION CLAMP INOX304 | UCHWYT PODWIESZAJĄCY BFR INOX304 | 10.3 | 1 | NR | 10.1 | 1 | NR | 1.98% | OFFICIAL | 5PS55G64FG4352I100 | 30 | 5PS | INSTALLATION PASS | 55G | MAVIL | 64F | BFR WIRE MESH TRAYS | 100 | 100 | NR | 29.7 | CCM | 0.042 | 0.042 | KG | 3660612108074 | 3660612108081 | 3660612108081 | 72169110
MV51802 | CRAPAUD SUSPENSION BFR INOX316 | UCHWYT DO PODWIESZANIA BFR INOX316 | 10.3 | 1 | NR | 10.1 | 1 | NR | 1.98% | OFFICIAL | 5PS55G64FG4352I100 | 30 | 5PS | INSTALLATION PASS | 55G | MAVIL | 64F | BFR WIRE MESH TRAYS | 100 | 100 | NR | 29.7 | CCM | 0.043 | 0.043 | KG | 3660612236302 | 3660612236319 | 3660612236319 | 72169110
MV51947 | IDENTIFICATION LABEL BFR-BRN | ETYKIETA IDENTYFIKACYJNA BFR-BRN | 5.15 | 1 | NR | 5.05 | 1 | NR | 1.98% | OFFICIAL | 5PS55G64FG4552M100 | 30 | 5PS | INSTALLATION PASS | 55G | MAVIL | 64F | BFR WIRE MESH TRAYS | 50 | 500 | NR | 36 | CCM | 10.7 | 10.7 | G | 3660612146205 | 3660612146212 | 3660612146229 | 85389099
MV51947B | PORTE ETIQUETTE D'IDENTIFICATION BLEU | OPRAWKA NA ETYKIETĘ IDENT. NIEBIESKA | 5.15 | 1 | NR | 5.05 | 1 | NR | 1.98% | OFFICIAL | 5PS55G64FG4552M100 | 30 | 5PS | INSTALLATION PASS | 55G | MAVIL | 64F | BFR WIRE MESH TRAYS | 50 | 500 | NR | 36 | CCM | 10.7 | 10.7 | G | 3660612210005 | 3660612210012 | 3660612210029 | 85389099
MV51947G | PORTE ETIQUETTE D'IDENTIFICATION VERT | OPRAWKA NA ETYKIETĘ IDENT. ZIELONA | 5.15 | 1 | NR | 5.05 | 1 | NR | 1.98% | OFFICIAL | 5PS55G64FG4552M100 | 30 | 5PS | INSTALLATION PASS | 55G | MAVIL | 64F | BFR WIRE MESH TRAYS | 50 | 500 | NR | 36 | CCM | 10.7 | 10.7 | G | 3660612210067 | 3660612210074 | 3660612210081 | 85389099
MV51947R | PORTE ETIQUETTE D'IDENTIFICATION ROUGE | OPRAWKA NA ETYKIETĘ IDENT. CZERWONA | 5.15 | 1 | NR | 5.05 | 1 | NR | 1.98% | OFFICIAL | 5PS55G64FG4552M100 | 30 | 5PS | INSTALLATION PASS | 55G | MAVIL | 64F | BFR WIRE MESH TRAYS | 50 | 500 | NR | 36 | CCM | 10.7 | 10.7 | G | 3660612210036 | 3660612210043 | 3660612210050 | 85389099
MV51947Y | PORTE ETIQUETTE D'IDENTIFICATION JAUNE | OPRAWKA NA ETYKIETĘ IDENT. ŻÓŁTA | 5.15 | 1 | NR | 5.05 | 1 | NR | 1.98% | OFFICIAL | 5PS55G64FG4552Q100 | 30 | 5PS | INSTALLATION PASS | 55G | MAVIL | 64F | BFR WIRE MESH TRAYS | 50 | 500 | NR | 36 | CCM | 10.7 | 10.7 | G | 3660612216601 | 3660612216618 | 3660612216625 | 85389099
MV52433 | BFR60-66 90° ELBOW W200 EZ | BFR60-66 KOLANKO 90° W200 EZ | 206 | 1 | NR | 202 | 1 | NR | 1.98% | OFFICIAL | 5PS55G64FG2750S100 | 30 | 5PS | INSTALLATION PASS | 55G | MAVIL | 64F | BFR WIRE MESH TRAYS | 1 | 1 | NR | 40516.875 | CCM | 1.551 | 1.551 | KG | 3660612115089 | 3660612115089 | 3660612115089 | 73143100
MV52534 | BFR60-66 90° ELBOW W250 Z100 | BFR60-66 KOLANKO 90° W250 Z100 | 206 | 1 | NR | 202 | 1 | NR | 1.98% | OFFICIAL | 5PS55G64FG2750S100 | 30 | 5PS | INSTALLATION PASS | 55G | MAVIL | 64F | BFR WIRE MESH TRAYS | 1 | 1 | NR | 54826.875 | CCM | 2.013 | 2.013 | KG | 3660612115003 | 3660612115003 | 3660612115003 | 73143100
MV52730 | COUDE 90° 50 BFR60 HP | KOLANKO 90° 50 BFR60 HP | 51.5 | 1 | NR | 50.5 | 1 | NR | 1.98% | OFFICIAL | 5PS55G64FG2750S100 | 30 | 5PS | INSTALLATION PASS | 55G | MAVIL | 64F | BFR WIRE MESH TRAYS | 2 | 2 | NR | 6000 | CCM | 0.576 | 0.576 | KG | 3660612302915 | 3660612301536 | 3660612301536 | 73143100
MV53420 | BFR30-33 135° ELBOW W50 EZ | BFR30-33 KOLANKO 135° W50 EZ | 30.9 | 1 | NR | 30.3 | 1 | NR | 1.98% | OFFICIAL | 5PS55G64FG2750U100 | 30 | 5PS | INSTALLATION PASS | 55G | MAVIL | 64F | BFR WIRE MESH TRAYS | 1 | 1 | NR | 5791.5 | CCM | 0.275 | 0.275 | KG | 3660612114013 | 3660612114013 | 3660612114013 | 73143100
MV53534 | BFR60-66 135° ELBOW W250 Z100 | BFR60-66 KOLANKO 135° W250 Z100 | 103 | 1 | NR | 101 | 1 | NR | 1.98% | OFFICIAL | 5PS55G64FG2750W100 | 30 | 5PS | INSTALLATION PASS | 55G | MAVIL | 64F | BFR WIRE MESH TRAYS | 1 | 1 | NR | 32902.5 | CCM | 1.407 | 1.407 | KG | 3660612114211 | 3660612114211 | 3660612114211 | 73143100
MV53726 | COUDE 135° 400 BFR30 HP | KOLANKO 135° 400 BFR30 HP | 206 | 1 | NR | 202 | 1 | NR | 1.98% | OFFICIAL | 5PS55G64FG2750U100 | 30 | 5PS | INSTALLATION PASS | 55G | MAVIL | 64F | BFR WIRE MESH TRAYS | 2 | 2 | NR | 22234.5 | CCM | 3.326 | 3.326 | KG | 3660612303110 | 3660612301321 | 3660612301321 | 73143100
MV53745 | COUDE 135° 300 BFR110 HP | KOLANKO 135° 300 BFR110 HP | 206 | 1 | NR | 202 | 1 | NR | 1.98% | OFFICIAL | 5PS55G64FG2750Y100 | 30 | 5PS | INSTALLATION PASS | 55G | MAVIL | 64F | BFR WIRE MESH TRAYS | 2 | 2 | NR | 34031.25 | CCM | 3.329 | 3.329 | KG | 3660612303240 | 3660612302465 | 3660612302465 | 73143100
MV50830 | BFR60-66 WIRE BASKET W50 INOX 316 | KOSZYK DRUCIANY BFR60-66 W50 INOX 316 | 97.9 | 1 | M | 96 | 1 | M | 1.979% | OFFICIAL | 5PS55G64FG4352A100 | 30 | 5PS | INSTALLATION PASS | 55G | MAVIL | 64F | BFR WIRE MESH TRAYS | 24 | 24 | M | 3342 | CCM | 0.62 | 0.62 | KG | 3660612199188 | 3660612199201 | 3660612199201 | 73143100
MV50726 | BFR30-33 WIRE MESH CABLE TRAY W400 HP | KOR.KAB.Z SIATKI DRUC.BFR30-33 W400 HP | 77.3 | 1 | M | 75.8 | 1 | M | 1.979% | OFFICIAL | 5PS55G64FG2550C100 | 30 | 5PS | INSTALLATION PASS | 55G | MAVIL | 64F | BFR WIRE MESH TRAYS | 6 | 6 | M | 11509 | CCM | 2.34 | 2.34 | KG | 3660612253248 | 3660612252807 | 3660612252807 | 73143100
MV50156 | BFR COVER W400 Z275 | POKRYWA BFR W400 Z275 | 67 | 1 | M | 65.7 | 1 | M | 1.979% | OFFICIAL | 5PS55G64FG2951E100 | 30 | 5PS | INSTALLATION PASS | 55G | MAVIL | 64F | BFR WIRE MESH TRAYS | 3 | 12 | M | 4300 | CCM | 2.373 | 2.373 | KG | 3660612116321 | 3660612172228 | 3660612172228 | 72169110
MV50443 | BFR110-115 WIRE MESH CABLE TRAY W200 EZ | KOR.KAB.Z SIATKI DRUC.BFR110-115 W200 EZ | 56.7 | 1 | M | 55.6 | 1 | M | 1.978% | OFFICIAL | 5PS55G64FG2550G100 | 30 | 5PS | INSTALLATION PASS | 55G | MAVIL | 64F | BFR WIRE MESH TRAYS | 3 | 6 | M | 15806.076 | CCM | 1.809 | 1.809 | KG | 3660612100214 | 3660612002693 | 3660612002693 | 73143100
MV50232 | BFR60-66 WIRE MESH CABLE TRAY W150 HDG | KOR.KABL.Z SIATKI DRUC.BFR60-66 W150 GAC | 46.4 | 1 | M | 45.5 | 1 | M | 1.978% | OFFICIAL | 5PS55G64FG2550E100 | 30 | 5PS | INSTALLATION PASS | 55G | MAVIL | 64F | BFR WIRE MESH TRAYS | 3 | 12 | M | 8719.218 | CCM | 0.925 | 0.925 | KG | 3660612101013 | 3660612002372 | 3660612002372 | 73143100
MV50543 | BFR110-115 WIRE MESH CAB. TRAY W200 Z100 | KOR.KAB.Z SIATKI DR.BFR110-115 W200 Z100 | 46.4 | 1 | M | 45.5 | 1 | M | 1.978% | OFFICIAL | 5PS55G64FG2550G100 | 30 | 5PS | INSTALLATION PASS | 55G | MAVIL | 64F | BFR WIRE MESH TRAYS | 3 | 6 | M | 15806.076 | CCM | 1.816 | 1.816 | KG | 3660612100245 | 3660612002556 | 3660612002556 | 73143100
MV52720 | COUDE 90° 50 BFR30 HP | KOLANKO 90° 50 BFR30 HP | 46.4 | 1 | NR | 45.5 | 1 | NR | 1.978% | OFFICIAL | 5PS55G64FG2750Q100 | 30 | 5PS | INSTALLATION PASS | 55G | MAVIL | 64F | BFR WIRE MESH TRAYS | 2 | 2 | NR | 3600 | CCM | 0.366 | 0.366 | KG | 3660612302861 | 3660612301383 | 3660612301383 | 73143100
MV52536 | BFR60-66 90° ELBOW W400 Z100 | BFR60-66 KOLANKO 90° W400 Z100 | 464 | 1 | NR | 455 | 1 | NR | 1.978% | OFFICIAL | 5PS55G64FG2750S100 | 30 | 5PS | INSTALLATION PASS | 55G | MAVIL | 64F | BFR WIRE MESH TRAYS | 1 | 1 | NR | 152296.875 | CCM | 5.74 | 5.74 | KG | 3660612115027 | 3660612115027 | 3660612115027 | 73143100
MV52703 | BFRG110 DIR. FIX W.M.C.TRAY W150 HP | BFRG110 BEZP. NATYN.MOC.KOR W150 HP | 72.2 | 1 | M | 70.8 | 1 | M | 1.977% | OFFICIAL | 5PS55G64FG2550H100 | 30 | 5PS | INSTALLATION PASS | 55G | MAVIL | 64F | BFR WIRE MESH TRAYS | 6 | 6 | M | 11828 | CCM | 1.799 | 1.799 | KG | 3660612254337 | 3660612254078 | 3660612254078 | 73143100
MV53427 | COUDE 135° 500 BFR30 EZ | KOLANKO 135° 500 BFR30 EZ | 516 | 1 | NR | 506 | 1 | NR | 1.976% | OFFICIAL | 5PS55G64FG2750U100 | 30 | 5PS | INSTALLATION PASS | 55G | MAVIL | 64F | BFR WIRE MESH TRAYS | 2 | 2 | NR | 32028 | CCM | 4.886 | 4.886 | KG | 3660612302809 | 3660612301147 | 3660612301147 | 73143100
MV53625 | BFR30-33 135° ELBOW W300 INOX | BFR30-33 KOLANKO 135° W300 INOX | 258 | 1 | NR | 253 | 1 | NR | 1.976% | OFFICIAL | 5PS55G64FG4352C100 | 30 | 5PS | INSTALLATION PASS | 55G | MAVIL | 64F | BFR WIRE MESH TRAYS | 1 | 1 | NR | 24502.5 | CCM | 1.767 | 1.767 | KG | 3660612114167 | 3660612114167 | 3660612114167 | 73143100
MV52538 | BFR60-66 90° ELBOW W600 Z100 | BFR60-66 KOLANKO 90° W600 Z100 | 826 | 1 | NR | 810 | 1 | NR | 1.975% | OFFICIAL | 5PS55G64FG2750S100 | 30 | 5PS | INSTALLATION PASS | 55G | MAVIL | 64F | BFR WIRE MESH TRAYS | 1 | 1 | NR | 262267.5 | CCM | 10.148 | 10.148 | KG | 3660612115041 | 3660612115041 | 3660612115041 | 73143100
MV52548 | BFR110-115 90° ELBOW W600 Z100 | BFR110-115 KOLANKO 90° W600 Z100 | 826 | 1 | NR | 810 | 1 | NR | 1.975% | OFFICIAL | 5PS55G64FG2750T100 | 30 | 5PS | INSTALLATION PASS | 55G | MAVIL | 64F | BFR WIRE MESH TRAYS | 1 | 1 | NR | 437112.5 | CCM | 11.249 | 11.249 | KG | 3660612114570 | 3660612114570 | 3660612114570 | 73143100
MV52420 | BFR30-33 90° ELBOW W50 EZ | BFR30-33 KOLANKO 90° W50 EZ | 56.8 | 1 | NR | 55.7 | 1 | NR | 1.975% | OFFICIAL | 5PS55G64FG2750Q100 | 30 | 5PS | INSTALLATION PASS | 55G | MAVIL | 64F | BFR WIRE MESH TRAYS | 1 | 1 | NR | 7200 | CCM | 0.361 | 0.361 | KG | 3660612114815 | 3660612114815 | 3660612114815 | 73143100
MV52626 | COUDE 90° 400 BFR30 INOX304L | KOLANKO 90° 400 BFR30 INOX304L | 723 | 1 | NR | 709 | 1 | NR | 1.975% | OFFICIAL | 5PS55G64FG4352C100 | 30 | 5PS | INSTALLATION PASS | 55G | MAVIL | 64F | BFR WIRE MESH TRAYS | 2 | 2 | NR | 45689 | CCM | 5.281 | 5.281 | KG | 3660612302724 | 3660612300904 | 3660612300904 | 73143100
MV50621 | BFR30-33 WIRE MESH C. TRAY W100 INOX304 | KOR.KAB.Z SIA.DRUC.BFR30-33 W100 INOX304 | 62 | 1 | M | 60.8 | 1 | M | 1.974% | OFFICIAL | 5PS55G64FG4352A100 | 30 | 5PS | INSTALLATION PASS | 55G | MAVIL | 64F | BFR WIRE MESH TRAYS | 3 | 30 | M | 1794.449 | CCM | 0.514 | 0.514 | KG | 3660612116369 | 3660612003911 | 3660612003911 | 73143100
MV50888 | CC 600 BFR60 PRE-ECLISSE INOX316L | KOR.KAB.Z ZAM. ŁĄCZ. 600 BFR60 INOX316L | 465 | 1 | M | 456 | 1 | M | 1.974% | OFFICIAL | 5PS55G64FG4352G100 | 30 | 5PS | INSTALLATION PASS | 55G | MAVIL | 64F | BFR WIRE MESH TRAYS | 3 | 6 | M | 36439.119 | CCM | 4.279 | 4.279 | KG | 3660612304636 | 3660612304643 | 3660612304650 | 73143100
MV53627 | COUDE 135° 500 BFR30 INOX304L | KOLANKO 135° 500 BFR30 INOX304L | 827 | 1 | NR | 811 | 1 | NR | 1.973% | OFFICIAL | 5PS55G64FG4352C100 | 30 | 5PS | INSTALLATION PASS | 55G | MAVIL | 64F | BFR WIRE MESH TRAYS | 2 | 2 | NR | 32028 | CCM | 4.881 | 4.881 | KG | 3660612302847 | 3660612301260 | 3660612301260 | 73143100
MV51236 | BFR UNIV SUPPORT L1000 HDG | POKRYWA UNIWERSALNA BFR L1000 GAC | 67.2 | 1 | NR | 65.9 | 1 | NR | 1.973% | OFFICIAL | 5PS55G64FG4551O100 | 30 | 5PS | INSTALLATION PASS | 55G | MAVIL | 64F | BFR WIRE MESH TRAYS | 1 | 10 | NR | 7200 | CCM | 1.377 | 1.377 | KG | 3660612003829 | 3660612003836 | 3660612003836 | 72169110
MV53222 | BFR30-33 135° ELBOW W150 HDG | BFR30-33 KOLANKO 135° W150 HDG | 67.2 | 1 | NR | 65.9 | 1 | NR | 1.973% | OFFICIAL | 5PS55G64FG2750U100 | 30 | 5PS | INSTALLATION PASS | 55G | MAVIL | 64F | BFR WIRE MESH TRAYS | 1 | 1 | NR | 10914.75 | CCM | 0.768 | 0.768 | KG | 3660612114082 | 3660612114082 | 3660612114082 | 73143100
MV50650 | BFR COVER W50 INOX304 | BFR POKRYWA W50 INOX304 | 87.9 | 1 | M | 86.2 | 1 | M | 1.972% | OFFICIAL | 5PS55G64FG4352E100 | 30 | 5PS | INSTALLATION PASS | 55G | MAVIL | 64F | BFR WIRE MESH TRAYS | 3 | 30 | M | 858.5 | CCM | 0.789 | 0.789 | KG | 3660612106605 | 3660612106612 | 3660612106612 | 72169110
MV51807 | SUPPORT LUMI + SUSP BFR LARG 50 INOX316 | PODP.OPR.OŚW.+ PODP. BFR LARG 50 INOX316 | 87.9 | 1 | NR | 86.2 | 1 | NR | 1.972% | OFFICIAL | 5PS55G64FG4352I100 | 30 | 5PS | INSTALLATION PASS | 55G | MAVIL | 64F | BFR WIRE MESH TRAYS | 100 | 100 | NR | 240 | CCM | 0.23 | 0.23 | KG | 3660612236364 | 3660612236371 | 3660612236371 | 72169110
MV50477 | CC 500 BFR30 PRE-ECLISSE EZ | KOR.KAB.Z ZAM. ŁĄCZNIKIEM 500 BFR30 EZ | 72.4 | 1 | M | 71 | 1 | M | 1.972% | OFFICIAL | 5PS55G64FG2550C100 | 30 | 5PS | INSTALLATION PASS | 55G | MAVIL | 64F | BFR WIRE MESH TRAYS | 6 | 6 | M | 14185.45 | CCM | 3.077 | 3.077 | KG | 3660612302618 | 3660612300522 | 3660612300522 | 73143100
MV52221 | BFR30-33 90° ELBOW W100 HDG | BFR30-33 KOLANKO 90° W100 HDG | 72.4 | 1 | NR | 71 | 1 | NR | 1.972% | OFFICIAL | 5PS55G64FG2750Q100 | 30 | 5PS | INSTALLATION PASS | 55G | MAVIL | 64F | BFR WIRE MESH TRAYS | 1 | 1 | NR | 11476.125 | CCM | 0.602 | 0.602 | KG | 3660612114877 | 3660612114877 | 3660612114877 | 73143100
MV50157 | BFR COVER W500 Z275 | POKRYWA BFR W500 Z275 | 82.8 | 1 | M | 81.2 | 1 | M | 1.97% | OFFICIAL | 5PS55G64FG2951E100 | 30 | 5PS | INSTALLATION PASS | 55G | MAVIL | 64F | BFR WIRE MESH TRAYS | 3 | 6 | M | 5885 | CCM | 2.584 | 2.325 | KG | 3660612116338 | 3660612169846 | 3660612169846 | 72169110
MV50525 | BFR30-33 WIRE MESH CABLE TRAY W300 Z100 | KOR.KAB.Z SIATKI DRUC.BFR30-33 W300 Z100 | 41.4 | 1 | M | 40.6 | 1 | M | 1.97% | OFFICIAL | 5PS55G64FG2550C100 | 30 | 5PS | INSTALLATION PASS | 55G | MAVIL | 64F | BFR WIRE MESH TRAYS | 3 | 6 | M | 9372.474 | CCM | 1.788 | 1.788 | KG | 3660612100634 | 3660612100658 | 3660612100658 | 73143100
MV51134 | BFR UNIV SUPPORT L400 Z275 | POKRYWA UNIWERSALNA BFR L400 Z275 | 20.7 | 1 | NR | 20.3 | 1 | NR | 1.97% | OFFICIAL | 5PS55G64FG4551O100 | 30 | 5PS | INSTALLATION PASS | 55G | MAVIL | 64F | BFR WIRE MESH TRAYS | 1 | 25 | NR | 685.44 | CCM | 0.4 | 0.4 | KG | 3660612003607 | 3660612003614 | 3660612003614 | 72169110
MV51635 | BFR UNIV SUPPORT L500 INOX304 | POKRYWA UNIWERSALNA BFR L500 INOX304 | 82.8 | 1 | NR | 81.2 | 1 | NR | 1.97% | OFFICIAL | 5PS55G64FG4352I100 | 30 | 5PS | INSTALLATION PASS | 55G | MAVIL | 64F | BFR WIRE MESH TRAYS | 25 | 25 | NR | 685.44 | CCM | 0.494 | 0.494 | KG | 3660612107893 | 3660612107909 | 3660612107909 | 72169110
MV51832 | ATTACHE UNIVERSELLE BFR LG 200 INOX316 | MOCOWANIE UNIWERSALNE BFR LG 200 INOX316 | 41.4 | 1 | NR | 40.6 | 1 | NR | 1.97% | OFFICIAL | 5PS55G64FG4352I100 | 30 | 5PS | INSTALLATION PASS | 55G | MAVIL | 64F | BFR WIRE MESH TRAYS | 50 | 50 | NR | 360 | CCM | 0.199 | 0.199 | KG | 3660612236517 | 3660612236524 | 3660612236524 | 72169110
MV52230 | BFR60-66 90° ELBOW W50 HDG | BFR60-66 KOLANKO 90° W50 HDG | 67.3 | 1 | NR | 66 | 1 | NR | 1.97% | OFFICIAL | 5PS55G64FG2750S100 | 30 | 5PS | INSTALLATION PASS | 55G | MAVIL | 64F | BFR WIRE MESH TRAYS | 1 | 1 | NR | 12000 | CCM | 0.582 | 0.582 | KG | 3660612115140 | 3660612115140 | 3660612115140 | 73143100
MV50221 | BFR30-33 WIRE MESH CABLE TRAY W100 HDG | KOR.KABL.Z SIATKI DRUC.BFR30-33 W100 GAC | 31.1 | 1 | M | 30.5 | 1 | M | 1.967% | OFFICIAL | 5PS55G64FG2550C100 | 30 | 5PS | INSTALLATION PASS | 55G | MAVIL | 64F | BFR WIRE MESH TRAYS | 3 | 30 | M | 1794.449 | CCM | 0.546 | 0.546 | KG | 3660612100672 | 3660612001689 | 3660612001689 | 73143100
MV50270 | CC 50 BFR30 PRE-ECLISSE HDG | KOR.KAB.Z ZAM. ŁĄCZNIKIEM 50 BFR30 GAC | 31.1 | 1 | M | 30.5 | 1 | M | 1.967% | OFFICIAL | 5PS55G64FG2550C100 | 30 | 5PS | INSTALLATION PASS | 55G | MAVIL | 64F | BFR WIRE MESH TRAYS | 3 | 30 | M | 1071.464 | CCM | 0.439 | 0.439 | KG | 3660612239709 | 3660612239723 | 3660612239723 | 73143100
MV53448 | BFR110-115 135° ELBOW W600 EZ | BFR110-115 KOLANKO 135° W600 EZ | 831 | 1 | NR | 815 | 1 | NR | 1.963% | OFFICIAL | 5PS55G64FG2750Y100 | 30 | 5PS | INSTALLATION PASS | 55G | MAVIL | 64F | BFR WIRE MESH TRAYS | 1 | 1 | NR | 205875 | CCM | 6.426 | 6.426 | KG | 3660612113832 | 3660612113832 | 3660612113832 | 73143100
MV50250 | BFR COVER 50MM HDG | BFR POKRYWA 50MM GAC | 31.2 | 1 | M | 30.6 | 1 | M | 1.961% | OFFICIAL | 5PS55G64FG2951B100 | 30 | 5PS | INSTALLATION PASS | 55G | MAVIL | 64F | BFR WIRE MESH TRAYS | 3 | 30 | M | 858.5 | CCM | 0.769 | 0.769 | KG | 3660612106902 | 3660612106919 | 3660612106919 | 72169110
MV51110 | BFR SPEED-LOCK COUPLER Z275 | ZŁĄCZE SZYBKOBLOKUJĄCE BFR Z275 | 10.4 | 1 | NR | 10.2 | 1 | NR | 1.961% | OFFICIAL | 5PS55G64FG3151K100 | 30 | 5PS | INSTALLATION PASS | 55G | MAVIL | 64F | BFR WIRE MESH TRAYS | 1 | 50 | NR | 480 | CCM | 0.284 | 0.284 | KG | 3660612003102 | 3660612003119 | 3660612003119 | 72169110
MV51230 | BFR UNIV SUPPORT L100 HDG | POKRYWA UNIWERSALNA BFR L100 GAC | 10.4 | 1 | NR | 10.2 | 1 | NR | 1.961% | OFFICIAL | 5PS55G64FG4551O100 | 30 | 5PS | INSTALLATION PASS | 55G | MAVIL | 64F | BFR WIRE MESH TRAYS | 1 | 100 | NR | 240 | CCM | 0.103 | 0.103 | KG | 3660612003706 | 3660612003713 | 3660612003713 | 72169110
MV50687 | CC 500 BFR60 PRE-ECLISSE INOX304L | KOR.KAB.Z ZAM. ŁĄCZ. 500 BFR60 INOX304L | 260 | 1 | M | 255 | 1 | M | 1.961% | OFFICIAL | 5PS55G64FG4352A100 | 30 | 5PS | INSTALLATION PASS | 55G | MAVIL | 64F | BFR WIRE MESH TRAYS | 3 | 6 | M | 30600.452 | CCM | 3.355 | 3.355 | KG | 3660612303790 | 3660612303806 | 3660612303813 | 73143100
MV50880 | CC 50 BFR60 PRE-ECLISSE INOX316L | KOR.KAB.Z ZAM. ŁĄCZ. 50 BFR60 INOX316L | 104 | 1 | M | 102 | 1 | M | 1.961% | OFFICIAL | 5PS55G64FG4352A100 | 30 | 5PS | INSTALLATION PASS | 55G | MAVIL | 64F | BFR WIRE MESH TRAYS | 3 | 24 | M | 3365.122 | CCM | 0.649 | 0.649 | KG | 3660612304315 | 3660612304322 | 3660612304339 | 73143100
MV51422 | BFR BOLT ASSEMBLY EZ | ZESTAW ŚRUBY BSR EZ | 312 | 100 | NR | 306 | 100 | NR | 1.961% | OFFICIAL | 5PS55G64FG4551V100 | 30 | 5PS | INSTALLATION PASS | 55G | MAVIL | 64F | BFR WIRE MESH TRAYS | 100 | 1000 | NR | 18 | CCM | 0.019 | 0.019 | KG | 3660612003201 | 3660612113092 | 3660612113092 | 72169110
MV51831 | ATTACHE UNIVERSELLE BFR LG 150 INOX316 | MOCOWANIE UNIWERSALNE BFR LG 150 INOX316 | 36.4 | 1 | NR | 35.7 | 1 | NR | 1.961% | OFFICIAL | 5PS55G64FG4352I100 | 30 | 5PS | INSTALLATION PASS | 55G | MAVIL | 64F | BFR WIRE MESH TRAYS | 70 | 70 | NR | 171.428 | CCM | 0.148 | 0.148 | KG | 3660612236487 | 3660612236494 | 3660612236494 | 72169110
MV52248 | BFR110-115 90° ELBOW W600 HDG | BFR110-115 KOLANKO 90° W600 HDG | 1040 | 1 | NR | 1020 | 1 | NR | 1.961% | OFFICIAL | 5PS55G64FG2750Y100 | 30 | 5PS | INSTALLATION PASS | 55G | MAVIL | 64F | BFR WIRE MESH TRAYS | 1 | 1 | NR | 437112.5 | CCM | 11.396 | 11.396 | KG | 3660612114693 | 3660612114693 | 3660612114693 | 73143100
MV53236 | BFR60-66 135° ELBOW W400 HDG | BFR60-66 KOLANKO 135° W400 HDG | 260 | 1 | NR | 255 | 1 | NR | 1.961% | OFFICIAL | 5PS55G64FG2750U100 | 30 | 5PS | INSTALLATION PASS | 55G | MAVIL | 64F | BFR WIRE MESH TRAYS | 1 | 1 | NR | 74115 | CCM | 3.573 | 3.573 | KG | 3660612114419 | 3660612114419 | 3660612114419 | 73143100
MV53636 | BFR60-66 135° ELBOW W400 INOX | BFR60-66 KOLANKO 135° W400 INOX | 416 | 1 | NR | 408 | 1 | NR | 1.961% | OFFICIAL | 5PS55G64FG4352C100 | 30 | 5PS | INSTALLATION PASS | 55G | MAVIL | 64F | BFR WIRE MESH TRAYS | 1 | 1 | NR | 74115 | CCM | 3.524 | 3.524 | KG | 3660612113696 | 3660612113696 | 3660612113696 | 73143100
MV52246 | BFR110-115 90° ELBOW W400 HDG | BFR110-115 KOLANKO 90° W400 HDG | 625 | 1 | NR | 613 | 1 | NR | 1.958% | OFFICIAL | 5PS55G64FG2750Y100 | 30 | 5PS | INSTALLATION PASS | 55G | MAVIL | 64F | BFR WIRE MESH TRAYS | 1 | 1 | NR | 253828.125 | CCM | 7.039 | 7.039 | KG | 3660612114679 | 3660612114679 | 3660612114679 | 73143100
MV50670 | CC 50 BFR30 PRE-ECLISSE INOX304L | KOR.KAB.Z ZAM. ŁĄCZ. 50 BFR30 INOX304L | 52.1 | 1 | M | 51.1 | 1 | M | 1.957% | OFFICIAL | 5PS55G64FG4352A100 | 30 | 5PS | INSTALLATION PASS | 55G | MAVIL | 64F | BFR WIRE MESH TRAYS | 3 | 30 | M | 1071.464 | CCM | 0.413 | 0.413 | KG | 3660612303318 | 3660612303325 | 3660612303332 | 73143100
MV52721 | COUDE 90° 100 BFR30 HP | KOLANKO 90° 100 BFR30 HP | 52.1 | 1 | NR | 51.1 | 1 | NR | 1.957% | OFFICIAL | 5PS55G64FG2750Q100 | 30 | 5PS | INSTALLATION PASS | 55G | MAVIL | 64F | BFR WIRE MESH TRAYS | 2 | 2 | NR | 5738.063 | CCM | 0.663 | 0.663 | KG | 3660612302878 | 3660612301413 | 3660612301413 | 73143100
MV51904 | MAVIL TOOL TYPE BOLT CUTTER | NARZĘDZIE MAVIL TYP DO CIĘCIA ŚRUB | 886 | 1 | NR | 869 | 1 | NR | 1.956% | OFFICIAL | 5PS55G64FG4552Q100 | 30 | 5PS | INSTALLATION PASS | 55G | MAVIL | 64F | BFR WIRE MESH TRAYS | 1 | 1 | NR | 15000 | CCM | 2.48 | 2.48 | KG | 3660612004185 | 3660612004185 | 3660612004185 | 82032000
MV52426 | COUDE 90° 400 BFR30 EZ | KOLANKO 90° 400 BFR30 EZ | 417 | 1 | NR | 409 | 1 | NR | 1.956% | OFFICIAL | 5PS55G64FG2750Q100 | 30 | 5PS | INSTALLATION PASS | 55G | MAVIL | 64F | BFR WIRE MESH TRAYS | 2 | 2 | NR | 45689 | CCM | 5.289 | 5.289 | KG | 3660612302687 | 3660612300782 | 3660612300782 | 73143100
MV53230 | BFR60-66 135° ELBOW W50 HDG | BFR60-66 KOLANKO 135° W50 HDG | 41.7 | 1 | NR | 40.9 | 1 | NR | 1.956% | OFFICIAL | 5PS55G64FG2750U100 | 30 | 5PS | INSTALLATION PASS | 55G | MAVIL | 64F | BFR WIRE MESH TRAYS | 1 | 1 | NR | 9652.5 | CCM | 0.442 | 0.442 | KG | 3660612114358 | 3660612114358 | 3660612114358 | 73143100
MV50280 | CC 50 BFR60 PRE-ECLISSE HDG | KOR.KAB.Z ZAM. ŁĄCZNIKIEM 50 BFR60 GAC | 36.5 | 1 | M | 35.8 | 1 | M | 1.955% | OFFICIAL | 5PS55G64FG2550E100 | 30 | 5PS | INSTALLATION PASS | 55G | MAVIL | 64F | BFR WIRE MESH TRAYS | 3 | 24 | M | 3365.122 | CCM | 0.681 | 0.681 | KG | 3660612239853 | 3660612239877 | 3660612239877 | 73143100
MV50855 | BFR COVER W300 INOX 136 | POKRYWA BFR W300 INOX 136 | 261 | 1 | M | 256 | 1 | M | 1.953% | OFFICIAL | 5PS55G64FG4352E100 | 30 | 5PS | INSTALLATION PASS | 55G | MAVIL | 64F | BFR WIRE MESH TRAYS | 12 | 12 | M | 6147.6 | CCM | 2.361 | 2.361 | KG | 3660612198907 | 3660612198921 | 3660612198921 | 72169110
MV52247 | BFR110-115 90° ELBOW W500 HDG | BFR110-115 KOLANKO 90° W500 HDG | 783 | 1 | NR | 768 | 1 | NR | 1.953% | OFFICIAL | 5PS55G64FG2750Y100 | 30 | 5PS | INSTALLATION PASS | 55G | MAVIL | 64F | BFR WIRE MESH TRAYS | 1 | 1 | NR | 391612.5 | CCM | 9.603 | 9.603 | KG | 3660612114686 | 3660612114686 | 3660612114686 | 73143100
MV53721 | COUDE 135° 100 BFR30 HP | KOLANKO 135° 100 BFR30 HP | 47 | 1 | NR | 46.1 | 1 | NR | 1.952% | OFFICIAL | 5PS55G64FG2750U100 | 30 | 5PS | INSTALLATION PASS | 55G | MAVIL | 64F | BFR WIRE MESH TRAYS | 2 | 2 | NR | 4168.125 | CCM | 0.52 | 0.52 | KG | 3660612303073 | 3660612302014 | 3660612302014 | 73143100
MV50151 | BFR COVER W100 Z275 | POKRYWA BFR W100 Z275 | 20.9 | 1 | M | 20.5 | 1 | M | 1.951% | OFFICIAL | 5PS55G64FG2951E100 | 30 | 5PS | INSTALLATION PASS | 55G | MAVIL | 64F | BFR WIRE MESH TRAYS | 3 | 18 | M | 1372.5 | CCM | 1.667 | 1.5 | KG | 3660612116284 | 3660612169716 | 3660612169716 | 72169110
MV53634 | COUDE 135° 250 BFR60 INOX304L | KOLANKO 135° 250 BFR60 INOX304L | 209 | 1 | NR | 205 | 1 | NR | 1.951% | OFFICIAL | 5PS55G64FG4352C100 | 30 | 5PS | INSTALLATION PASS | 55G | MAVIL | 64F | BFR WIRE MESH TRAYS | 2 | 2 | NR | 16451 | CCM | 1.407 | 1.407 | KG | 3660612302854 | 3660612301291 | 3660612301291 | 73143100
MV52436 | BFR60-66 90° ELBOW W400 EZ | BFR60-66 KOLANKO 90° W400 EZ | 784 | 1 | NR | 769 | 1 | NR | 1.951% | OFFICIAL | 5PS55G64FG2750S100 | 30 | 5PS | INSTALLATION PASS | 55G | MAVIL | 64F | BFR WIRE MESH TRAYS | 1 | 1 | NR | 152296.875 | CCM | 5.74 | 5.74 | KG | 3660612115119 | 3660612115119 | 3660612115119 | 73143100
MV52237 | BFR60-66 90° ELBOW W500 HDG | BFR60-66 KOLANKO 90° W500 HDG | 732 | 1 | NR | 718 | 1 | NR | 1.95% | OFFICIAL | 5PS55G64FG2750S100 | 30 | 5PS | INSTALLATION PASS | 55G | MAVIL | 64F | BFR WIRE MESH TRAYS | 1 | 1 | NR | 234967.5 | CCM | 8.561 | 8.561 | KG | 3660612115218 | 3660612115218 | 3660612115218 | 73143100
MV50153 | BFR COVER W200 Z275 | POKRYWA BFR W200 Z275 | 31.4 | 1 | M | 30.8 | 1 | M | 1.948% | OFFICIAL | 5PS55G64FG2951E100 | 30 | 5PS | INSTALLATION PASS | 55G | MAVIL | 64F | BFR WIRE MESH TRAYS | 3 | 18 | M | 2300 | CCM | 1.25 | 1.125 | KG | 3660612116307 | 3660612172204 | 3660612172204 | 72169110
MV50258 | BFR COVER 600MM HDG | BFR POKRYWA 600MM GAC | 157 | 1 | M | 154 | 1 | M | 1.948% | OFFICIAL | 5PS55G64FG2951B100 | 30 | 5PS | INSTALLATION PASS | 55G | MAVIL | 64F | BFR WIRE MESH TRAYS | 3 | 6 | M | 6985 | CCM | 4.167 | 3.75 | KG | 3660612106742 | 3660612173270 | 3660612173270 | 72169110
MV50626 | BFR30-33 WIRE MESH CABLE TRAY W400 INOX | KOR.KAB.Z SIATKI DRUC.BFR30-33 W400 INOX | 157 | 1 | M | 154 | 1 | M | 1.948% | OFFICIAL | 5PS55G64FG4352A100 | 30 | 5PS | INSTALLATION PASS | 55G | MAVIL | 64F | BFR WIRE MESH TRAYS | 6 | 6 | M | 11509 | CCM | 2.285 | 2.285 | KG | 3660612253200 | 3660612252685 | 3660612252685 | 73143100
MV50648 | BFR110-115 WIRE MESH C.TRAY W600 INOX304 | KOR.KA.Z SIA.DRU.BFR110-115 W600 INOX304 | 314 | 1 | M | 308 | 1 | M | 1.948% | OFFICIAL | 5PS55G64FG4352A100 | 30 | 5PS | INSTALLATION PASS | 55G | MAVIL | 64F | BFR WIRE MESH TRAYS | 3 | 6 | M | 42597.14 | CCM | 4.622 | 4.622 | KG | 3660612115287 | 3660612115300 | 3660612115300 | 73143100
MV50852 | BFR COVER W150 INOX 316 | POKRYWA BFR W150 INOX 316 | 157 | 1 | M | 154 | 1 | M | 1.948% | OFFICIAL | 5PS55G64FG4352E100 | 30 | 5PS | INSTALLATION PASS | 55G | MAVIL | 64F | BFR WIRE MESH TRAYS | 18 | 18 | M | 1880 | CCM | 1.414 | 1.414 | KG | 3660612199508 | 3660612199522 | 3660612199522 | 72169110
MV50573 | CC 200 BFR30 PRE-ECLISSE Z100 | KOR.KAB.Z ZAM. ŁĄCZNIKIEM 200 BFR30 Z100 | 36.7 | 1 | M | 36 | 1 | M | 1.944% | OFFICIAL | 5PS55G64FG2550C100 | 30 | 5PS | INSTALLATION PASS | 55G | MAVIL | 64F | BFR WIRE MESH TRAYS | 3 | 12 | M | 4371.444 | CCM | 1.012 | 1.012 | KG | 3660612238399 | 3660612238412 | 3660612238412 | 73143100
MV53227 | COUDE 135° 500 BFR30 HDG | KOLANKO 135° 500 BFR30 GAC | 577 | 1 | NR | 566 | 1 | NR | 1.943% | OFFICIAL | 5PS55G64FG2750U100 | 30 | 5PS | INSTALLATION PASS | 55G | MAVIL | 64F | BFR WIRE MESH TRAYS | 2 | 2 | NR | 32028 | CCM | 5.105 | 5.105 | KG | 3660612302786 | 3660612301086 | 3660612301086 | 73143100
MV50438 | BFR60-66 WIRE MESH CABLE TRAY W600 EZ | KOR.KABL. Z SIATKI DRUC.BFR60-66 W600 EZ | 105 | 1 | M | 103 | 1 | M | 1.942% | OFFICIAL | 5PS55G64FG2550E100 | 30 | 5PS | INSTALLATION PASS | 55G | MAVIL | 64F | BFR WIRE MESH TRAYS | 3 | 6 | M | 36439.119 | CCM | 4.174 | 4.174 | KG | 3660612100900 | 3660612002280 | 3660612002280 | 73143100
MV50737 | BFR60-66 WIRE MESH CABLE TRAY W500 HP | KOR.KAB.Z SIATKI DRUC.BFR60-66 W500 HP | 105 | 1 | M | 103 | 1 | M | 1.942% | OFFICIAL | 5PS55G64FG2550E100 | 30 | 5PS | INSTALLATION PASS | 55G | MAVIL | 64F | BFR WIRE MESH TRAYS | 3 | 6 | M | 39860 | CCM | 3.467 | 3.12 | KG | 3660612217981 | 3660612218001 | 3660612218001 | 73143100
MV50848 | BFR110 WIRE MESH CABLE TRAY W600 INOX316 | KOR.KAB.Z SIATKI DRU.BFR110 W600 INOX316 | 525 | 1 | M | 515 | 1 | M | 1.942% | OFFICIAL | 5PS55G64FG4352A100 | 30 | 5PS | INSTALLATION PASS | 55G | MAVIL | 64F | BFR WIRE MESH TRAYS | 3 | 6 | M | 42597.14 | CCM | 4.681 | 4.681 | KG | 3660612227461 | 3660612227485 | 3660612227485 | 73143900
MV52627 | COUDE 90° 500 BFR30 INOX304L | KOLANKO 90° 500 BFR30 INOX304L | 1050 | 1 | NR | 1030 | 1 | NR | 1.942% | OFFICIAL | 5PS55G64FG4352C100 | 30 | 5PS | INSTALLATION PASS | 55G | MAVIL | 64F | BFR WIRE MESH TRAYS | 2 | 2 | NR | 70490 | CCM | 8.466 | 8.466 | KG | 3660612302731 | 3660612300935 | 3660612300935 | 73143100
MV52625 | BFR30-33 90° ELBOW W300 INOX | BFR30-33 KOLANKO 90° W300 INOX | 473 | 1 | NR | 464 | 1 | NR | 1.94% | OFFICIAL | 5PS55G64FG4352C100 | 30 | 5PS | INSTALLATION PASS | 55G | MAVIL | 64F | BFR WIRE MESH TRAYS | 1 | 1 | NR | 42778.125 | CCM | 2.703 | 2.703 | KG | 3660612114952 | 3660612114952 | 3660612114952 | 73143100
MV50837 | BFR60 WIRE MESH CABLE TRAY W500 INOX 316 | KOR.KAB.Z SIAT. DRUC.BFR60 W500 INOX 316 | 421 | 1 | M | 413 | 1 | M | 1.937% | OFFICIAL | 5PS55G64FG4352A100 | 30 | 5PS | INSTALLATION PASS | 55G | MAVIL | 64F | BFR WIRE MESH TRAYS | 3 | 6 | M | 30600.452 | CCM | 3.34 | 3.34 | KG | 3660612227188 | 3660612227201 | 3660612227201 | 73141400
MV50520 | BFR30-33 WIRE MESH CABLE TRAY W50 Z100 | KOR.KAB.Z SIATKI DRUC.BFR30-33 W50 Z100 | 15.8 | 1 | M | 15.5 | 1 | M | 1.935% | OFFICIAL | 5PS55G64FG2550C100 | 30 | 5PS | INSTALLATION PASS | 55G | MAVIL | 64F | BFR WIRE MESH TRAYS | 3 | 30 | M | 1071.464 | CCM | 0.388 | 0.388 | KG | 3660612100511 | 3660612100535 | 3660612100535 | 73143100
MV50833 | BFR60-66 WIRE BASKET W200 INOX 316 | KOSZYK DRUCIANY BFR60-66 W200 INOX 316 | 158 | 1 | M | 155 | 1 | M | 1.935% | OFFICIAL | 5PS55G64FG4352A100 | 30 | 5PS | INSTALLATION PASS | 55G | MAVIL | 64F | BFR WIRE MESH TRAYS | 12 | 12 | M | 11149 | CCM | 1.189 | 1.189 | KG | 3660612199300 | 3660612199324 | 3660612199324 | 73143100
MV53537 | BFR60-66 135° ELBOW W500 Z100 | BFR60-66 KOLANKO 135° W500 Z100 | 527 | 1 | NR | 517 | 1 | NR | 1.934% | OFFICIAL | 5PS55G64FG2750W100 | 30 | 5PS | INSTALLATION PASS | 55G | MAVIL | 64F | BFR WIRE MESH TRAYS | 1 | 1 | NR | 106762.5 | CCM | 4.868 | 4.868 | KG | 3660612114242 | 3660612114242 | 3660612114242 | 73143100
MV53547 | BFR110-115 135° ELBOW W500 Z100 | BFR110-115 KOLANKO 135° W500 Z100 | 527 | 1 | NR | 517 | 1 | NR | 1.934% | OFFICIAL | 5PS55G64FG2750Y100 | 30 | 5PS | INSTALLATION PASS | 55G | MAVIL | 64F | BFR WIRE MESH TRAYS | 1 | 1 | NR | 177937.5 | CCM | 5.461 | 5.461 | KG | 3660612113764 | 3660612113764 | 3660612113764 | 73143100
MV51235 | BFR UNIV SUPPORT L500 HDG | POKRYWA UNIWERSALNA BFR L500 GAC | 36.9 | 1 | NR | 36.2 | 1 | NR | 1.934% | OFFICIAL | 5PS55G64FG4551O100 | 30 | 5PS | INSTALLATION PASS | 55G | MAVIL | 64F | BFR WIRE MESH TRAYS | 1 | 25 | NR | 685.44 | CCM | 0.523 | 0.523 | KG | 3660612003805 | 3660612003812 | 3660612003812 | 72169110
MV53237 | BFR60-66 135° ELBOW W500 HDG | BFR60-66 KOLANKO 135° W500 HDG | 633 | 1 | NR | 621 | 1 | NR | 1.932% | OFFICIAL | 5PS55G64FG2750U100 | 30 | 5PS | INSTALLATION PASS | 55G | MAVIL | 64F | BFR WIRE MESH TRAYS | 1 | 1 | NR | 106762.5 | CCM | 4.932 | 4.932 | KG | 3660612114426 | 3660612114426 | 3660612114426 | 73143100
MV53247 | BFR110-115 135° ELBOW W500 HDG | BFR110-115 KOLANKO 135° W500 HDG | 686 | 1 | NR | 673 | 1 | NR | 1.932% | OFFICIAL | 5PS55G64FG2750U100 | 30 | 5PS | INSTALLATION PASS | 55G | MAVIL | 64F | BFR WIRE MESH TRAYS | 1 | 1 | NR | 177937.5 | CCM | 5.533 | 5.533 | KG | 3660612113887 | 3660612113887 | 3660612113887 | 73143100
MV51820 | BFR UNIVERS CLAMP WASHER INOX 316L | PODKŁADKA ZACISKU UNIWERS. BFR INOX 316L | 581 | 100 | NR | 570 | 100 | NR | 1.93% | OFFICIAL | 5PS55G64FG4352G100 | 30 | 5PS | INSTALLATION PASS | 55G | MAVIL | 64F | BFR WIRE MESH TRAYS | 50 | 800 | NR | 15 | CCM | 0.015 | 0.015 | KG | 3660612199614 | 3660612199621 | 3660612199621 | 72169110
MV50886 | CC 400 BFR60 PRE-ECLISSE INOX316L | KOR.KAB.Z ZAM. ŁĄCZ. 400 BFR60 INOX316L | 370 | 1 | M | 363 | 1 | M | 1.928% | OFFICIAL | 5PS55G64FG4352G100 | 30 | 5PS | INSTALLATION PASS | 55G | MAVIL | 64F | BFR WIRE MESH TRAYS | 3 | 6 | M | 24761.785 | CCM | 2.986 | 2.986 | KG | 3660612304551 | 3660612304568 | 3660612304575 | 73143100
MV50247 | BFR110-115 WIRE MESH CABLE TRAY W500 HDG | KOR.KAB.Z SIATKI DRU.BFR110-115 W500 GAC | 159 | 1 | M | 156 | 1 | M | 1.923% | OFFICIAL | 5PS55G64FG2550G100 | 30 | 5PS | INSTALLATION PASS | 55G | MAVIL | 64F | BFR WIRE MESH TRAYS | 3 | 6 | M | 35933.007 | CCM | 4.362 | 4.362 | KG | 3660612100320 | 3660612002853 | 3660612002853 | 73143100
MV50853 | BFR COVER W200 INOX 316 | POKRYWA BFR W200 INOX 316 | 159 | 1 | M | 156 | 1 | M | 1.923% | OFFICIAL | 5PS55G64FG4352E100 | 30 | 5PS | INSTALLATION PASS | 55G | MAVIL | 64F | BFR WIRE MESH TRAYS | 18 | 18 | M | 1645 | CCM | 1.734 | 1.734 | KG | 3660612199546 | 3660612199560 | 3660612199560 | 72169110
MV50858 | BFR COVER W600 INOX316 | POKRYWA BFR W600 INOX316 | 424 | 1 | M | 416 | 1 | M | 1.923% | OFFICIAL | 5PS55G64FG4352E100 | 30 | 5PS | INSTALLATION PASS | 55G | MAVIL | 64F | BFR WIRE MESH TRAYS | 3 | 6 | M | 6985 | CCM | 4.281 | 4.281 | KG | 3660612227584 | 3660612227607 | 3660612227607 | 72169110
MV52743 | COUDE 90° 200 BFR110 HP | KOLANKO 90° 200 BFR110 HP | 159 | 1 | NR | 156 | 1 | NR | 1.923% | OFFICIAL | 5PS55G64FG2750T100 | 30 | 5PS | INSTALLATION PASS | 55G | MAVIL | 64F | BFR WIRE MESH TRAYS | 1 | 1 | NR | 33764.063 | CCM | 2.623 | 2.623 | KG | 3660612303011 | 3660612301833 | 3660612301833 | 73143100
MV53225 | BFR30-33 135° ELBOW W300 HDG | BFR30-33 KOLANKO 135° W300 HDG | 159 | 1 | NR | 156 | 1 | NR | 1.923% | OFFICIAL | 5PS55G64FG2750U100 | 30 | 5PS | INSTALLATION PASS | 55G | MAVIL | 64F | BFR WIRE MESH TRAYS | 1 | 1 | NR | 24502.5 | CCM | 1.792 | 1.792 | KG | 3660612114105 | 3660612114105 | 3660612114105 | 73143100
MV53535 | BFR60-66 135° ELBOW W300 Z100 | BFR60-66 KOLANKO 135° W300 Z100 | 159 | 1 | NR | 156 | 1 | NR | 1.923% | OFFICIAL | 5PS55G64FG2750W100 | 30 | 5PS | INSTALLATION PASS | 55G | MAVIL | 64F | BFR WIRE MESH TRAYS | 1 | 1 | NR | 40837.5 | CCM | 2.115 | 2.115 | KG | 3660612114228 | 3660612114228 | 3660612114228 | 73143100
MV53622 | BFR30-33 135° ELBOW W150 INOX | BFR30-33 KOLANKO 135° W150 INOX | 106 | 1 | NR | 104 | 1 | NR | 1.923% | OFFICIAL | 5PS55G64FG4352C100 | 30 | 5PS | INSTALLATION PASS | 55G | MAVIL | 64F | BFR WIRE MESH TRAYS | 1 | 1 | NR | 10914.75 | CCM | 0.756 | 0.756 | KG | 3660612114143 | 3660612114143 | 3660612114143 | 73143100
MV53732 | COUDE 135° 150 BFR60 HP | KOLANKO 135° 150 BFR60 HP | 69 | 1 | NR | 67.7 | 1 | NR | 1.92% | OFFICIAL | 5PS55G64FG2750W100 | 30 | 5PS | INSTALLATION PASS | 55G | MAVIL | 64F | BFR WIRE MESH TRAYS | 2 | 2 | NR | 9095.625 | CCM | 0.82 | 0.82 | KG | 3660612303158 | 3660612302199 | 3660612302199 | 73143100
MV52546 | BFR110-115 90° ELBOW W400 Z100 | BFR110-115 KOLANKO 90° W400 Z100 | 478 | 1 | NR | 469 | 1 | NR | 1.919% | OFFICIAL | 5PS55G64FG2750T100 | 30 | 5PS | INSTALLATION PASS | 55G | MAVIL | 64F | BFR WIRE MESH TRAYS | 1 | 1 | NR | 253828.125 | CCM | 6.948 | 6.948 | KG | 3660612114556 | 3660612114556 | 3660612114556 | 73143100
MV51222 | BFR BOLT ASSEMBLY GEOMET | ZESTAW ŚRUBY BSR GEOMET | 320 | 100 | NR | 314 | 100 | NR | 1.911% | OFFICIAL | 5PS55G64FG4551V100 | 30 | 5PS | INSTALLATION PASS | 55G | MAVIL | 64F | BFR WIRE MESH TRAYS | 100 | 1000 | NR | 12 | CCM | 0.019 | 0.019 | KG | 3660612003300 | 3660612113054 | 3660612113054 | 72169110
MV53246 | BFR110-115 135° ELBOW W400 HDG | BFR110-115 KOLANKO 135° W400 HDG | 320 | 1 | NR | 314 | 1 | NR | 1.911% | OFFICIAL | 5PS55G64FG2750U100 | 30 | 5PS | INSTALLATION PASS | 55G | MAVIL | 64F | BFR WIRE MESH TRAYS | 1 | 1 | NR | 123525 | CCM | 4.321 | 4.321 | KG | 3660612113870 | 3660612113870 | 3660612113870 | 73143100
MV51131 | BFR UNIV SUPPORT L150 Z275 | POKRYWA UNIWERSALNA BFR L150 Z275 | 10.7 | 1 | NR | 10.5 | 1 | NR | 1.905% | OFFICIAL | 5PS55G64FG4551O100 | 30 | 5PS | INSTALLATION PASS | 55G | MAVIL | 64F | BFR WIRE MESH TRAYS | 1 | 70 | NR | 171.429 | CCM | 0.148 | 0.148 | KG | 3660612003546 | 3660612014610 | 3660612014610 | 72169110
MV53220 | BFR30-33 135° ELBOW W50 HDG | BFR30-33 KOLANKO 135° W50 HDG | 32.1 | 1 | NR | 31.5 | 1 | NR | 1.905% | OFFICIAL | 5PS55G64FG2750U100 | 30 | 5PS | INSTALLATION PASS | 55G | MAVIL | 64F | BFR WIRE MESH TRAYS | 1 | 1 | NR | 5791.5 | CCM | 0.28 | 0.28 | KG | 3660612114068 | 3660612114068 | 3660612114068 | 73143100
MV50286 | CC 400 BFR60 PRE-ECLISSE HDG | KOR.KAB.Z ZAM. ŁĄCZNIKIEM 400 BFR60 GAC | 107 | 1 | M | 105 | 1 | M | 1.905% | OFFICIAL | 5PS55G64FG2550E100 | 30 | 5PS | INSTALLATION PASS | 55G | MAVIL | 64F | BFR WIRE MESH TRAYS | 3 | 6 | M | 24761.785 | CCM | 3.095 | 3.095 | KG | 3660612240033 | 3660612240057 | 3660612240057 | 73143100
MV50682 | CC 150 BFR60 PRE-ECLISSE INOX304L | KOR.KAB.Z ZAM. ŁĄCZ. 150 BFR60 INOX304L | 107 | 1 | M | 105 | 1 | M | 1.905% | OFFICIAL | 5PS55G64FG4352A100 | 30 | 5PS | INSTALLATION PASS | 55G | MAVIL | 64F | BFR WIRE MESH TRAYS | 3 | 12 | M | 8719.218 | CCM | 0.927 | 0.927 | KG | 3660612303592 | 3660612303608 | 3660612303615 | 73143100
MV50835 | BFR60-66 WIRE BASKET W300 INOX 316 | KOSZYK DRUCIANY BFR60-66 W300 INOX 316 | 214 | 1 | M | 210 | 1 | M | 1.905% | OFFICIAL | 5PS55G64FG4352A100 | 30 | 5PS | INSTALLATION PASS | 55G | MAVIL | 64F | BFR WIRE MESH TRAYS | 6 | 6 | M | 18797 | CCM | 1.827 | 1.827 | KG | 3660612199348 | 3660612199362 | 3660612199362 | 73143100
MV53647 | BFR110-115 135° ELBOW W500 INOX | BFR110-115 KOLANKO 135° W500 INOX | 1070 | 1 | NR | 1050 | 1 | NR | 1.905% | OFFICIAL | 5PS55G64FG4352C100 | 30 | 5PS | INSTALLATION PASS | 55G | MAVIL | 64F | BFR WIRE MESH TRAYS | 1 | 1 | NR | 177937.5 | CCM | 5.461 | 5.461 | KG | 3660612113948 | 3660612113948 | 3660612113948 | 73143100
MV53743 | COUDE 135° 200 BFR110 HP | KOLANKO 135° 200 BFR110 HP | 107 | 1 | NR | 105 | 1 | NR | 1.905% | OFFICIAL | 5PS55G64FG2750Y100 | 30 | 5PS | INSTALLATION PASS | 55G | MAVIL | 64F | BFR WIRE MESH TRAYS | 2 | 2 | NR | 21360.938 | CCM | 1.837 | 1.837 | KG | 3660612303233 | 3660612302434 | 3660612302434 | 73143100
MV51232 | BFR UNIV SUPPORT L200 HDG | POKRYWA UNIWERSALNA BFR L200 GAC | 16.1 | 1 | NR | 15.8 | 1 | NR | 1.899% | OFFICIAL | 5PS55G64FG4551O100 | 30 | 5PS | INSTALLATION PASS | 55G | MAVIL | 64F | BFR WIRE MESH TRAYS | 1 | 50 | NR | 360 | CCM | 0.208 | 0.208 | KG | 3660612003744 | 3660612003751 | 3660612003751 | 72169110
MV52443 | BFR110-115 90° ELBOW W200 EZ | BFR110-115 KOLANKO 90° W200 EZ | 161 | 1 | NR | 158 | 1 | NR | 1.899% | OFFICIAL | 5PS55G64FG2750T100 | 30 | 5PS | INSTALLATION PASS | 55G | MAVIL | 64F | BFR WIRE MESH TRAYS | 1 | 1 | NR | 67528.125 | CCM | 2.473 | 2.473 | KG | 3660612114594 | 3660612114594 | 3660612114594 | 73143100
MV50876 | CC 400 BFR30 PRE-ECLISSE INOX316L | KOR.KAB.Z ZAM. ŁĄCZ. 400 BFR30 INOX316L | 215 | 1 | M | 211 | 1 | M | 1.896% | OFFICIAL | 5PS55G64FG4352G100 | 30 | 5PS | INSTALLATION PASS | 55G | MAVIL | 64F | BFR WIRE MESH TRAYS | 6 | 6 | M | 11508.95 | CCM | 2.37 | 2.37 | KG | 3660612329691 | 3660612329714 | 3660612329714 | 73143100
MV53426 | COUDE 135° 400 BFR30 EZ | KOLANKO 135° 400 BFR30 EZ | 215 | 1 | NR | 211 | 1 | NR | 1.896% | OFFICIAL | 5PS55G64FG2750U100 | 30 | 5PS | INSTALLATION PASS | 55G | MAVIL | 64F | BFR WIRE MESH TRAYS | 2 | 2 | NR | 22234 | CCM | 3.252 | 3.252 | KG | 3660612302793 | 3660612301116 | 3660612301116 | 73143100
MV53527 | COUDE 135° 500 BFR30 Z100 | KOLANKO 135° 500 BFR30 Z100 | 430 | 1 | NR | 422 | 1 | NR | 1.896% | OFFICIAL | 5PS55G64FG2750U100 | 30 | 5PS | INSTALLATION PASS | 55G | MAVIL | 64F | BFR WIRE MESH TRAYS | 2 | 2 | NR | 32028 | CCM | 4.9 | 4.9 | KG | 3660612302823 | 3660612301208 | 3660612301208 | 73143100
MV52803 | BFRG110 DIR. FIX W.M.C.TRAY W150 INOX316 | BFRG110 BEZP. NATYN.MOC.KOR W150 INOX316 | 269 | 1 | M | 264 | 1 | M | 1.894% | OFFICIAL | 5PS55G64FG4352A100 | 30 | 5PS | INSTALLATION PASS | 55G | MAVIL | 64F | BFR WIRE MESH TRAYS | 6 | 6 | M | 11828 | CCM | 1.778 | 1.778 | KG | 3660612254290 | 3660612253958 | 3660612253958 | 73143100
MV50254 | BFR COVER 250MM HDG | BFR POKRYWA 250MM GAC | 70 | 1 | M | 68.7 | 1 | M | 1.892% | OFFICIAL | 5PS55G64FG2951B100 | 30 | 5PS | INSTALLATION PASS | 55G | MAVIL | 64F | BFR WIRE MESH TRAYS | 3 | 18 | M | 4833.333 | CCM | 1.994 | 1.994 | KG | 3660612106827 | 3660612173218 | 3660612173218 | 72169110
MV50883 | CC 200 BFR60 PRE-ECLISSE INOX316L | KOR.KAB.Z ZAM. ŁĄCZ. 200 BFR60 INOX316L | 162 | 1 | M | 159 | 1 | M | 1.887% | OFFICIAL | 5PS55G64FG4352A100 | 30 | 5PS | INSTALLATION PASS | 55G | MAVIL | 64F | BFR WIRE MESH TRAYS | 3 | 12 | M | 11223.302 | CCM | 1.246 | 1.246 | KG | 3660612304438 | 3660612304445 | 3660612304452 | 73143100
MV51133 | BFR UNIV SUPPORT L300 Z275 | POKRYWA UNIWERSALNA BFR L300 Z275 | 16.2 | 1 | NR | 15.9 | 1 | NR | 1.887% | OFFICIAL | 5PS55G64FG4551O100 | 30 | 5PS | INSTALLATION PASS | 55G | MAVIL | 64F | BFR WIRE MESH TRAYS | 1 | 40 | NR | 450 | CCM | 0.299 | 0.299 | KG | 3660612003584 | 3660612014191 | 3660612014191 | 72169110
MV51713 | COMPACT COUPLER BFR 30-60 50/200 HP | ZŁĄCZE KOMPAKTOWE BFR 30-60 50/200 HP | 8.1 | 1 | NR | 7.95 | 1 | NR | 1.887% | OFFICIAL | 5PS55G64FG3151I100 | 30 | 5PS | INSTALLATION PASS | 55G | MAVIL | 64F | BFR WIRE MESH TRAYS | 50 | 50 | NR | 240 | CCM | 0.073 | 0.073 | KG | 3660612226549 | 3660612226556 | 3660612226556 | 72169110
MV51714 | COMPACT COUPLER BFR 30-60- 110 HP | ZŁĄCZE KOMPAKTOWE BFR 30-60- 110 HP | 8.1 | 1 | NR | 7.95 | 1 | NR | 1.887% | OFFICIAL | 5PS55G64FG3151I100 | 30 | 5PS | INSTALLATION PASS | 55G | MAVIL | 64F | BFR WIRE MESH TRAYS | 50 | 50 | NR | 240 | CCM | 0.073 | 0.073 | KG | 3660612226563 | 3660612226570 | 3660612226570 | 72169110
MV51715 | COMPACT COUPLER BFR30-110 400/600 HP | ZŁĄCZE KOMPAKTOWE BFR30-110 400/600 HP | 8.1 | 1 | NR | 7.95 | 1 | NR | 1.887% | OFFICIAL | 5PS55G64FG3151I100 | 30 | 5PS | INSTALLATION PASS | 55G | MAVIL | 64F | BFR WIRE MESH TRAYS | 50 | 50 | NR | 240 | CCM | 0.073 | 0.073 | KG | 3660612226587 | 3660612226594 | 3660612226594 | 72169110
MV52723 | COUDE 90° 200 BFR30 HP | KOLANKO 90° 200 BFR30 HP | 108 | 1 | NR | 106 | 1 | NR | 1.887% | OFFICIAL | 5PS55G64FG2750Q100 | 30 | 5PS | INSTALLATION PASS | 55G | MAVIL | 64F | BFR WIRE MESH TRAYS | 2 | 2 | NR | 12155.063 | CCM | 1.425 | 1.425 | KG | 3660612302892 | 3660612301475 | 3660612301475 | 73143100
MV53443 | BFR110-115 135° ELBOW W200 EZ | BFR110-115 KOLANKO 135° W200 EZ | 108 | 1 | NR | 106 | 1 | NR | 1.887% | OFFICIAL | 5PS55G64FG2750Y100 | 30 | 5PS | INSTALLATION PASS | 55G | MAVIL | 64F | BFR WIRE MESH TRAYS | 1 | 1 | NR | 42721.875 | CCM | 1.729 | 1.729 | KG | 3660612113795 | 3660612113795 | 3660612113795 | 73143100
MV52725 | COUDE 90° 300 BFR30 HP | KOLANKO 90° 300 BFR30 HP | 271 | 1 | NR | 266 | 1 | NR | 1.88% | OFFICIAL | 5PS55G64FG2750Q100 | 30 | 5PS | INSTALLATION PASS | 55G | MAVIL | 64F | BFR WIRE MESH TRAYS | 2 | 2 | NR | 21389.063 | CCM | 3.141 | 3.141 | KG | 3660612302908 | 3660612301505 | 3660612301505 | 73143100
MV53635 | BFR60-66 135° ELBOW W300 INOX | BFR60-66 KOLANKO 135° W300 INOX | 271 | 1 | NR | 266 | 1 | NR | 1.88% | OFFICIAL | 5PS55G64FG4352C100 | 30 | 5PS | INSTALLATION PASS | 55G | MAVIL | 64F | BFR WIRE MESH TRAYS | 1 | 1 | NR | 40837.5 | CCM | 2.115 | 2.115 | KG | 3660612113689 | 3660612113689 | 3660612113689 | 73143100
MV50256 | BFR COVER 400MM HDG | BFR POKRYWA 400MM GAC | 109 | 1 | M | 107 | 1 | M | 1.869% | OFFICIAL | 5PS55G64FG2951B100 | 30 | 5PS | INSTALLATION PASS | 55G | MAVIL | 64F | BFR WIRE MESH TRAYS | 3 | 12 | M | 2392.5 | CCM | 2.921 | 2.921 | KG | 3660612106780 | 3660612106797 | 3660612106797 | 72169110
MV50871 | CC 100 BFR30 PRE-ECLISSE INOX316L | KOR.KAB.Z ZAM. ŁĄCZ. 100 BFR30 INOX316L | 109 | 1 | M | 107 | 1 | M | 1.869% | OFFICIAL | 5PS55G64FG4352A100 | 30 | 5PS | INSTALLATION PASS | 55G | MAVIL | 64F | BFR WIRE MESH TRAYS | 3 | 30 | M | 1794.449 | CCM | 0.577 | 0.577 | KG | 3660612304155 | 3660612304162 | 3660612304179 | 73143100
MV51149 | CABLE EXIT BFR Z275 | WYJŚCIE KABLOWE BFR Z275 | 109 | 1 | NR | 107 | 1 | NR | 1.869% | OFFICIAL | 5PS55G64FG4552Q100 | 30 | 5PS | INSTALLATION PASS | 55G | MAVIL | 64F | BFR WIRE MESH TRAYS | 10 | 10 | NR | 297 | CCM | 0.099 | 0.099 | KG | 3660612154903 | 3660612155009 | 3660612155009 | 72169110
MV52646 | BFR110-115 90° ELBOW W400 INOX | BFR110-115 KOLANKO 90° W400 INOX | 1090 | 1 | NR | 1070 | 1 | NR | 1.869% | OFFICIAL | 5PS55G64FG4352C100 | 30 | 5PS | INSTALLATION PASS | 55G | MAVIL | 64F | BFR WIRE MESH TRAYS | 1 | 1 | NR | 253828.125 | CCM | 6.948 | 6.948 | KG | 3660612114730 | 3660612114730 | 3660612114730 | 73143100
MV53631 | BFR60-66 135° ELBOW W100 INOX | BFR60-66 KOLANKO 135° W100 INOX | 109 | 1 | NR | 107 | 1 | NR | 1.869% | OFFICIAL | 5PS55G64FG4352C100 | 30 | 5PS | INSTALLATION PASS | 55G | MAVIL | 64F | BFR WIRE MESH TRAYS | 1 | 1 | NR | 13893.75 | CCM | 0.674 | 0.674 | KG | 3660612113658 | 3660612113658 | 3660612113658 | 73143100
MV52545 | BFR110-115 90° ELBOW W300 Z100 | BFR110-115 KOLANKO 90° W300 Z100 | 329 | 1 | NR | 323 | 1 | NR | 1.858% | OFFICIAL | 5PS55G64FG2750T100 | 30 | 5PS | INSTALLATION PASS | 55G | MAVIL | 64F | BFR WIRE MESH TRAYS | 1 | 1 | NR | 118828.125 | CCM | 4.265 | 4.265 | KG | 3660612114549 | 3660612114549 | 3660612114549 | 73143100
MV52542 | BFR110-115 90° ELBOW W150 Z100 | BFR110-115 KOLANKO 90° W150 Z100 | 110 | 1 | NR | 108 | 1 | NR | 1.852% | OFFICIAL | 5PS55G64FG2750T100 | 30 | 5PS | INSTALLATION PASS | 55G | MAVIL | 64F | BFR WIRE MESH TRAYS | 1 | 1 | NR | 42778.125 | CCM | 1.722 | 1.722 | KG | 3660612114525 | 3660612114525 | 3660612114525 | 73143100
MV50638 | BFR60-66 WIRE MESH C. TRAY W600 INOX304 | KOR.KAB.Z SIA.DRUC.BFR60-66 W600 INOX304 | 276 | 1 | M | 271 | 1 | M | 1.845% | OFFICIAL | 5PS55G64FG4352A100 | 30 | 5PS | INSTALLATION PASS | 55G | MAVIL | 64F | BFR WIRE MESH TRAYS | 3 | 6 | M | 36439.119 | CCM | 4.17 | 4.17 | KG | 3660612115355 | 3660612115379 | 3660612115379 | 73143100
MV50656 | BFR COVER W400 INOX304 | BFR POKRYWA W400 INOX304 | 276 | 1 | M | 271 | 1 | M | 1.845% | OFFICIAL | 5PS55G64FG4352E100 | 30 | 5PS | INSTALLATION PASS | 55G | MAVIL | 64F | BFR WIRE MESH TRAYS | 3 | 12 | M | 2392.5 | CCM | 2.963 | 2.963 | KG | 3660612106506 | 3660612106513 | 3660612106513 | 72169110
MV52623 | BFR30-33 90° ELBOW W200 INOX | BFR30-33 KOLANKO 90° W200 INOX | 221 | 1 | NR | 217 | 1 | NR | 1.843% | OFFICIAL | 5PS55G64FG4352C100 | 30 | 5PS | INSTALLATION PASS | 55G | MAVIL | 64F | BFR WIRE MESH TRAYS | 1 | 1 | NR | 24310.125 | CCM | 1.404 | 1.404 | KG | 3660612114945 | 3660612114945 | 3660612114945 | 73143100
MV52642 | BFR110-115 90° ELBOW W150 INOX | BFR110-115 KOLANKO 90° W150 INOX | 221 | 1 | NR | 217 | 1 | NR | 1.843% | OFFICIAL | 5PS55G64FG4352C100 | 30 | 5PS | INSTALLATION PASS | 55G | MAVIL | 64F | BFR WIRE MESH TRAYS | 1 | 1 | NR | 42778.125 | CCM | 1.722 | 1.722 | KG | 3660612114709 | 3660612114709 | 3660612114709 | 73143100
MV52603 | BFRG110 DIR. FIX W.M.C.TRAY W150 INOX304 | BFRG110 BEZP. NATYN.MOC.KOR W150 INOX304 | 166 | 1 | M | 163 | 1 | M | 1.84% | OFFICIAL | 5PS55G64FG4352A100 | 30 | 5PS | INSTALLATION PASS | 55G | MAVIL | 64F | BFR WIRE MESH TRAYS | 6 | 6 | M | 11828 | CCM | 1.756 | 1.756 | KG | 3660612254252 | 3660612253835 | 3660612253835 | 73143100
MV51421 | BFR COUNTER CLAMP WASHER EZ | PODKŁADKA ZACISKU KONTRUJ. BFR EZ | 111 | 100 | NR | 109 | 100 | NR | 1.835% | OFFICIAL | 5PS55G64FG4551V100 | 30 | 5PS | INSTALLATION PASS | 55G | MAVIL | 64F | BFR WIRE MESH TRAYS | 100 | 1000 | NR | 7.5 | CCM | 9.53 | 9.53 | G | 3660612003188 | 3660612113085 | 3660612113085 | 72169110
MV50245 | BFR110-115 WIRE MESH CABLE TRAY W300 HDG | KOR.KAB.Z SIATKI DRU.BFR110-115 W300 GAC | 111 | 1 | M | 109 | 1 | M | 1.835% | OFFICIAL | 5PS55G64FG2550G100 | 30 | 5PS | INSTALLATION PASS | 55G | MAVIL | 64F | BFR WIRE MESH TRAYS | 3 | 6 | M | 22524.771 | CCM | 3.035 | 3.035 | KG | 3660612100306 | 3660612002815 | 3660612002815 | 73143100
MV52630 | BFR60-66 90° ELBOW W50 INOX | BFR60-66 KOLANKO 90° W50 INOX | 111 | 1 | NR | 109 | 1 | NR | 1.835% | OFFICIAL | 5PS55G64FG4352C100 | 30 | 5PS | INSTALLATION PASS | 55G | MAVIL | 64F | BFR WIRE MESH TRAYS | 1 | 1 | NR | 12000 | CCM | 0.573 | 0.573 | KG | 3660612114440 | 3660612114440 | 3660612114440 | 73143100
MV50227 | BFR30-33 WIRE MESH CABLE TRAY W500 HDG | KOR.KABL.Z SIATKI DRUC.BFR30-33 W500 GAC | 100 | 1 | M | 98.2 | 1 | M | 1.833% | OFFICIAL | 5PS55G64FG2550C100 | 30 | 5PS | INSTALLATION PASS | 55G | MAVIL | 64F | BFR WIRE MESH TRAYS | 6 | 6 | M | 14185 | CCM | 3.156 | 3.156 | KG | 3660612253194 | 3660612252654 | 3660612252654 | 73143100
MV51639 | BFR UNIV SUPPORT L600 INOX304 | POKRYWA UNIWERSALNA BFR L600 INOX304 | 100 | 1 | NR | 98.2 | 1 | NR | 1.833% | OFFICIAL | 5PS55G64FG4352I100 | 30 | 5PS | INSTALLATION PASS | 55G | MAVIL | 64F | BFR WIRE MESH TRAYS | 25 | 25 | NR | 1920 | CCM | 0.594 | 0.594 | KG | 3660612116475 | 3660612113634 | 3660612113634 | 72169110
MV52234 | BFR60-66 90° ELBOW W250 HDG | BFR60-66 KOLANKO 90° W250 HDG | 278 | 1 | NR | 273 | 1 | NR | 1.832% | OFFICIAL | 5PS55G64FG2750S100 | 30 | 5PS | INSTALLATION PASS | 55G | MAVIL | 64F | BFR WIRE MESH TRAYS | 1 | 1 | NR | 54826.875 | CCM | 2.046 | 2.046 | KG | 3660612115188 | 3660612115188 | 3660612115188 | 73143100
MV52637 | BFR60-66 90° ELBOW W500 INOX | BFR60-66 KOLANKO 90° W500 INOX | 1120 | 1 | NR | 1100 | 1 | NR | 1.818% | OFFICIAL | 5PS55G64FG4352C100 | 30 | 5PS | INSTALLATION PASS | 55G | MAVIL | 64F | BFR WIRE MESH TRAYS | 1 | 1 | NR | 234967.5 | CCM | 8.45 | 8.45 | KG | 3660612114501 | 3660612114501 | 3660612114501 | 73143100
MV52801 | BFRG60 DIR. FIX W.M.C.TRAY W100 INOX316 | BFRG60 BEZP. NATYN.MOC.KOR W100 INOX316 | 225 | 1 | M | 221 | 1 | M | 1.81% | OFFICIAL | 5PS55G64FG4352A100 | 30 | 5PS | INSTALLATION PASS | 55G | MAVIL | 64F | BFR WIRE MESH TRAYS | 6 | 6 | M | 5160 | CCM | 0.941 | 0.941 | KG | 3660612254276 | 3660612253897 | 3660612253897 | 73143100
MV53436 | BFR60-66 135° ELBOW W400 EZ | BFR60-66 KOLANKO 135° W400 EZ | 225 | 1 | NR | 221 | 1 | NR | 1.81% | OFFICIAL | 5PS55G64FG2750W100 | 30 | 5PS | INSTALLATION PASS | 55G | MAVIL | 64F | BFR WIRE MESH TRAYS | 1 | 1 | NR | 74115 | CCM | 3.524 | 3.524 | KG | 3660612114327 | 3660612114327 | 3660612114327 | 73143100
MV50683 | CC 200 BFR60 PRE-ECLISSE INOX304L | KOR.KAB.Z ZAM. ŁĄCZ. 200 BFR60 INOX304L | 113 | 1 | M | 111 | 1 | M | 1.802% | OFFICIAL | 5PS55G64FG4352A100 | 30 | 5PS | INSTALLATION PASS | 55G | MAVIL | 64F | BFR WIRE MESH TRAYS | 3 | 12 | M | 11223.302 | CCM | 1.231 | 1.231 | KG | 3660612303639 | 3660612303646 | 3660612303653 | 73143100
MV50746 | BFR110-115 WIRE MESH CABLE TRAY W400 HP | KOR.KAB.Z SIATKI DRUC.BFR110-115 W400 HP | 113 | 1 | M | 111 | 1 | M | 1.802% | OFFICIAL | 5PS55G64FG2550G100 | 30 | 5PS | INSTALLATION PASS | 55G | MAVIL | 64F | BFR WIRE MESH TRAYS | 3 | 6 | M | 29268.874 | CCM | 3.379 | 3.379 | KG | 3660612218186 | 3660612218209 | 3660612218209 | 73143100
MV50822 | BFR30-33 WIRE BASKET W150 INOX 316 | KOSZYK DRUCIANY BFR30-33 W150 INOX 316 | 113 | 1 | M | 111 | 1 | M | 1.802% | OFFICIAL | 5PS55G64FG4352A100 | 30 | 5PS | INSTALLATION PASS | 55G | MAVIL | 64F | BFR WIRE MESH TRAYS | 18 | 18 | M | 2930 | CCM | 0.829 | 0.829 | KG | 3660612199065 | 3660612199089 | 3660612199089 | 73143100
MV50248 | BFR110-115 WIRE MESH CABLE TRAY W600 HDG | KOR.KAB.Z SIATKI DRU.BFR110-115 W600 GAC | 170 | 1 | M | 167 | 1 | M | 1.796% | OFFICIAL | 5PS55G64FG2550G100 | 30 | 5PS | INSTALLATION PASS | 55G | MAVIL | 64F | BFR WIRE MESH TRAYS | 3 | 6 | M | 42597.14 | CCM | 4.835 | 4.835 | KG | 3660612106926 | 3660612106933 | 3660612106933 | 73143100
MV64126 | SUSPENTE AUTO UNIV DIAM.6 Z275 | UNIW. ZAWIESIE AUTO ŚRED.6 Z275 | 8.5 | 1 | NR | 8.35 | 1 | NR | 1.796% | OFFICIAL | 5PS55G64FG4552P100 | 30 | 5PS | INSTALLATION PASS | 55G | MAVIL | 64F | BFR WIRE MESH TRAYS | 10 | 1000 | NR | 24 | CCM | 0.014 | 0.014 | KG | 3660612326928 | 3660612328328 | 3660612326942 | 72169110
MV50885 | CC 300 BFR60 PRE-ECLISSE INOX316L | KOR.KAB.Z ZAM. ŁĄCZ. 300 BFR60 INOX316L | 227 | 1 | M | 223 | 1 | M | 1.794% | OFFICIAL | 5PS55G64FG4352A100 | 30 | 5PS | INSTALLATION PASS | 55G | MAVIL | 64F | BFR WIRE MESH TRAYS | 3 | 6 | M | 18923.119 | CCM | 1.884 | 1.884 | KG | 3660612304513 | 3660612304520 | 3660612304537 | 73143100
MV53736 | COUDE 135° 400 BFR60 HP | KOLANKO 135° 400 BFR60 HP | 227 | 1 | NR | 223 | 1 | NR | 1.794% | OFFICIAL | 5PS55G64FG2750W100 | 30 | 5PS | INSTALLATION PASS | 55G | MAVIL | 64F | BFR WIRE MESH TRAYS | 2 | 2 | NR | 37057.5 | CCM | 4.21 | 4.21 | KG | 3660612303196 | 3660612302311 | 3660612302311 | 73143100
MV50642 | BFR110-115 WIRE MESH C.TRAY W150 INOX304 | KOR.KA.Z SIA.DRU.BFR110-115 W150 INOX304 | 114 | 1 | M | 112 | 1 | M | 1.786% | OFFICIAL | 5PS55G64FG4352A100 | 30 | 5PS | INSTALLATION PASS | 55G | MAVIL | 64F | BFR WIRE MESH TRAYS | 3 | 12 | M | 12258.18 | CCM | 1.484 | 1.484 | KG | 3660612115256 | 3660612115270 | 3660612115270 | 73143100
MV51129 | BFR UNIV SUPPORT L3000 Z275 | POKRYWA UNIWERSALNA BFR L300 Z275 | 114 | 1 | NR | 112 | 1 | NR | 1.786% | OFFICIAL | 5PS55G64FG4551O100 | 30 | 5PS | INSTALLATION PASS | 55G | MAVIL | 64F | BFR WIRE MESH TRAYS | 1 | 1 | NR | 4405.5 | CCM | 3.997 | 3.997 | KG | 3660612252869 | 3660612252869 | 3660612252869 | 72169110
MV50488 | CC 600 BFR60 PRE-ECLISSE EZ | KOR.KAB.Z ZAM. ŁĄCZNIKIEM 600 BFR60 EZ | 115 | 1 | M | 113 | 1 | M | 1.77% | OFFICIAL | 5PS55G64FG2550E100 | 30 | 5PS | INSTALLATION PASS | 55G | MAVIL | 64F | BFR WIRE MESH TRAYS | 3 | 6 | M | 36439.119 | CCM | 4.231 | 4.231 | KG | 3660612240699 | 3660612240712 | 3660612240712 | 73143100
MV51238 | BFR UNIV SUPPORT L2000 HDG | POKRYWA UNIWERSALNA BFR L2000 GAC | 115 | 1 | NR | 113 | 1 | NR | 1.77% | OFFICIAL | 5PS55G64FG4551O100 | 30 | 5PS | INSTALLATION PASS | 55G | MAVIL | 64F | BFR WIRE MESH TRAYS | 10 | 10 | NR | 720 | CCM | 2.758 | 2.758 | KG | 3660612003867 | 3660612003874 | 3660612003874 | 72169110
MV50757 | COPERCHIO PASS.IN FILO 500 BFR HP | CO CC 500 BFR HP | 117 | 1 | M | 115 | 1 | M | 1.739% | OFFICIAL | 5PS55G64FG2951C100 | 30 | 5PS | INSTALLATION PASS | 55G | MAVIL | 64F | BFR WIRE MESH TRAYS | 3 | 6 | M | 9964 | CCM | 2.857 | 2.857 | KG | 8011564848085 | 8011564980921 | 8011564980914 | 72169110
MV50787 | CC 500 BFR60 PRE-ECLISSE HP | KOR.KAB.Z ZAM. ŁĄCZNIKIEM 500 BFR60 HP | 117 | 1 | M | 115 | 1 | M | 1.739% | OFFICIAL | 5PS55G64FG2550E100 | 30 | 5PS | INSTALLATION PASS | 55G | MAVIL | 64F | BFR WIRE MESH TRAYS | 3 | 6 | M | 30600.333 | CCM | 3.428 | 3.428 | KG | 3660612239310 | 3660612239334 | 3660612239334 | 73143100
MV50842 | BFR110 WIRE MESH CABLE TRAY W150 INOX316 | KOR.KAB.Z SIATKI DRU.BFR110 W150 INOX316 | 176 | 1 | M | 173 | 1 | M | 1.734% | OFFICIAL | 5PS55G64FG4352A100 | 30 | 5PS | INSTALLATION PASS | 55G | MAVIL | 64F | BFR WIRE MESH TRAYS | 3 | 12 | M | 12258.18 | CCM | 1.503 | 1.503 | KG | 3660612227263 | 3660612227287 | 3660612227287 | 73143900
MV50236 | BFR60-66 WIRE MESH CABLE TRAY W400 HDG | KOR.KABL.Z SIATKI DRUC.BFR60-66 W400 GAC | 100 | 1 | M | 98.3 | 1 | M | 1.729% | OFFICIAL | 5PS55G64FG2550E100 | 30 | 5PS | INSTALLATION PASS | 55G | MAVIL | 64F | BFR WIRE MESH TRAYS | 3 | 6 | M | 24761.785 | CCM | 2.917 | 2.917 | KG | 3660612101044 | 3660612002464 | 3660612002464 | 73143100
MV50633 | BFR60-66 WIRE MESH C. TRAY W200 INOX304 | KOR.KAB.Z SIA.DRUC.BFR60-66 W200 INOX304 | 100 | 1 | M | 98.3 | 1 | M | 1.729% | OFFICIAL | 5PS55G64FG4352A100 | 30 | 5PS | INSTALLATION PASS | 55G | MAVIL | 64F | BFR WIRE MESH TRAYS | 3 | 12 | M | 11223.302 | CCM | 1.174 | 1.174 | KG | 3660612116437 | 3660612004055 | 3660612004055 | 73143100
MV51700 | BFR FIX CLIP OMEGA BRACKET HP | KLIPS MOCUJĄCY BFR UCHWYT OMEGA HP | 2.95 | 1 | NR | 2.9 | 1 | NR | 1.724% | OFFICIAL | 5PS55G64FG4551Y100 | 30 | 5PS | INSTALLATION PASS | 55G | MAVIL | 64F | BFR WIRE MESH TRAYS | 10 | 1000 | NR | 24 | CCM | 0.011 | 0.011 | KG | 3660612217400 | 3660612217417 | 3660612217417 | 72169110
MV50237 | BFR60-66 WIRE MESH CABLE TRAY W500 HDG | KOR.KABL.Z SIATKI DRUC.BFR60-66 W500 GAC | 118 | 1 | M | 116 | 1 | M | 1.724% | OFFICIAL | 5PS55G64FG2550E100 | 30 | 5PS | INSTALLATION PASS | 55G | MAVIL | 64F | BFR WIRE MESH TRAYS | 3 | 6 | M | 30600.452 | CCM | 3.461 | 3.461 | KG | 3660612101051 | 3660612002495 | 3660612002495 | 73143100
MV50634 | BFR60-66 WIRE MESH CABLE TRAY W250 INOX | KOR.KAB.Z SIATKI DRUC.BFR60-66 W250 INOX | 118 | 1 | M | 116 | 1 | M | 1.724% | OFFICIAL | 5PS55G64FG4352A100 | 30 | 5PS | INSTALLATION PASS | 55G | MAVIL | 64F | BFR WIRE MESH TRAYS | 3 | 6 | M | 16003.784 | CCM | 1.486 | 1.486 | KG | 3660612252296 | 3660612251817 | 3660612251800 | 73143100
MV50651 | BFR COVER W100 INOX304 | BFR POKRYWA W100 INOX304 | 118 | 1 | M | 116 | 1 | M | 1.724% | OFFICIAL | 5PS55G64FG4352E100 | 30 | 5PS | INSTALLATION PASS | 55G | MAVIL | 64F | BFR WIRE MESH TRAYS | 3 | 18 | M | 1372.5 | CCM | 1.105 | 1.105 | KG | 3660612106582 | 3660612173294 | 3660612173294 | 72169110
MV51839 | ATTACHE UNIVERSELLE BFR LG 600 INOX316 | MOCOWANIE UNIWERSALNE BFR LG 600 INOX316 | 101 | 1 | NR | 99.3 | 1 | NR | 1.712% | OFFICIAL | 5PS55G64FG4352I100 | 30 | 5PS | INSTALLATION PASS | 55G | MAVIL | 64F | BFR WIRE MESH TRAYS | 25 | 25 | NR | 1920 | CCM | 0.601 | 0.601 | KG | 3660612236609 | 3660612236616 | 3660612236616 | 72169110
MV50831 | BFR60-66 WIRE BASKET W100 INOX 316 | KOSZYK DRUCIANY BFR60-66 W100 INOX 316 | 120 | 1 | M | 118 | 1 | M | 1.695% | OFFICIAL | 5PS55G64FG4352A100 | 30 | 5PS | INSTALLATION PASS | 55G | MAVIL | 64F | BFR WIRE MESH TRAYS | 24 | 24 | M | 5596 | CCM | 0.751 | 0.751 | KG | 3660612199225 | 3660612199249 | 3660612199249 | 73143100
MV50872 | CC 150 BFR30 PRE-ECLISSE INOX316L | KOR.KAB.Z ZAM. ŁĄCZ. 150 BFR30 INOX316L | 121 | 1 | M | 119 | 1 | M | 1.681% | OFFICIAL | 5PS55G64FG4352A100 | 30 | 5PS | INSTALLATION PASS | 55G | MAVIL | 64F | BFR WIRE MESH TRAYS | 3 | 18 | M | 2989.297 | CCM | 0.886 | 0.886 | KG | 3660612304193 | 3660612304209 | 3660612304216 | 73143100
MV53243 | BFR110-115 135° ELBOW W200 HDG | BFR110-115 KOLANKO 135° W200 HDG | 121 | 1 | NR | 119 | 1 | NR | 1.681% | OFFICIAL | 5PS55G64FG2750U100 | 30 | 5PS | INSTALLATION PASS | 55G | MAVIL | 64F | BFR WIRE MESH TRAYS | 1 | 1 | NR | 42721.875 | CCM | 1.756 | 1.756 | KG | 3660612113856 | 3660612113856 | 3660612113856 | 73143100
MV51151 | SUSPENTE ECO MULTIFONCTION BFR Z275 | UCHWYT UNIWERSALNY ECO BFR Z275 | 6.1 | 1 | NR | 6 | 1 | NR | 1.667% | OFFICIAL | 5PS55G64FG4552Q100 | 30 | 5PS | INSTALLATION PASS | 55G | MAVIL | 64F | BFR WIRE MESH TRAYS | 46 | 46 | NR | 64.56 | CCM | 0.042 | 0.042 | KG | 3660612329233 | 3660612329240 | 3660612329240 | 72169110
MV50625 | BFR30-33 WIRE MESH C. TRAY W300 INOX304 | KOR.KAB.Z SIA.DRUC.BFR30-33 W300 INOX304 | 122 | 1 | M | 120 | 1 | M | 1.667% | OFFICIAL | 5PS55G64FG4352A100 | 30 | 5PS | INSTALLATION PASS | 55G | MAVIL | 64F | BFR WIRE MESH TRAYS | 3 | 6 | M | 9372.474 | CCM | 1.779 | 1.779 | KG | 3660612116390 | 3660612003973 | 3660612003973 | 73143100
MV52631 | BFR60-66 90° ELBOW W100 INOX | BFR60-66 KOLANKO 90° W100 INOX | 122 | 1 | NR | 120 | 1 | NR | 1.667% | OFFICIAL | 5PS55G64FG4352C100 | 30 | 5PS | INSTALLATION PASS | 55G | MAVIL | 64F | BFR WIRE MESH TRAYS | 1 | 1 | NR | 19126.875 | CCM | 0.858 | 0.858 | KG | 3660612114457 | 3660612114457 | 3660612114457 | 73143100
MV64727 | SUSPENTE AUTO UNIV DIAM.8 HP | ZAWIESIE AUTO UNIW. ŚRED.8 HP | 18.4 | 1 | NR | 18.1 | 1 | NR | 1.657% | OFFICIAL | 5PS55G64FG4552P100 | 30 | 5PS | INSTALLATION PASS | 55G | MAVIL | 64F | BFR WIRE MESH TRAYS | 10 | 1000 | NR | 24 | CCM | 0.014 | 0.014 | KG | 3660612327208 | 3660612328397 | 3660612327222 | 72169110
MV50738 | BFR60-66 WIRE MESH CABLE TRAY W600 HP | KOR.KAB.Z SIATKI DRUC.BFR60-66 W600 HP | 123 | 1 | M | 121 | 1 | M | 1.653% | OFFICIAL | 5PS55G64FG2550E100 | 30 | 5PS | INSTALLATION PASS | 55G | MAVIL | 64F | BFR WIRE MESH TRAYS | 3 | 6 | M | 36439.119 | CCM | 4.264 | 4.264 | KG | 3660612218025 | 3660612218049 | 3660612218049 | 73143100
MV51943 | AUTOMATIC SPEEDYCURVA | STÓŁ CIĘCIE I GIĘCIE AUTOMAT.SPEEDYCURVA | 123000 | 1 | NR | 121000 | 1 | NR | 1.653% | OFFICIAL | 5PS55G64FG4552Q500 | 30 | 5PS | INSTALLATION PASS | 55G | MAVIL | 64F | BFR WIRE MESH TRAYS | 1 | 1 | NR | 810000 | CCM | 350 | 350 | KG
MV52223 | BFR30-33 90° ELBOW W200 HDG | BFR30-33 KOLANKO 90° W200 HDG | 123 | 1 | NR | 121 | 1 | NR | 1.653% | OFFICIAL | 5PS55G64FG2750Q100 | 30 | 5PS | INSTALLATION PASS | 55G | MAVIL | 64F | BFR WIRE MESH TRAYS | 1 | 1 | NR | 24310.125 | CCM | 1.427 | 1.427 | KG | 3660612114891 | 3660612114891 | 3660612114891 | 73143100
MV52621 | BFR30-33 90° ELBOW W100 INOX | BFR30-33 KOLANKO 90° W100 INOX | 123 | 1 | NR | 121 | 1 | NR | 1.653% | OFFICIAL | 5PS55G64FG4352C100 | 30 | 5PS | INSTALLATION PASS | 55G | MAVIL | 64F | BFR WIRE MESH TRAYS | 1 | 1 | NR | 11476.125 | CCM | 0.593 | 0.593 | KG | 3660612114921 | 3660612114921 | 3660612114921 | 73143100
MV53632 | BFR60-66 135° ELBOW W150 INOX | BFR60-66 KOLANKO 135° W150 INOX | 123 | 1 | NR | 121 | 1 | NR | 1.653% | OFFICIAL | 5PS55G64FG4352C100 | 30 | 5PS | INSTALLATION PASS | 55G | MAVIL | 64F | BFR WIRE MESH TRAYS | 1 | 1 | NR | 18191.25 | CCM | 0.969 | 0.969 | KG | 3660612113665 | 3660612113665 | 3660612113665 | 73143100
MV50447 | BFR110-115 WIRE MESH CABLE TRAY W500 EZ | KOR.KAB.Z SIATKI DRUC.BFR110-115 W500 EZ | 124 | 1 | M | 122 | 1 | M | 1.639% | OFFICIAL | 5PS55G64FG2550G100 | 30 | 5PS | INSTALLATION PASS | 55G | MAVIL | 64F | BFR WIRE MESH TRAYS | 3 | 6 | M | 35933.007 | CCM | 4.174 | 4.174 | KG | 3660612116345 | 3660612002754 | 3660612002754 | 73143100
MV50851 | BFR COVER W100 INOX 316 | POKRYWA BFR W100 INOX 316 | 124 | 1 | M | 122 | 1 | M | 1.639% | OFFICIAL | 5PS55G64FG4352E100 | 30 | 5PS | INSTALLATION PASS | 55G | MAVIL | 64F | BFR WIRE MESH TRAYS | 18 | 18 | M | 1372 | CCM | 1.119 | 1.119 | KG | 3660612199461 | 3660612199485 | 3660612199485 | 72169110
MV52442 | BFR110-115 90° ELBOW W150 EZ | BFR110-115 KOLANKO 90° W150 EZ | 125 | 1 | NR | 123 | 1 | NR | 1.626% | OFFICIAL | 5PS55G64FG2750T100 | 30 | 5PS | INSTALLATION PASS | 55G | MAVIL | 64F | BFR WIRE MESH TRAYS | 1 | 1 | NR | 42778.125 | CCM | 1.722 | 1.722 | KG | 3660612114587 | 3660612114587 | 3660612114587 | 73143100
MV52647 | BFR110-115 90° ELBOW W500 INOX | BFR110-115 KOLANKO 90° W500 INOX | 1250 | 1 | NR | 1230 | 1 | NR | 1.626% | OFFICIAL | 5PS55G64FG4352C100 | 30 | 5PS | INSTALLATION PASS | 55G | MAVIL | 64F | BFR WIRE MESH TRAYS | 1 | 1 | NR | 391612.5 | CCM | 9.479 | 9.479 | KG | 3660612114747 | 3660612114747 | 3660612114747 | 73143100
MV53525 | BFR30-33 135° ELBOW W300 Z100 | BFR30-33 KOLANKO 135° W300 Z100 | 125 | 1 | NR | 123 | 1 | NR | 1.626% | OFFICIAL | 5PS55G64FG2750U100 | 30 | 5PS | INSTALLATION PASS | 55G | MAVIL | 64F | BFR WIRE MESH TRAYS | 1 | 1 | NR | 24502.5 | CCM | 1.767 | 1.767 | KG | 3660612114006 | 3660612114006 | 3660612114006 | 73143100
MV51822 | BFR BOLT ASSEMBLY INOX 316L | ZESTAW ŚRUBY BFR INOX 316L | 1010 | 100 | NR | 995 | 100 | NR | 1.508% | OFFICIAL | 5PS55G64FG4352G100 | 30 | 5PS | INSTALLATION PASS | 55G | MAVIL | 64F | BFR WIRE MESH TRAYS | 50 | 1000 | NR | 7.5 | CCM | 0.019 | 0.019 | KG | 3660612200303 | 3660612200310 | 3660612200310 | 72169110
MV51101 | EXT. BRACKET R. COND./J. BOX Z275 | ZEW. UCHWYT.PRZEW.SZT./ PUSZKA PRZYŁ | 3.6 | 1 | NR | 3.55 | 1 | NR | 1.408% | OFFICIAL | 5PS55G64FG4552K100 | 30 | 5PS | INSTALLATION PASS | 55G | MAVIL | 64F | BFR WIRE MESH TRAYS | 100 | 100 | NR | 120 | CCM | 0.043 | 0.043 | KG | 3660612003348 | 3660612003355 | 3660612003355 | 72169110
MV41212 | BRN35 SPEED COUPLER HDG | BRN35 SZYBKOZŁĄCZKA GAC | 10.1 | 1 | NR | 9.85 | 1 | NR | 2.538% | OFFICIAL | 5PS55G65FG5557Y100 | 40 | 5PS | INSTALLATION PASS | 55G | MAVIL | 65F | BRN STEEL CABLE TRAY | 100 | 100 | NR | 240 | CCM | 0.173 | 0.173 | KG | 3660612006516 | 3660612006523 | 3660612006523 | 72169110
MV41230 | BRN35-50 ADJUST COUPLER HDG | BRN35-50 ZŁĄCZE REGULOWANE HDG | 12.6 | 1 | NR | 12.3 | 1 | NR | 2.439% | OFFICIAL | 5PS55G65FG5557Y100 | 40 | 5PS | INSTALLATION PASS | 55G | MAVIL | 65F | BRN STEEL CABLE TRAY | 100 | 100 | NR | 56.25 | CCM | 0.092 | 0.092 | KG | 3660612054357 | 3660612293268 | 3660612293268 | 72169110
MV90292 | CO CC 200 BR.NP-ML HDG | CO CC 200 BR.NP-ML HDG | 101 | 1 | M | 98.6 | 1 | M | 2.434% | OFFICIAL | 5PS55G65FG5758I100 | 30 | 5PS | INSTALLATION PASS | 55G | MAVIL | 65F | BRN STEEL CABLE TRAY | 3 | 3 | M | 2000 | CCM | 1.07 | 1.07 | KG | 8011564836709 | 8011564979345 | 8011564979345 | 72169110
MVG1820GC | BRN50 NOT P.C.T.45°CONV.BENDR150W65 HDG | BRN50 KOR.KAB.B/P WYPUK.45°R150W65 GAC | 127 | 1 | NR | 124 | 1 | NR | 2.419% | OFFICIAL | 5PS55G65FG5758G100 | 30 | 5PS | INSTALLATION PASS | 55G | MAVIL | 65F | BRN STEEL CABLE TRAY | 2 | 2 | NR | 4337.542 | CCM | 0.51 | 0.51 | KG | 3660612387684 | 3660612387691 | 3660612387691 | 72169110
MV21228 | CC 305 BRN50 PRE-ECLISSE HDG | CC 305 BRN50 PRZEDZMIERZCHOWY GAC | 129 | 1 | M | 126 | 1 | M | 2.381% | OFFICIAL | 5PS55G65FG4752U100 | 40 | 5PS | INSTALLATION PASS | 55G | MAVIL | 65F | BRN STEEL CABLE TRAY | 3 | 6 | M | 9062.5 | CCM | 3.532 | 3.532 | KG | 3660612338884 | 3660612338891 | 3660612338914 | 72169110
MVG1110ND | BRN95 NOT P.CABLE T.90°B.R150W95 Z275 | BRN95 KOR.KA.BEZ P KĄT 90° R150W95 Z275 | 129 | 1 | NR | 126 | 1 | NR | 2.381% | OFFICIAL | 5PS55G65FG5758G100 | 30 | 5PS | INSTALLATION PASS | 55G | MAVIL | 65F | BRN STEEL CABLE TRAY | 10 | 10 | NR | 7095.582 | CCM | 1.298 | 1.298 | KG | 3660612380500 | 3660612380517 | 3660612380517 | 72169110
MVG1410GF | BRN50 NOT P.CAB.T.LAT.E.R150W155Z275 | BRN50 KOR.KAB.B/P WYJ. BOK R150W155Z275 | 129 | 1 | NR | 126 | 1 | NR | 2.381% | OFFICIAL | 5PS55G65FG5758G100 | 30 | 5PS | INSTALLATION PASS | 55G | MAVIL | 65F | BRN STEEL CABLE TRAY | 4 | 4 | NR | 5675.737 | CCM | 1.092 | 1.092 | KG | 3660612383761 | 3660612383778 | 3660612383778 | 72169110
MVG1610GL | BRN50 NOT P.CAB.T.45°CONC.B.R150W305Z275 | BRN50 KOR.KAB.B/P WKLĘSŁ.45°R150W305Z275 | 129 | 1 | NR | 126 | 1 | NR | 2.381% | OFFICIAL | 5PS55G65FG5758G100 | 30 | 5PS | INSTALLATION PASS | 55G | MAVIL | 65F | BRN STEEL CABLE TRAY | 2 | 2 | NR | 11863.441 | CCM | 0.862 | 0.862 | KG | 3660612386441 | 3660612386458 | 3660612386458 | 72169110
MVG1610NH | BRN95 NOT P.CAB.T.45°CONC.B.R150W215Z275 | BRN95 KOR.KAB.B/P WKLĘSŁ.45°R150W215Z275 | 129 | 1 | NR | 126 | 1 | NR | 2.381% | OFFICIAL | 5PS55G65FG5758G100 | 30 | 5PS | INSTALLATION PASS | 55G | MAVIL | 65F | BRN STEEL CABLE TRAY | 2 | 2 | NR | 13476.339 | CCM | 1.071 | 1.071 | KG | 3660612386700 | 3660612386717 | 3660612386717 | 72169110
MVG1810LL | BRN80 NOT P.C.T.45°CONV.BENDR150W305Z275 | BRN80 KOR.KAB.B/P WYPUK.45°R150W305Z275 | 129 | 1 | NR | 126 | 1 | NR | 2.381% | OFFICIAL | 5PS55G65FG5758G100 | 30 | 5PS | INSTALLATION PASS | 55G | MAVIL | 65F | BRN STEEL CABLE TRAY | 2 | 2 | NR | 27103.589 | CCM | 0.941 | 0.941 | KG | 3660612387462 | 3660612387479 | 3660612387479 | 72169110